## LSLI Submission
Unique Service Line ID | Street Address | Other Location Identifier | Sensitive Population | Disadvantaged Neighborhood | System-Owned Portion Service Line Material Classification | Was Material Ever Previously Lead | Service Line Installation Date | Service Line Size | Basis of Material Classification | Was the Service Line Material Field Verified? | Field Verification Method | Date of Field Verification | Notes | Customer-Owned Portion Service Line Material Classification | Service Line Installation Date | Service Line Size | Basis of Material Classification | Was the Service Line Material Field Verified? | Field Verification Method | Date of Field Verification | Notes | Entire Service Line Material Classification | Is there a Lead Connector? | Is there Lead Solder in the Service Line? | Other Fittings and Equipment Connected to the Service Line that Contain Lead | Building Type Connected to Service Line | Point-of-Entry or Point-of-Use Treatment Present? | Does the Interior Building Plumbing Contain Copper Pipes with Lead Solder Installed Before Lead Ban? | Current LCR Sampling Site? | Date of System-owned LSLR | Date of Customer-owned LSLR
MTR_015595 | VANTAGE GLEN LOTS 1-9 | VANTAGE GLEN LOTS 1-9 |  |  | Non-Lead - Other | No | 1984-06-14 | 1.5 | Statistical analysis |  |  |  |  | Non-Lead - Other |  |  | Statistical analysis |  |  |  |  | Non-Lead |  |  |  | Domestic
MTR_015596 | 17735 105TH PL SE | BUILDING E WESTVIEW VILLAGE APARTME NTS |  |  | Non-Lead - Other | No | 1995-08-23 | 1 | Installation date is after the lead ban |  |  |  |  | Non-Lead - Other |  |  | Installation date is after the lead ban |  |  |  |  | Non-Lead |  |  |  | Domestic
MTR_014462 | 17313 120TH LN SE | BLDG K MADISON AT FAIRWOOD |  |  | Non-Lead - Other | No | 1986-01-14 | 0 | Installation date is after the lead ban |  |  |  |  | Non-Lead - Other |  |  | Installation date is after the lead ban |  |  |  |  | Non-Lead |  |  |  | Domestic
MTR_016542 | 17740 151ST AVE SE | TAX LOT 1 NW 35-23-5 |  |  | Non-Lead - Other | No | 1987-07-22 | 0 | Installation date is after the lead ban |  |  |  |  | Non-Lead - Other |  |  | Installation date is after the lead ban |  |  |  |  | Non-Lead |  |  |  | Domestic
MTR_019401 | 10803 SE 184TH LN | TAX LOT 82 SEC32-23-5 |  |  | Non-Lead - Other | No |  | 0 | Installation date is after the lead ban |  |  |  |  | Non-Lead - Other |  |  | Installation date is after the lead ban |  |  |  |  | Non-Lead |  |  |  | Domestic
MTR_030205 | 17306 119TH LN SE | UNITS 1-12 BLDG M CASCADE PARK CONDOS |  |  | Non-Lead - Other | No |  | 0 | Installation date is after the lead ban |  |  |  |  | Non-Lead - Other |  |  | Installation date is after the lead ban |  |  |  |  | Non-Lead |  |  |  | Domestic
MTR_025891 | 10833 SE 200TH ST | 0708-051314 |  |  | Non-Lead - Other | Unknown |  | 0 | Statistical analysis |  |  |  |  | Non-Lead - Other |  |  | Statistical analysis |  |  |  |  | Non-Lead |  |  |  | Assumed
MTR_030206 | 17418 119TH LN SE | UNITS 1-12 BLG G CASCADE PARK CONDOS. |  |  | Non-Lead - Other | No |  | 0 | Installation date is after the lead ban |  |  |  |  | Non-Lead - Other |  |  | Installation date is after the lead ban |  |  |  |  | Non-Lead |  |  |  | Domestic
MTR_014465 | 17128 120TH TER SE | TAX LOT 10 SW 28-23-5 |  |  | Non-Lead - Other | No | 1986-01-03 | 1.5 | Installation date is after the lead ban |  |  |  |  | Non-Lead - Other |  |  | Installation date is after the lead ban |  |  |  |  | Non-Lead |  |  |  | Domestic
MTR_020212 | 19714 106TH AVE SE | TAX LOT 174 NW 05-22-05 |  |  | Non-Lead - Other | No |  | 0 | Installation date is after the lead ban |  |  |  |  | Non-Lead - Other |  |  | Installation date is after the lead ban |  |  |  |  | Non-Lead |  |  |  | Assumed
MTR_000324 | 12910 SE 240TH ST BLDG J | BLDG J WANDERING CREEK |  |  | Non-Lead - Other | No |  | 1.5 | Installation date is after the lead ban |  |  |  |  | Non-Lead - Other |  |  | Installation date is after the lead ban |  |  |  |  | Non-Lead |  |  |  | Assumed
MTR_015597 | 17735 105TH PL SE | BUILDING F WESTVIEW VILLAGE APARTME NTS |  |  | Non-Lead - Other | No | 1995-08-23 | 1 | Installation date is after the lead ban |  |  |  |  | Non-Lead - Other |  |  | Installation date is after the lead ban |  |  |  |  | Non-Lead |  |  |  | Domestic
MTR_014466 | 11813 SE 171ST LN | TAX LOT 10 SW 28-23-5 |  |  | Non-Lead - Other | No | 1986-01-03 | 1.5 | Installation date is after the lead ban |  |  |  |  | Non-Lead - Other |  |  | Installation date is after the lead ban |  |  |  |  | Non-Lead |  |  |  | Domestic
MTR_016543 | 17720 151ST AVE SE | TAX LOT 1 NW 35-23-5 |  |  | Non-Lead - Other | No | 1987-07-22 | 0 | Installation date is after the lead ban |  |  |  |  | Non-Lead - Other |  |  | Installation date is after the lead ban |  |  |  |  | Non-Lead |  |  |  | Domestic
MTR_016567 | 14901 SE 179TH ST | TAX LOT 1 NW 35-23-5 |  |  | Non-Lead - Other | No | 1987-07-22 | 0 | Installation date is after the lead ban |  |  |  |  | Non-Lead - Other |  |  | Installation date is after the lead ban |  |  |  |  | Non-Lead |  |  |  | Domestic
MTR_015598 | BLDG E NORTH BENSON PLZ | BLDG E NORTH BENSON PLAZA |  |  | Non-Lead - Other | No | 2015-05-05 | 0 | Installation date is after the lead ban |  |  |  |  | Non-Lead - Other |  |  | Installation date is after the lead ban |  |  |  |  | Non-Lead |  |  |  | Commercial
MTR_014467 | 17405 120TH LN SE | BLDG I MADISON @ FAIRWOOD |  |  | Non-Lead - Other | No | 1986-01-14 | 0 | Installation date is after the lead ban |  |  |  |  | Non-Lead - Other |  |  | Installation date is after the lead ban |  |  |  |  | Non-Lead |  |  |  | Domestic
MTR_015599 | NORTH BENSON PLAZA BLDG #C | NORTH BENSON PLAZA BLDG #C |  |  | Non-Lead - Other | No |  | 1.5 | Installation date is after the lead ban |  |  |  |  | Non-Lead - Other |  |  | Installation date is after the lead ban |  |  |  |  | Non-Lead |  |  |  | Commercial
MTR_024123 | 20923 110TH AVE SE | BLDG #18 BENSON VIL PH#2 |  |  | Non-Lead - Other | No |  | 0 | Installation date is after the lead ban |  |  |  |  | Non-Lead - Other |  |  | Installation date is after the lead ban |  |  |  |  | Non-Lead |  |  |  | Domestic
MTR_000326 | 23811 132ND AVE BLDG P SE | BLDG P WANDERING CREEK |  |  | Non-Lead - Other | No |  | 0 | Installation date is after the lead ban |  |  |  |  | Non-Lead - Other |  |  | Installation date is after the lead ban |  |  |  |  | Non-Lead |  |  |  | Assumed
MTR_030211 | 17515 118TH AVE SE | UNITS 1-8 BLDG B CASCADE PARK CONDO |  |  | Non-Lead - Other | No |  | 0 | Installation date is after the lead ban |  |  |  |  | Non-Lead - Other |  |  | Installation date is after the lead ban |  |  |  |  | Non-Lead |  |  |  | Assumed
MTR_014469 | 17200 120TH AVE SE | TAX LOT 10 SEC 28-23-5 |  |  | Non-Lead - Other | Unknown |  | 0.75 | Statistical analysis |  |  |  |  | Non-Lead - Other |  |  | Statistical analysis |  |  |  |  | Non-Lead |  |  |  | Assumed
MTR_014006 | 10804 SE 173RD ST | L 1 BLK 1 CLIFFORDS ADDITION |  |  | Non-Lead - Other | No |  | 0.75 | Installation date is after the lead ban |  |  |  |  | Non-Lead - Other |  |  | Installation date is after the lead ban |  |  |  |  | Non-Lead |  |  |  | Assumed
MTR_019402 | 10837 SE 184TH LN | TAX LOT 82 SEC32-23-5 |  |  | Non-Lead - Other | No |  | 0 | Installation date is after the lead ban |  |  |  |  | Non-Lead - Other |  |  | Installation date is after the lead ban |  |  |  |  | Non-Lead |  |  |  | Domestic
MTR_019403 | 10840 SE 184TH LN | TAX LOT 82 SEC 32-23-5 |  |  | Non-Lead - Other | No |  | 0 | Installation date is after the lead ban |  |  |  |  | Non-Lead - Other |  |  | Installation date is after the lead ban |  |  |  |  | Non-Lead |  |  |  | Domestic
MTR_030207 | 17404 119TH LN SE | UNITS 1-12 BLDG H CASCADE PARK CONDOS |  |  | Non-Lead - Other | No |  | 0 | Installation date is after the lead ban |  |  |  |  | Non-Lead - Other |  |  | Installation date is after the lead ban |  |  |  |  | Non-Lead |  |  |  | Domestic
MTR_012416 | IRRIGATION-ENTR LK DESIRE DR SE | IRRIGATION-ENTR LK DESIRE DR SE |  |  | Non-Lead - Other | Unknown |  | 0.75 | Statistical analysis |  |  |  |  | Non-Lead - Other |  |  | Statistical analysis |  |  |  |  | Non-Lead |  |  |  | Domestic
MTR_030208 | 17310 119TH LN SE | UNITS 1-8 BLDG L CASCADE PARK CONDO |  |  | Non-Lead - Other | No |  | 0 | Installation date is after the lead ban |  |  |  |  | Non-Lead - Other |  |  | Installation date is after the lead ban |  |  |  |  | Non-Lead |  |  |  | Domestic
MTR_000329 | 23811 132ND AVE SE BLDG W | BLDG W WANDERING CREEK |  |  | Non-Lead - Other | No |  | 0 | Installation date is after the lead ban |  |  |  |  | Non-Lead - Other |  |  | Installation date is after the lead ban |  |  |  |  | Non-Lead |  |  |  | Assumed
MTR_030190 | THE BECKET - W | MISSION RIDGE - W |  |  | Non-Lead - Other | No |  | 1.5 | Installation date is after the lead ban |  |  |  |  | Non-Lead - Other |  |  | Installation date is after the lead ban |  |  |  |  | Non-Lead |  |  |  | Domestic
MTR_000332 | 10700 SE 174TH ST #202 | TAX LOT 160 OF 29-23-05 |  |  | Non-Lead - Other | No |  | 1.5 | Installation date is after the lead ban |  |  |  |  | Non-Lead - Other |  |  | Installation date is after the lead ban |  |  |  |  | Non-Lead |  |  |  | Assumed
MTR_030191 | THE BECKET - R | MISSION RIDGE - R |  |  | Non-Lead - Other | No |  | 1.5 | Installation date is after the lead ban |  |  |  |  | Non-Lead - Other |  |  | Installation date is after the lead ban |  |  |  |  | Non-Lead |  |  |  | Domestic
MTR_024124 | 20906 114TH PL SE | LOTS 13-18 BLDG 8 MEADOWGLEN CONDO |  |  | Non-Lead - Other | No |  | 0 | Installation date is after the lead ban |  |  |  |  | Non-Lead - Other |  |  | Installation date is after the lead ban |  |  |  |  | Non-Lead |  |  |  | Domestic
MTR_016544 | 15025 SE 177TH PL | TAX LOT 1 NW 35-23-5 |  |  | Non-Lead - Other | No | 1987-07-22 | 0 | Installation date is after the lead ban |  |  |  |  | Non-Lead - Other |  |  | Installation date is after the lead ban |  |  |  |  | Non-Lead |  |  |  | Domestic
MTR_000334 | 16655 108TH AVE SE | LOT 23 BK4 AKERS FARM 5 |  |  | Non-Lead - Other | No |  | 6 | Installation date is after the lead ban |  |  |  |  | Non-Lead - Other |  |  | Installation date is after the lead ban |  |  |  |  | Non-Lead |  |  |  | Hydrant
MTR_015601 | 17923 108TH AVE SE | E1/2 OF NE1/4 OF NW1/4 32-23-5 L2 K CSP 284044 |  |  | Non-Lead - Other | No |  | 1.5 | Installation date is after the lead ban |  |  |  |  | Non-Lead - Other |  |  | Installation date is after the lead ban |  |  |  |  | Non-Lead |  |  |  | Commercial
MTR_015602 | 17620 108TH AVE SE | 0708-010739-TL120 E1/2 SEC 32-23-5 |  |  | Non-Lead - Copper | Unknown |  | 1 | Statistical analysis | No |  |  |  | Non-Lead - Other |  |  | Statistical analysis |  |  |  |  | Non-Lead |  |  |  | Domestic
MTR_030192 | THE BECKET - X | MISSION RIDGE - X |  |  | Non-Lead - Other | No |  | 1.5 | Installation date is after the lead ban |  |  |  |  | Non-Lead - Other |  |  | Installation date is after the lead ban |  |  |  |  | Non-Lead |  |  |  | Domestic
MTR_024125 | 20912 114TH PL SE | LOTS 19-22 BLDG 9 MEADOWGLEN CONDO |  |  | Non-Lead - Other | No |  | 0 | Installation date is after the lead ban |  |  |  |  | Non-Lead - Other |  |  | Installation date is after the lead ban |  |  |  |  | Non-Lead |  |  |  | Domestic
MTR_030193 | THE BECKET - Q | MISSION RIDGE - Q |  |  | Non-Lead - Other | No |  | 1.5 | Installation date is after the lead ban |  |  |  |  | Non-Lead - Other |  |  | Installation date is after the lead ban |  |  |  |  | Non-Lead |  |  |  | Domestic
MTR_030194 | THE BECKET - P | MISSION RIDGE - P |  |  | Non-Lead - Other | No |  | 1.5 | Installation date is after the lead ban |  |  |  |  | Non-Lead - Other |  |  | Installation date is after the lead ban |  |  |  |  | Non-Lead |  |  |  | Domestic
MTR_014477 | THE BECKET - D | MISSION RIDGE - D |  |  | Non-Lead - Other | No |  | 0 | Installation date is after the lead ban |  |  |  |  | Non-Lead - Other |  |  | Installation date is after the lead ban |  |  |  |  | Non-Lead |  |  |  | Domestic
MTR_014478 | 17134 120TH TER SE | TAX LOT 10 SW 28-23-5 |  |  | Non-Lead - Other | No | 1986-01-03 | 1.5 | Installation date is after the lead ban |  |  |  |  | Non-Lead - Other |  |  | Installation date is after the lead ban |  |  |  |  | Non-Lead |  |  |  | Domestic
MTR_030195 | THE BECKET - M | MISSION RIDGE - M |  |  | Non-Lead - Other | No |  | 0 | Installation date is after the lead ban |  |  |  |  | Non-Lead - Other |  |  | Installation date is after the lead ban |  |  |  |  | Non-Lead |  |  |  | Domestic
MTR_016545 | 14911 SE 179TH ST | TAX LOT 1 NW 35-23-5 |  |  | Non-Lead - Other | No | 1987-07-22 | 0 | Installation date is after the lead ban |  |  |  |  | Non-Lead - Other |  |  | Installation date is after the lead ban |  |  |  |  | Non-Lead |  |  |  | Domestic
MTR_016568 | 17721 148TH LN SE | TAX LOT 1 NW 35-23-5 |  |  | Non-Lead - Other | No | 1987-07-22 | 0 | Installation date is after the lead ban |  |  |  |  | Non-Lead - Other |  |  | Installation date is after the lead ban |  |  |  |  | Non-Lead |  |  |  | Domestic
MTR_016546 | 15021 SE 177TH PL | TAX LOT 1 NW 35-23-5 |  |  | Non-Lead - Other | No | 1987-07-22 | 0 | Installation date is after the lead ban |  |  |  |  | Non-Lead - Other |  |  | Installation date is after the lead ban |  |  |  |  | Non-Lead |  |  |  | Domestic
MTR_000336 | 20618 108TH AVE SE | TAX LOTS 39,56,97,98,100,101,293 S- T-R 5-22-5 |  |  | Non-Lead - Other | No |  | 0.75 | Installation date is after the lead ban |  |  |  |  | Non-Lead - Other |  |  | Installation date is after the lead ban |  |  |  |  | Non-Lead |  |  |  | Assumed
MTR_016569 | 14915 SE 177TH PL | TAX LOT 1 NW 35-23-5 |  |  | Non-Lead - Other | No | 1987-07-22 | 0 | Installation date is after the lead ban |  |  |  |  | Non-Lead - Other |  |  | Installation date is after the lead ban |  |  |  |  | Non-Lead |  |  |  | Domestic
MTR_016547 | 15002 SE 179TH ST | TAX LOT 1 NW 35-23-5 |  |  | Non-Lead - Other | No | 1987-07-22 | 0 | Installation date is after the lead ban |  |  |  |  | Non-Lead - Other |  |  | Installation date is after the lead ban |  |  |  |  | Non-Lead |  |  |  | Domestic
MTR_023672 | 21733 108TH AVE SE-IRRIG | 0708-018570 |  |  | Non-Lead - Other | No | 2001-11-30 | 0 | Installation date is after the lead ban |  |  |  |  | Non-Lead - Other |  |  | Installation date is after the lead ban |  |  |  |  | Non-Lead |  |  |  | Domestic
MTR_030212 | 17521 118TH AVE SE | UNITS 1-12 BLDG A CASCADE PARK CONDOS |  |  | Non-Lead - Other | No |  | 0 | Installation date is after the lead ban |  |  |  |  | Non-Lead - Other |  |  | Installation date is after the lead ban |  |  |  |  | Non-Lead |  |  |  | Domestic
MTR_019404 | 10815 SE 184TH LN | TAX LOT 82 SEC 32-23-5 |  |  | Non-Lead - Other | No |  | 0 | Installation date is after the lead ban |  |  |  |  | Non-Lead - Other |  |  | Installation date is after the lead ban |  |  |  |  | Non-Lead |  |  |  | Domestic
MTR_015604 | VANTAGE GLEN-LOTS 10-18 & REC | VANTAGE GLEN-LOTS 10-18 & REC |  |  | Non-Lead - Other | No | 1984-06-14 | 1.5 | Statistical analysis |  |  |  |  | Non-Lead - Other |  |  | Statistical analysis |  |  |  |  | Non-Lead |  |  |  | Domestic
MTR_030196 | THE BECKET - U | MISSION RIDGE - U |  |  | Non-Lead - Other | No |  | 1 | Installation date is after the lead ban |  |  |  |  | Non-Lead - Other |  |  | Installation date is after the lead ban |  |  |  |  | Non-Lead |  |  |  | Domestic
MTR_030213 | 17509 118TH AVE SE | UNITS 1-12 BLDG C CASCADE PARK CONDO |  |  | Non-Lead - Other | No |  | 0 | Installation date is after the lead ban |  |  |  |  | Non-Lead - Other |  |  | Installation date is after the lead ban |  |  |  |  | Non-Lead |  |  |  | Domestic
MTR_024126 | 20907 114TH PL SE | LOTS 31-34 BLDG 6 MEADOWGLEN CONDO |  |  | Non-Lead - Other | No |  | 0 | Installation date is after the lead ban |  |  |  |  | Non-Lead - Other |  |  | Installation date is after the lead ban |  |  |  |  | Non-Lead |  |  |  | Domestic
MTR_014009 | 16818 108TH AVE SE | 0708-004354-TAX LOT 19 S-T-R SE 2-23-5 |  |  | Non-Lead - Other | No |  | 1 | Installation date is after the lead ban |  |  |  |  | Non-Lead - Other |  |  | Installation date is after the lead ban |  |  |  |  | Non-Lead |  |  |  | Assumed
MTR_000341 | 20628 & 20632 108TH AVE SE | TAX LOTS 39,56,97,98,100,101,293 S- T-R 5-22-5 |  |  | Non-Lead - Other | No |  | 0.75 | Installation date is after the lead ban |  |  |  |  | Non-Lead - Other |  |  | Installation date is after the lead ban |  |  |  |  | Non-Lead |  |  |  | Assumed
MTR_030197 | THE BECKET- L | MISSION RIDGE - L |  |  | Non-Lead - Other | No |  | 1.5 | Installation date is after the lead ban |  |  |  |  | Non-Lead - Other |  |  | Installation date is after the lead ban |  |  |  |  | Non-Lead |  |  |  | Domestic
MTR_014484 | 11925 SE 175TH ST | BLDG C MADISON @ FAIRWOOD |  |  | Non-Lead - Other | No | 1986-01-14 | 0 | Installation date is after the lead ban |  |  |  |  | Non-Lead - Other |  |  | Installation date is after the lead ban |  |  |  |  | Non-Lead |  |  |  | Domestic
MTR_016548 | 15108 SE 179TH ST | TAX LOT 1 NW 35-23-5 |  |  | Non-Lead - Other | No | 1987-07-22 | 0 | Installation date is after the lead ban |  |  |  |  | Non-Lead - Other |  |  | Installation date is after the lead ban |  |  |  |  | Non-Lead |  |  |  | Domestic
MTR_014485 | 11921 SE 175TH ST | BLDG D MADISON @ FAIRWOOD |  |  | Non-Lead - Other | No | 1986-01-14 | 0 | Installation date is after the lead ban |  |  |  |  | Non-Lead - Other |  |  | Installation date is after the lead ban |  |  |  |  | Non-Lead |  |  |  | Domestic
MTR_014010 | 17117 116TH AVE SE | UNITS 1-5 SPRING GLEN COURT #2 |  |  | Non-Lead - Other | No |  | 1.5 | Installation date is after the lead ban |  |  |  |  | Non-Lead - Other |  |  | Installation date is after the lead ban |  |  |  |  | Non-Lead |  |  |  | Assumed
MTR_016570 | 17714 149TH LN SE | TAX LOT 1 NW 35-23-5 |  |  | Non-Lead - Other | No | 1987-07-22 | 0 | Installation date is after the lead ban |  |  |  |  | Non-Lead - Other |  |  | Installation date is after the lead ban |  |  |  |  | Non-Lead |  |  |  | Domestic
MTR_014486 | 17317 120TH LN SE | BLDG J MADISON @ FAIRWOOD |  |  | Non-Lead - Other | No | 1986-01-14 | 0 | Installation date is after the lead ban |  |  |  |  | Non-Lead - Other |  |  | Installation date is after the lead ban |  |  |  |  | Non-Lead |  |  |  | Domestic
MTR_015607 | VANTAGE GLEN-L68-73/86-91 | VANTAGE GLEN-L68-73/86-91 |  |  | Non-Lead - Other | No | 1984-06-14 | 1.5 | Statistical analysis |  |  |  |  | Non-Lead - Other |  |  | Statistical analysis |  |  |  |  | Non-Lead |  |  |  | Domestic
MTR_023398 | 10918 SE 211TH PL | BLDG#8 BENSON VILLAGE |  |  | Non-Lead - Other | No | 1978-07-26 | 0 | Installation date is after the lead ban |  |  |  |  | Non-Lead - Other |  |  | Installation date is after the lead ban |  |  |  |  | Non-Lead |  |  |  | Domestic
MTR_018174 | 14023 SE 177TH ST | BLDG L PARCEL1 SP877119 |  |  | Non-Lead - Other | No | 1981-08-25 | 0 | Installation date is after the lead ban |  |  |  |  | Non-Lead - Other |  |  | Installation date is after the lead ban |  |  |  |  | Non-Lead |  |  |  | Domestic
MTR_019405 | 10811 SE 184TH LN | TAX LOT 82 SEC 32-23-5 |  |  | Non-Lead - Other | No |  | 0 | Installation date is after the lead ban |  |  |  |  | Non-Lead - Other |  |  | Installation date is after the lead ban |  |  |  |  | Non-Lead |  |  |  | Domestic
MTR_023725 | 10024 SE 219TH PL | LOT 26 KARA CREST |  |  | Non-Lead - Other | No | 2001-08-23 | 0 | Installation date is after the lead ban |  |  |  |  | Non-Lead - Other |  |  | Installation date is after the lead ban |  |  |  |  | Non-Lead |  |  |  | Domestic
MTR_000344 | RETAIL A | PANTHER LAKE SHOPPING CENTER-RETAIL A |  |  | Non-Lead - Other | No |  | 0 | Installation date is after the lead ban |  |  |  |  | Non-Lead - Other |  |  | Installation date is after the lead ban |  |  |  |  | Non-Lead |  |  |  | Assumed
MTR_023399 | 21027 109TH PL SE | BLDG 2 BENSON VILLAGE |  |  | Non-Lead - Other | No | 1978-07-26 | 0 | Installation date is after the lead ban |  |  |  |  | Non-Lead - Other |  |  | Installation date is after the lead ban |  |  |  |  | Non-Lead |  |  |  | Domestic
MTR_015608 | 17801 108TH AVE SE-BLDG K | E 1/2 OF NE 1/4 OF NW 1/4 32-23-5-L 2 KCSP284044 |  |  | Non-Lead - Other | No | 1987-05-13 | 0.75 | Installation date is after the lead ban |  |  |  |  | Non-Lead - Other |  |  | Installation date is after the lead ban |  |  |  |  | Non-Lead |  |  |  | Domestic
MTR_016571 | 17729 148TH LN SE | TAX LOT 1 NW 35-23-5 |  |  | Non-Lead - Other | No | 1987-07-22 | 0 | Installation date is after the lead ban |  |  |  |  | Non-Lead - Other |  |  | Installation date is after the lead ban |  |  |  |  | Non-Lead |  |  |  | Domestic
MTR_016572 | 14903 SE 177TH PL | TAX LOT 1 NW 35-23-5 |  |  | Non-Lead - Other | No | 1987-07-22 | 0 | Installation date is after the lead ban |  |  |  |  | Non-Lead - Other |  |  | Installation date is after the lead ban |  |  |  |  | Non-Lead |  |  |  | Domestic
MTR_015609 | VANTAGE GLEN-LOTS 110-123 | VANTAGE GLEN-LOTS 110-123 |  |  | Non-Lead Plastic | No | 1983-12-13 | 1.5 | Rectified Plan | Yes | Visual inspection at the meter pit | 2024-01-25 |  | Non-Lead Plastic |  |  | Field inspection only with no records | Yes | Visual inspection at the meter pit | 2024-01-25 |  | Non-Lead |  |  |  | Domestic
MTR_000346 | 20746 108TH AVE SE | 0708-051207-TAX LOT 254 5-22-5 |  |  | Non-Lead - Other | No |  | 0 | Installation date is after the lead ban |  |  |  |  | Non-Lead - Other |  |  | Installation date is after the lead ban |  |  |  |  | Non-Lead |  |  |  | Assumed
MTR_016549 | 15020 SE 177TH PL | TAX LOT 1 NW 35-23-5 |  |  | Non-Lead - Other | No | 1987-07-22 | 0 | Installation date is after the lead ban |  |  |  |  | Non-Lead - Other |  |  | Installation date is after the lead ban |  |  |  |  | Non-Lead |  |  |  | Domestic
MTR_030223 | 17034 116TH AVE SE | 0708-001328 |  |  | Non-Lead - Other | Unknown |  | 0 | Statistical analysis |  |  |  |  | Non-Lead - Other |  |  | Statistical analysis |  |  |  |  | Non-Lead |  |  |  | Commercial
MTR_023363 | 10200 SE 216TH ST | PANTHER LAKE ELEMENTARY - IRRIGATION |  |  | Non-Lead - Other | No | 2009-07-28 | 0 | Installation date is after the lead ban |  |  |  |  | Non-Lead - Other |  |  | Installation date is after the lead ban |  |  |  |  | Non-Lead |  |  |  | Domestic
MTR_026343 | 23105 132ND AVE SE | TAX LOT 9062 16-22-5 |  |  | Non-Lead Plastic | No |  | 0 | Field inspection only with no records | Yes | Visual inspection at meter pit | 2023-11-30 |  | Non-Lead Plastic |  |  | Field inspection only with no records | Yes | Visual inspection at meter pit | 2023-11-30 |  | Non-Lead | No | No |  | Domestic | Unknown | Unknown | Unknown
MTR_017271 | 18002 108TH AVE SE | FIRE STATION #13 |  |  | Non-Lead - Other | No | 2007-02-20 | 1.5 | Installation date is after the lead ban |  |  |  |  | Non-Lead - Other |  |  | Installation date is after the lead ban |  |  |  |  | Non-Lead |  |  |  | Domestic
MTR_020279 | 10700 SE 208TH ST | 0708-017055-TAX LOT 31 SEC 5-22-5 |  |  | Non-Lead - Other | No |  | 0 | Installation date is after the lead ban |  |  |  |  | Non-Lead - Other |  |  | Installation date is after the lead ban |  |  |  |  | Non-Lead |  |  |  | Domestic
MTR_030215 | 17028 116TH AVE SE | CASCADE SHOPPING CENTER BLDG D-IRRIGATION |  |  | Non-Lead Plastic | Unknown |  | 0 | Converted CAD | Yes | Visual inspection at the meter pit | 2024-01-31 |  | Non-Lead Plastic |  |  | Field inspection only with no records | Yes | Visual inspection at the meter pit | 2024-01-31 |  | Non-Lead |  |  |  | Irrigation
MTR_015610 | 17901 108TH AVE SE | E1/2 OF NE 1/4 OF NW 1/4 32-23-5 L2 KCSP 284044 |  |  | Non-Lead - Other | No |  | 0 | Installation date is after the lead ban |  |  |  |  | Non-Lead - Other |  |  | Installation date is after the lead ban |  |  |  |  | Non-Lead |  |  |  | Domestic
MTR_029771 | VLG @ SOOS CREEK IRRIGATION ME | THE VILLAGE @ SOOS CK SPRK MTR |  |  | Non-Lead - Other | Unknown |  | 0 | Statistical analysis |  |  |  |  | Non-Lead - Other |  |  | Statistical analysis |  |  |  |  | Non-Lead |  |  |  | Assumed
MTR_023388 | 20801, 20803, 20805, 20807 110TH LN SE | LOT 2 KCSP 379135R-BLDG A THE MORGAN (FORMERLY BRITTANY LN ) |  |  | Non-Lead - Other | No | 1995-10-24 | 0 | Installation date is after the lead ban |  |  |  |  | Non-Lead - Other |  |  | Installation date is after the lead ban |  |  |  |  | Non-Lead |  |  |  | Domestic
MTR_014131 | 115TH AVE SE & SE 170TH CT | IRRIGTION -GLACIER VIEW TOWNHOMES |  |  | Non-Lead - Other | No | 2005-10-28 | 1.5 | Statistical analysis |  |  |  |  | Non-Lead - Other |  |  | Statistical analysis |  |  |  |  | Non-Lead |  |  |  | Irrigation
MTR_015611 | VANTAGE GLEN-LOTS 35-47 | VANTAGE GLEN-LOTS 35-47 |  |  | Non-Lead - Other | No | 1984-06-14 | 1.5 | Statistical analysis |  |  |  |  | Non-Lead - Other |  |  | Statistical analysis |  |  |  |  | Non-Lead |  |  |  | Domestic
MTR_000352 | 12010 SE 240TH ST | TAX LOT 31 16-22-5 |  |  | Non-Lead - Other | No | 2008-03-10 | 1.5 | Rectified Plan | No |  |  |  | Non-Lead - Other |  |  | Installation date is after the lead ban |  |  |  |  | Non-Lead |  |  |  | Domestic
MTR_024268 | 98TH AVE S & S 218TH ST | 98TH AVE S & S 218TH ST |  |  | Non-Lead - Other | Unknown |  | 0 | Statistical analysis |  |  |  |  | Non-Lead - Other |  |  | Statistical analysis |  |  |  |  | Non-Lead |  |  |  | Assumed
MTR_025879 | 10825 SE 200TH ST-BLDG H | BLDG H SUNRISE @ THE BENSON |  |  | Non-Lead - Other | No | 1999-01-27 | 0 | Installation date is after the lead ban |  |  |  |  | Non-Lead - Other |  |  | Installation date is after the lead ban |  |  |  |  | Non-Lead |  |  |  | Domestic
MTR_023403 | 21008 109TH PL SE | BLDG#14 BENSON VILLAGE 2 |  |  | Non-Lead - Other | No |  | 5.25 | Installation date is after the lead ban |  |  |  |  | Non-Lead - Other |  |  | Installation date is after the lead ban |  |  |  |  | Non-Lead |  |  |  | Hydrant
MTR_027231 | 13210 SE 240TH ST | TAX LOT 34 15-22-5 |  |  | Non-Lead - Other | No |  | 0 | Installation date is after the lead ban |  |  |  |  | Non-Lead - Other |  |  | Installation date is after the lead ban |  |  |  |  | Non-Lead |  |  |  | Assumed
MTR_018735 | 20400 92ND AVE S | TAX LOT 158 06-22-05 |  |  | Non-Lead - Other | No |  | 0 | Installation date is after the lead ban |  |  |  |  | Non-Lead Plastic |  |  | Field inspection only with no records | Yes | Visual inspection at meter pit | 2023-10-24 |  | Non-Lead |  |  |  | Assumed
MTR_000358 | 20035 100TH AVE SE | TAX LOT 14 E 1/2 6-22-5 |  |  | Non-Lead - Other | No |  | 0 | Installation date is after the lead ban |  |  |  |  | Non-Lead - Other |  |  | Installation date is after the lead ban |  |  |  |  | Non-Lead |  |  |  | Assumed
MTR_025742 | 21436 116TH AVE SE | TAX LOT 117 SECTION 9-22-5 |  |  | Non-Lead - Other | No |  | 0 | Installation date is after the lead ban |  |  |  |  | Non-Lead - Other |  |  | Installation date is after the lead ban |  |  |  |  | Non-Lead |  |  |  | Assumed
MTR_012627 | 18011 E LK DESIRE DR SE | 9929-002680 |  |  | Non-Lead - Plastic | No | 2010-01-19 | 1 | Rectified Plan |  |  |  |  | Non-Lead - Other |  |  | Statistical analysis |  |  |  |  | Non-Lead |  |  |  | Domestic
MTR_030216 | 17028 116TH AVE SE | CASCADE SHOPPING CENTER BLDG F |  |  | Non-Lead - Other | Unknown |  | 0 | Statistical analysis |  |  |  |  | Non-Lead - Other |  |  | Statistical analysis |  |  |  |  | Non-Lead |  |  |  | Commercial
MTR_014489 | 11912 SE 175TH ST | BLDG G MADISON @ FAIRWOOD |  |  | Non-Lead - Other | No | 1986-01-14 | 0 | Installation date is after the lead ban |  |  |  |  | Non-Lead - Other |  |  | Installation date is after the lead ban |  |  |  |  | Non-Lead |  |  |  | Domestic
MTR_024128 | 20926 109TH PL SE | BLDG#17 BENSON VILLAGE 2 |  |  | Non-Lead - Other | No |  | 5.25 | Installation date is after the lead ban |  |  |  |  | Non-Lead - Other |  |  | Installation date is after the lead ban |  |  |  |  | Non-Lead |  |  |  | Hydrant
MTR_000362 | E CORNER 234TH/130TH | E CORNER 234TH/130TH |  |  | Non-Lead - Other | Unknown |  | 0 | Statistical analysis |  |  |  |  | Non-Lead - Other |  |  | Statistical analysis |  |  |  |  | Non-Lead |  |  |  | Assumed
MTR_000363 | 10436 SE CARR RD | AZURE RIDGE APARTMENTS IRRIGATION METER |  |  | Non-Lead - Other | No |  | 0.75 | Installation date is after the lead ban |  |  |  |  | Non-Lead - Other |  |  | Installation date is after the lead ban |  |  |  |  | Non-Lead |  |  |  | Assumed
MTR_000364 | 12010 SE 240TH ST | TAX LOT 55 16-22-5 |  |  | Non-Lead - Copper | No | 1995-07-25 | 1 | Rectified Plan | No |  |  |  | Non-Lead - Other |  |  | Installation date is after the lead ban |  |  |  |  | Non-Lead |  |  |  | Domestic
MTR_019406 | SE 192/110TH AVE SE/IRRIGATION | SE 192/110TH AVE SE/IRRIGATION |  |  | Non-Lead - Other | No | 1997-06-17 | 0 | Installation date is after the lead ban |  |  |  |  | Non-Lead - Other |  |  | Installation date is after the lead ban |  |  |  |  | Non-Lead |  |  |  | Domestic
MTR_012140 | 17604 133RD LN SE | IRRIGATION METER BY LOT 11 |  |  | Non-Lead - Other | No |  | 0 | Installation date is after the lead ban |  |  |  |  | Non-Lead - Other |  |  | Installation date is after the lead ban |  |  |  |  | Non-Lead |  |  |  | Assumed
MTR_016551 | 15117 SE 179TH ST | TAX LOT 1 NW 35-23-5 |  |  | Non-Lead - Other | No | 1987-07-22 | 0 | Installation date is after the lead ban |  |  |  |  | Non-Lead - Other |  |  | Installation date is after the lead ban |  |  |  |  | Non-Lead |  |  |  | Domestic
MTR_015185 | FIRE METER-BLDG 8 | FIRE METER-BLDG 8 LAFORTUNA TOWNHOMES |  |  | Non-Lead - Other | No | 2007-05-29 | 0 | Installation date is after the lead ban |  |  |  |  | Non-Lead - Other |  |  | Installation date is after the lead ban |  |  |  |  | Non-Lead |  |  |  | Domestic
MTR_017863 | 17642 108TH AVE SE | TL 175 SEC 32-23-5 |  |  | Non-Lead - Other | No |  | 0 | Installation date is after the lead ban |  |  |  |  | Non-Lead - Other |  |  | Installation date is after the lead ban |  |  |  |  | Non-Lead |  |  |  | Domestic
MTR_015186 | FIRE METER-BLDG 7 LA FORTUNA TOWNHOMES | FIRE METER-BLDG 7 LA FORNTUNA TOWNHOMES |  |  | Non-Lead - Other | No | 2007-05-29 | 0 | Installation date is after the lead ban |  |  |  |  | Non-Lead - Other |  |  | Installation date is after the lead ban |  |  |  |  | Non-Lead |  |  |  | Domestic
MTR_012413 | 17812 W LAKE DESIRE DR SE | LOT 2 PARCEL 362305 9119 |  |  | Non-Lead - Other | No |  | 1 | Installation date is after the lead ban |  |  |  |  | Non-Lead Plastic |  |  | Field inspection only with no records | Yes | Visual inspection at meter pit | 2023-11-30 |  | Non-Lead |  |  |  | Domestic
MTR_000368 | 10712 SE CARR RD | CVS PHARMACY |  |  | Non-Lead - Other | No | 2014-08-25 | 6 | Rectified Plan | No |  |  |  | Non-Lead - Other |  |  | Installation date is after the lead ban |  |  |  |  | Non-Lead |  |  |  | Domestic
MTR_014490 | 17123 120TH LN SE | TAX LOT 10 SW 28-23-5 |  |  | Non-Lead - Other | No | 1986-01-03 | 1.5 | Installation date is after the lead ban |  |  |  |  | Non-Lead - Other |  |  | Installation date is after the lead ban |  |  |  |  | Non-Lead |  |  |  | Domestic
MTR_014011 | 10930 SE 172ND ST | BLDG B FIELDBROOK COMMONS |  |  | Non-Lead - Other | No | 2015-01-06 | 2 | Installation date is after the lead ban |  |  |  |  | Non-Lead - Other |  |  | Installation date is after the lead ban |  |  |  |  | Non-Lead |  |  |  | Domestic
MTR_014012 | 10930 SE 172ND ST | BLDG C FIELDBROOK COMMONS |  |  | Non-Lead - Other | No | 2015-01-06 | 2 | Installation date is after the lead ban |  |  |  |  | Non-Lead - Other |  |  | Installation date is after the lead ban |  |  |  |  | Non-Lead |  |  |  | Domestic
MTR_000369 | 10715 SE 174TH ST | TAX LOT 9125 S-T-R 29-23-05 |  |  | Non-Lead - Other | No |  | 0.75 | Installation date is after the lead ban |  |  |  |  | Non-Lead - Other |  |  | Installation date is after the lead ban |  |  |  |  | Non-Lead |  |  |  | Assumed
MTR_014013 | 10930 SE 172ND ST | BLDG D FIELDBROOK COMMONS |  |  | Non-Lead - Other | No | 2015-01-06 | 2 | Installation date is after the lead ban |  |  |  |  | Non-Lead - Other |  |  | Installation date is after the lead ban |  |  |  |  | Non-Lead |  |  |  | Domestic
MTR_016553 | IRRIG. BTWN CLUBHSE & BLDG 12 | IRRIG BTWN CLUBHSE & BLDG 12 |  |  | Non-Lead - Other | No | 1987-07-22 | 1.5 | Installation date is after the lead ban |  |  |  |  | Non-Lead - Other |  |  | Installation date is after the lead ban |  |  |  |  | Non-Lead |  |  |  | Irrigation
MTR_014014 | 10930 SE 172ND ST | BLDG H FIELDBROOK COMMONS |  |  | Non-Lead - Other | No | 2015-01-06 | 2 | Installation date is after the lead ban |  |  |  |  | Non-Lead - Other |  |  | Installation date is after the lead ban |  |  |  |  | Non-Lead |  |  |  | Domestic
MTR_014015 | 10930 SE 172ND ST | BLDG J FIELDBROOK COMMONS |  |  | Non-Lead - Other | No | 2015-01-06 | 2 | Installation date is after the lead ban |  |  |  |  | Non-Lead - Other |  |  | Installation date is after the lead ban |  |  |  |  | Non-Lead |  |  |  | Domestic
MTR_014016 | 10930 SE 172ND ST | BLDG G FIELDBROOK COMMONS |  |  | Non-Lead - Other | No | 2015-01-06 | 2 | Installation date is after the lead ban |  |  |  |  | Galvanized Requiring Replacement |  |  | Field inspection only with no records | Yes | Visual inspection at meter pit | 2023-07-01 |  | Galvanized Requiring Replacement |  |  |  | Domestic
MTR_014017 | 10930 SE 172ND ST | BLDG E FIELDBROOK COMMONS |  |  | Non-Lead - Other | No | 2015-01-06 | 2 | Installation date is after the lead ban |  |  |  |  | Non-Lead - Other |  |  | Installation date is after the lead ban |  |  |  |  | Non-Lead |  |  |  | Domestic
MTR_014018 | 10930 SE 172ND ST | BLDG N FIELDBROOK COMMONS |  |  | Non-Lead - Other | No | 2015-01-06 | 2 | Statistical analysis |  |  |  |  | Non-Lead - Other |  |  | Statistical analysis |  |  |  |  | Non-Lead |  |  |  | Domestic
MTR_014019 | 10930 SE 172ND ST | BLDG M FIELDBROOK COMMONS |  |  | Non-Lead - Other | No | 2015-01-06 | 2 | Statistical analysis |  |  |  |  | Non-Lead - Other |  |  | Statistical analysis |  |  |  |  | Non-Lead |  |  |  | Domestic
MTR_014020 | 10930 SE 172ND ST | BLDG L IRRIGATION-FIELDBROOK COMMONS |  |  | Non-Lead - Other | No | 2015-01-06 | 2 | Installation date is after the lead ban |  |  |  |  | Non-Lead - Other |  |  | Installation date is after the lead ban |  |  |  |  | Non-Lead |  |  |  | Irrigation
MTR_022003 | 18652 116TH AVE SE | 0708-011550 |  |  | Non-Lead - Other | No |  | 0 | Installation date is after the lead ban |  |  |  |  | Non-Lead - Other |  |  | Installation date is after the lead ban |  |  |  |  | Non-Lead |  |  |  | Assumed
MTR_014021 | 10930 SE 172ND ST | BLDG A FIELDBROOK COMMONS |  |  | Non-Lead - Other | No | 2015-01-06 | 1.5 | Installation date is after the lead ban |  |  |  |  | Non-Lead - Other |  |  | Installation date is after the lead ban |  |  |  |  | Non-Lead |  |  |  | Domestic
MTR_014022 | 10930 SE 172ND ST | IRRIGATION W OF BLDG E FIELDBROOK COMMONS |  |  | Non-Lead - Other | No | 2015-01-06 | 2 | Installation date is after the lead ban |  |  |  |  | Non-Lead - Other |  |  | Installation date is after the lead ban |  |  |  |  | Non-Lead |  |  |  | Domestic
MTR_014023 | 10930 SE 172ND ST | BLDG K FIELDBROOK COMMONS |  |  | Non-Lead - Other | No | 2015-01-06 | 2 | Installation date is after the lead ban |  |  |  |  | Non-Lead - Other |  |  | Installation date is after the lead ban |  |  |  |  | Non-Lead |  |  |  | Domestic
MTR_015589 | 10551 SE CARR RD-BLDG M | E1/2 OF NE1/4 OF NW1/4 32-23-5 LESS L2 KCSP 284044 |  |  | Non-Lead - Other | No | 1987-05-13 | 0.75 | Installation date is after the lead ban |  |  |  |  | Non-Lead - Other |  |  | Installation date is after the lead ban |  |  |  |  | Non-Lead |  |  |  | Domestic
MTR_015612 | 10433 SE CARR RD | TAX LOT 299 NW 32-23-5 |  |  | Non-Lead - Other | No |  | 0.75 | Installation date is after the lead ban |  |  |  |  | Non-Lead - Other |  |  | Installation date is after the lead ban |  |  |  |  | Non-Lead |  |  |  | Assumed
MTR_015622 | 17803 105TH PL SE | TL 295 SEC. 29-23-5 |  |  | Non-Lead - Other | No |  | 1.5 | Installation date is after the lead ban |  |  |  |  | Non-Lead - Other |  |  | Installation date is after the lead ban |  |  |  |  | Non-Lead |  |  |  | Commercial
MTR_015600 | N BENSON PLAZA SPR'KLR END N | NO BENSON PLAZA SPR'KLR NO END |  |  | Non-Lead - Other | No | 1987-05-13 | 0.75 | Installation date is after the lead ban |  |  |  |  | Non-Lead - Other |  |  | Installation date is after the lead ban |  |  |  |  | Non-Lead |  |  |  | Domestic
MTR_014008 | 10900 SE 176TH ST | TAX LOT 30 SECTION 29-23-5 |  |  | Non-Lead - Other | No |  | 1 | Installation date is after the lead ban |  |  |  |  | Non-Lead - Other |  |  | Installation date is after the lead ban |  |  |  |  | Non-Lead |  |  |  | Domestic
MTR_017877 | 17772-17782 134TH LN SE | 17772-17782 134TH LN SE-BLDG 0 |  |  | Non-Lead - Other | No | 1998-02-27 | 0 | Installation date is after the lead ban |  |  |  |  | Non-Lead - Other |  |  | Installation date is after the lead ban |  |  |  |  | Non-Lead |  |  |  | Domestic
MTR_023897 | 21226 100TH PL SE | L 10 B 2 OLYMPIC VIEW HT |  |  | Non-Lead - Other | Unknown |  | 0 | Statistical analysis |  |  |  |  | Non-Lead - Other |  |  | Statistical analysis |  |  |  |  | Non-Lead |  |  |  | Domestic
MTR_000374 | 23480 120TH AVE SE | MERIDIAN JR HIGH SCHOOL |  |  | Non-Lead - Other | Unknown |  | 0 | Statistical analysis |  |  |  |  | Non-Lead - Other |  |  | Statistical analysis |  |  |  |  | Non-Lead |  |  |  | Assumed
MTR_000375 | 16426 128TH AVE SE | LINDBERGH SR HIGH SCHOOL |  |  | Non-Lead - Other | No |  | 0.75 | Installation date is after the lead ban |  |  |  |  | Non-Lead - Other |  |  | Installation date is after the lead ban |  |  |  |  | Non-Lead |  |  |  | Assumed
MTR_025885 | 10825 SE 200TH ST-BLDG F | SUNRISE @ THE BENSON-BLDG F |  |  | Non-Lead - Other | No | 1999-01-27 | 0 | Installation date is after the lead ban |  |  |  |  | Non-Lead - Other |  |  | Installation date is after the lead ban |  |  |  |  | Non-Lead |  |  |  | Domestic
MTR_015613 | 17733 108TH AVE SE | E 1/2 OF NE 1/4 OF NW 1/4 32-23-5-L 2 KCSP 284044 |  |  | Non-Lead - Other | No |  | 0 | Installation date is after the lead ban |  |  |  |  | Non-Lead - Other |  |  | Installation date is after the lead ban |  |  |  |  | Non-Lead |  |  |  | Domestic
MTR_025886 | 10825 SE 200TH ST-IRRIGATION SO. | SUNRISE @ THE BENSON |  |  | Non-Lead - Other | No | 1999-01-27 | 0 | Installation date is after the lead ban |  |  |  |  | Non-Lead - Other |  |  | Installation date is after the lead ban |  |  |  |  | Non-Lead |  |  |  | Domestic
MTR_014024 | 11100 SE PETROVITSKY RD-IRRIGATION/R | TAX LOTS 16,29,54,68,85 |  |  | Non-Lead - Other | No |  | 1.5 | Installation date is after the lead ban |  |  |  |  | Non-Lead - Other |  |  | Installation date is after the lead ban |  |  |  |  | Non-Lead |  |  |  | Assumed
MTR_017869 | 17761-17771 134TH LN SE | 17761-17771 134TH LN SE-BLDG N |  |  | Non-Lead - Other | No | 1998-02-27 | 0 | Installation date is after the lead ban |  |  |  |  | Non-Lead - Other |  |  | Installation date is after the lead ban |  |  |  |  | Non-Lead |  |  |  | Domestic
MTR_024131 | 108TH/208TH ORCHARD PLAZA B | 108TH/208TH ORCHARD PLAZA B |  |  | Non-Lead - Other | No |  | 5.25 | Installation date is after the lead ban |  |  |  |  | Non-Lead - Other |  |  | Installation date is after the lead ban |  |  |  |  | Non-Lead |  |  |  | Hydrant
MTR_000379 | 10402 SE 174TH ST BLDG D | 0708-002336 |  |  | Non-Lead - Other | Unknown |  | 1.5 | Statistical analysis |  |  |  |  | Non-Lead - Other |  |  | Statistical analysis |  |  |  |  | Non-Lead |  |  |  | Domestic
MTR_000380 | 23907 132ND AVE SE | LOT 2 KENT SHORT PLAT |  |  | Non-Lead - Other | No | 2000-11-03 | 0 | Rectified Plan | No |  |  |  | Non-Lead - Other |  |  | Installation date is after the lead ban |  |  |  |  | Non-Lead |  |  |  | Domestic
MTR_016369 | 18030 162ND PL SE | RIDGEWOOD ELEMENTARY |  |  | Non-Lead - Other | No | 1986-06-01 | 3 | Installation date is after the lead ban |  |  |  |  | Non-Lead - Other |  |  | Installation date is after the lead ban |  |  |  |  | Non-Lead |  |  |  | Commercial
MTR_023898 | 20831 108TH AVE SE | PANTHER LAKE ELEMENTARY |  |  | Non-Lead - Other | No |  | 5.25 | Installation date is after the lead ban |  |  |  |  | Non-Lead - Other |  |  | Installation date is after the lead ban |  |  |  |  | Non-Lead |  |  |  | Hydrant
MTR_024379 | 12430 SE 208TH ST | KENTRIDGE HIGH SCHOOL |  |  | Non-Lead - Other | No | 2006-02-07 | 0 | Rectified Plan | No |  |  |  | Non-Lead - Other |  |  | Installation date is after the lead ban |  |  |  |  | Non-Lead |  |  |  | Hydrant
MTR_025872 | 11130 SE 208TH ST-BLDG H | TAX LOTS 64 & 156 5-22-5 |  |  | Non-Lead - Other | No | 1997-03-05 | 0 | Installation date is after the lead ban |  |  |  |  | Non-Lead - Other |  |  | Installation date is after the lead ban |  |  |  |  | Non-Lead |  |  |  | Domestic
MTR_000384 | 10415 SE 174TH ST | 0708-002875 |  |  | Non-Lead - Other | No |  | 0.75 | Installation date is after the lead ban |  |  |  |  | Non-Lead - Other |  |  | Installation date is after the lead ban |  |  |  |  | Non-Lead |  |  |  | Assumed
MTR_024380 | 20717 132ND AVE SE | PARCEL 04 22 05 9095 |  |  | Non-Lead - Other | No | 2001-08-22 | 0 | Installation date is after the lead ban |  |  |  |  | Non-Lead - Other |  |  | Installation date is after the lead ban |  |  |  |  | Non-Lead |  |  |  | Domestic
MTR_014025 | 114TH AVE SE-E OF L 8/9 | 114TH AVE SE-E OF LOTS 8 & 9 |  |  | Non-Lead Plastic | No | 2005-10-28 | 1 | Field inspection only with no records | Yes | Visual inspection at meter pit | 2023-11-30 |  | Non-Lead Plastic |  |  | Field inspection only with no records | Yes | Visual inspection at meter pit | 2023-11-30 |  | Non-Lead |  |  |  | Irrigation
MTR_020213 | 19714 106TH AVE SE | TL 174 5-22-5 |  |  | Non-Lead - Other | No |  | 0 | Installation date is after the lead ban |  |  |  |  | Non-Lead - Other |  |  | Installation date is after the lead ban |  |  |  |  | Non-Lead |  |  |  | Assumed
MTR_021246 | 19660 142ND AVE SE | LAKE YOUNGS ELEMENTARY - IRRIGATION |  |  | Non-Lead - Other | No | 2004-04-16 | 0 | Rectified Plan |  |  |  |  | Non-Lead Plastic |  |  | Field inspection only with no records | Yes | Visual inspection at meter pit | 2023-06-21 |  | Non-Lead |  |  |  | Irrigation
MTR_014026 | 11002 SE PETROVITSKY RD #C | TAX LOTS 2 & 30 29-23-5 |  |  | Non-Lead - Other | No |  | 1 | Installation date is after the lead ban |  |  |  |  | Non-Lead - Other |  |  | Installation date is after the lead ban |  |  |  |  | Non-Lead |  |  |  | Domestic
MTR_025869 | 11130 SE 208TH ST BLDG C | TAX LOT 64 & 156 5-22-5 |  |  | Non-Lead - Other | No | 1997-03-05 | 0 | Installation date is after the lead ban |  |  |  |  | Non-Lead - Other |  |  | Installation date is after the lead ban |  |  |  |  | Non-Lead |  |  |  | Domestic
MTR_024132 | 11101 SE 208TH ST #12 | TAX LOTS 1, 25, 205, 233, & 283 NE 8-22-5 |  |  | Non-Lead - Other | No |  | 0 | Installation date is after the lead ban |  |  |  |  | Non-Lead - Other |  |  | Installation date is after the lead ban |  |  |  |  | Non-Lead |  |  |  | Assumed
MTR_014027 | 11002 SE PETROVITSKY RD #D | TAX LOTS 2 & 30 29-23-5 |  |  | Non-Lead - Other | No |  | 1 | Installation date is after the lead ban |  |  |  |  | Non-Lead - Other |  |  | Installation date is after the lead ban |  |  |  |  | Non-Lead |  |  |  | Domestic
MTR_014028 | 11100 SE PETROVITSKY RD-BLDG Q | TAX LOTS 15,16,29,54,68,85 29-23-5 |  |  | Non-Lead - Other | No | 1999-02-18 | 1 | Installation date is after the lead ban |  |  |  |  | Non-Lead - Other |  |  | Installation date is after the lead ban |  |  |  |  | Non-Lead |  |  |  | Domestic
MTR_014029 | 11100 SE PETROVITSKY RD-BLDG K | TAX LOTS 15,16,29,54,68 & 85 29-23-5 |  |  | Non-Lead - Other | No | 1999-02-18 | 1 | Installation date is after the lead ban |  |  |  |  | Non-Lead - Other |  |  | Installation date is after the lead ban |  |  |  |  | Non-Lead |  |  |  | Domestic
MTR_021185 | 19660 142ND AVE SE | LAKE YOUNGS ELEMENTARY ADDITION |  |  | Non-Lead - Other | Unknown |  | 0 | Statistical analysis |  |  |  |  | Non-Lead - Other |  |  | Statistical analysis |  |  |  |  | Non-Lead |  |  |  | Domestic
MTR_014030 | 10824 SE 170TH ST-BLDG 1 | TAX LOT 20 SE 29-23-5 |  |  | Non-Lead - Other | No |  | 2 | Installation date is after the lead ban |  |  |  |  | Non-Lead - Other |  |  | Installation date is after the lead ban |  |  |  |  | Non-Lead |  |  |  | Domestic
MTR_022864 | 13055 SE 192ND ST | 0708-013565-TL41 E1/2 SEC 4-22-5 |  |  | Non-Lead - Other | No |  | 0 | Installation date is after the lead ban |  |  |  |  | Non-Lead - Other |  |  | Installation date is after the lead ban |  |  |  |  | Non-Lead |  |  |  | Assumed
MTR_022418 | 19300 108TH AVE SE | SW 135TRT 15 & S1/2 TRT 17 B2 PANT HER LK GDN TRTS |  |  | Non-Lead - Other | No | 2010-03-19 | 0 | Installation date is after the lead ban |  |  |  |  | Non-Lead - Other |  |  | Installation date is after the lead ban |  |  |  |  | Non-Lead |  |  |  | Assumed
MTR_024133 | 11101 SE 208TH ST #18 | TAX LOTS 1, 25, 205, 233 & 283 NE 8 -22-5 |  |  | Non-Lead - Other | No |  | 0 | Installation date is after the lead ban |  |  |  |  | Non-Lead - Other |  |  | Installation date is after the lead ban |  |  |  |  | Non-Lead |  |  |  | Assumed
MTR_000395 | 16022 116TH AVE SE-IRRIG | 0708-001557-TAX LOT 34 NW 28-23-5 |  |  | Non-Lead - Other | No |  | 2 | Installation date is after the lead ban |  |  |  |  | Non-Lead - Other |  |  | Installation date is after the lead ban |  |  |  |  | Non-Lead |  |  |  | Irrigation
MTR_014031 | 11100 SE PETROVITSKY RD-BLDG R | TAX LOTS 15,16,29,54,68,85 29-23-5 |  |  | Non-Lead - Other | No | 1999-02-18 | 1 | Installation date is after the lead ban |  |  |  |  | Non-Lead - Other |  |  | Installation date is after the lead ban |  |  |  |  | Non-Lead |  |  |  | Domestic
MTR_019407 | SE 191 & 108TH LN SE | FIRE METER IN FRONT OF UNIT 14 CABIAO TWNHMS |  |  | Non-Lead Plastic | No | 2009-01-05 | 2 | Field inspection only with no records | Yes | Visual inspection at meter pit | 2023-08-10 |  | Non-Lead - Other |  |  | Installation date is after the lead ban |  |  |  |  | Non-Lead |  |  |  | Fire
MTR_019408 | 10815 SE 184TH LN | TL 82 SEC 32-23-5 |  |  | Non-Lead - Other | No |  | 0 | Installation date is after the lead ban |  |  |  |  | Non-Lead - Other |  |  | Installation date is after the lead ban |  |  |  |  | Non-Lead |  |  |  | Domestic
MTR_025866 | 11130 SE 208TH ST-BLDG M | TAX LOT2 64 & 156 5-22-5 |  |  | Non-Lead - Other | No | 1997-03-05 | 0 | Installation date is after the lead ban |  |  |  |  | Non-Lead - Other |  |  | Installation date is after the lead ban |  |  |  |  | Non-Lead |  |  |  | Domestic
MTR_025867 | 11130 SE 208TH ST BLDG A | TAX LOTS 64 & 156 SE 5-22-5 |  |  | Non-Lead - Other | No | 1997-03-05 | 0 | Installation date is after the lead ban |  |  |  |  | Non-Lead - Other |  |  | Installation date is after the lead ban |  |  |  |  | Non-Lead |  |  |  | Domestic
MTR_014032 | 11100 SE PETROVITSKY RD-BLDG H | TAX LOTS 15,16,29,54,68,85 29-23-5 |  |  | Non-Lead - Other | No | 1999-02-18 | 1 | Installation date is after the lead ban |  |  |  |  | Non-Lead - Other |  |  | Installation date is after the lead ban |  |  |  |  | Non-Lead |  |  |  | Domestic
MTR_014033 | 10824 SE 170TH ST-BLDG 2 | TAX LOT 20 SE 29-23-5 |  |  | Non-Lead - Other | No |  | 2 | Installation date is after the lead ban |  |  |  |  | Non-Lead - Other |  |  | Installation date is after the lead ban |  |  |  |  | Non-Lead |  |  |  | Domestic
MTR_024134 | 11101 SE 208TH ST #15 | TAX LOTS 1, 25, 205, 233 & 283 NE 8 -22-5 |  |  | Non-Lead - Other | No |  | 0 | Installation date is after the lead ban |  |  |  |  | Non-Lead - Other |  |  | Installation date is after the lead ban |  |  |  |  | Non-Lead |  |  |  | Assumed
MTR_017016 | 14810 SE PETROVITSKY RD STAT#3 | TAX LOT 40 35-23-5 |  |  | Non-Lead - Other | No | 1999-12-30 | 2 | Installation date is after the lead ban |  |  |  |  | Non-Lead - Other |  |  | Installation date is after the lead ban |  |  |  |  | Non-Lead |  |  |  | Domestic
MTR_023377 | 11101 SE 208TH ST #1 | TAX LOTS 1, 25, 205, 233, & 283 NE SEC 8-22-5 |  |  | Non-Lead - Other | No | 1995-09-20 | 0 | Installation date is after the lead ban |  |  |  |  | Non-Lead - Other |  |  | Installation date is after the lead ban |  |  |  |  | Non-Lead |  |  |  | Domestic
MTR_022794 | 19405 120TH AVE SE | GLENRIDGE ELEMENTARY |  |  | Non-Lead - Other | Unknown |  | 0 | Statistical analysis |  |  |  |  | Non-Lead - Other |  |  | Statistical analysis |  |  |  |  | Non-Lead |  |  |  | Assumed
MTR_016574 | IRRIGATION BEHIND 18246 153RD AVE SE | SPRNKLR MTR 10' S OF SW CN OF |  |  | Non-Lead Plastic | Unknown |  | 0 | Field inspection only with no records | Yes | Visual inspection at meter pit | 2023-11-30 |  | Non-Lead Plastic |  |  | Field inspection only with no records | Yes | Visual inspection at meter pit | 2023-11-30 |  | Non-Lead |  |  |  | Assumed
MTR_024135 | 11101 SE 208TH ST #13 | TAX LOTS 1, 25, 205, 233, & 283 NE 8-22-5 |  |  | Non-Lead - Other | No |  | 0 | Installation date is after the lead ban |  |  |  |  | Non-Lead - Other |  |  | Installation date is after the lead ban |  |  |  |  | Non-Lead |  |  |  | Assumed
MTR_000405 | 22300 132ND AVE SE | SUNRISE ELEMENTARY - SPRINKLER |  |  | Non-Lead - Other | No | 1995-09-05 | 0 | Installation date is after the lead ban |  |  |  |  | Non-Lead - Other |  |  | Installation date is after the lead ban |  |  |  |  | Non-Lead |  |  |  | Irrigation
MTR_024136 | 11101 SE 208TH ST #17 | TAX LOTS 1, 25, 205, 233 & 283 NE 8 -22-5 |  |  | Non-Lead - Other | No |  | 0 | Installation date is after the lead ban |  |  |  |  | Non-Lead - Other |  |  | Installation date is after the lead ban |  |  |  |  | Non-Lead |  |  |  | Assumed
MTR_025743 | 11645 SE 208TH ST | TL 103 & 104 9-22-5 |  |  | Non-Lead - Other | Unknown |  | 0 | Statistical analysis |  |  |  |  | Non-Lead - Other |  |  | Statistical analysis |  |  |  |  | Non-Lead |  |  |  | Assumed
MTR_025871 | 11130 SE 208TH ST BLDG K | TAX LOTS 64 & 156 5-22-5 |  |  | Non-Lead - Other | No | 1997-03-05 | 0 | Installation date is after the lead ban |  |  |  |  | Non-Lead - Other |  |  | Installation date is after the lead ban |  |  |  |  | Non-Lead |  |  |  | Domestic
MTR_014034 | 11100 SE PETROVITSKY RD-REC BLDG | TAX LOTS 15,16,29,54,68,85 29-23-5 |  |  | Non-Lead - Other | No | 1999-02-18 | 1 | Installation date is after the lead ban |  |  |  |  | Non-Lead - Other |  |  | Installation date is after the lead ban |  |  |  |  | Non-Lead |  |  |  | Domestic
MTR_014035 | 11002 SE PETROVITSKY RD #H | TAX LOTS 2 & 30 29-23-5 |  |  | Non-Lead - Other | No |  | 1 | Installation date is after the lead ban |  |  |  |  | Non-Lead - Other |  |  | Installation date is after the lead ban |  |  |  |  | Non-Lead |  |  |  | Domestic
MTR_023379 | 11101 SE 208TH ST #2 | TAX LOTS 1, 25, 205, 233, & 283 NE 8-22-5 |  |  | Non-Lead - Other | No | 1995-09-20 | 0 | Installation date is after the lead ban |  |  |  |  | Non-Lead - Other |  |  | Installation date is after the lead ban |  |  |  |  | Non-Lead |  |  |  | Domestic
MTR_023380 | 11205 SE 208TH ST #23 | TAX LOTS 1, 25, 205, 233, & 283 NE 8-22-5 |  |  | Non-Lead - Other | No | 1995-09-20 | 5.25 | Installation date is after the lead ban |  |  |  |  | Non-Lead - Other |  |  | Installation date is after the lead ban |  |  |  |  | Non-Lead |  |  |  | Hydrant
MTR_014036 | 11002 SE PETROVITSKY RD-REC BLDG | TAX LOTS 2 & 30 29-23-5 |  |  | Non-Lead - Other | No | 1992-12-28 | 1 | Installation date is after the lead ban |  |  |  |  | Non-Lead - Other |  |  | Installation date is after the lead ban |  |  |  |  | Non-Lead |  |  |  | Domestic
MTR_014491 | 11917 SE 175TH ST | BLDG B MADISON @ FAIRWOOD |  |  | Non-Lead - Other | No | 1986-01-14 | 0 | Installation date is after the lead ban |  |  |  |  | Non-Lead - Other |  |  | Installation date is after the lead ban |  |  |  |  | Non-Lead |  |  |  | Domestic
MTR_019642 | 10944 SE 187TH LN | LOT 36 MORGAN COURT CONDOMINIMUMS |  |  | Non-Lead - Other | No | 2000-09-14 | 0 | Installation date is after the lead ban |  |  |  |  | Non-Lead - Other |  |  | Installation date is after the lead ban |  |  |  |  | Non-Lead |  |  |  | Domestic
MTR_019409 | SE 191ST & 108TH LN SE | FIRE METER NEXT TO LOT 11 CABIAO TOWNHOMES |  |  | Non-Lead - Other | No | 2009-01-05 | 2 | Installation date is after the lead ban |  |  |  |  | Non-Lead - Other |  |  | Installation date is after the lead ban |  |  |  |  | Non-Lead |  |  |  | Fire
MTR_014037 | 11100 SE PETROVITSKY RD-BLDG F | TAX LOTS 15,16,29,54,68,85 29/23/5 |  |  | Non-Lead - Plastic | No | 1998-06-18 | 1 | Rectified Plan |  |  |  |  | Non-Lead - Other |  |  | Installation date is after the lead ban |  |  |  |  | Non-Lead |  |  |  | Domestic
MTR_023381 | 11205 SE 208TH ST #24 | TAX LOTS 1, 25, 205, 233, & 283 NE 8-22-5 |  |  | Non-Lead - Other | No | 1995-09-20 | 0 | Installation date is after the lead ban |  |  |  |  | Non-Lead - Other |  |  | Installation date is after the lead ban |  |  |  |  | Non-Lead |  |  |  | Domestic
MTR_024137 | 11101 SE 208TH ST #20 | TAX LOTS 1, 25, 205, 233 & 283 NE 8 -22-5 |  |  | Non-Lead - Other | No |  | 0 | Installation date is after the lead ban |  |  |  |  | Non-Lead - Other |  |  | Installation date is after the lead ban |  |  |  |  | Non-Lead |  |  |  | Assumed
MTR_014038 | 11100 SE PETROVITSKY RD-BLDG D | TAX LOTS 15,16,29,54,68,85 29-23-5 |  |  | Non-Lead - Other | No |  | 1 | Installation date is after the lead ban |  |  |  |  | Non-Lead - Other |  |  | Installation date is after the lead ban |  |  |  |  | Non-Lead |  |  |  | Domestic
MTR_018181 | 14113 SE 177TH ST | BLDG J PARCEL1 SP877119 |  |  | Non-Lead - Other | No | 1981-08-25 | 0 | Installation date is after the lead ban |  |  |  |  | Non-Lead - Other |  |  | Installation date is after the lead ban |  |  |  |  | Non-Lead |  |  |  | Domestic
MTR_000417 | 14109 SE 177TH ST | BLDG K PARCEL1 SP877119 |  |  | Non-Lead - Other | No |  | 0 | Installation date is after the lead ban |  |  |  |  | Non-Lead - Other |  |  | Installation date is after the lead ban |  |  |  |  | Non-Lead |  |  |  | Assumed
MTR_024138 | 11101 SE 208TH ST #7 | TAX LOTS 1, 25, 2205, 233 & 283 NE 8-22-5 |  |  | Non-Lead - Other | No |  | 0 | Installation date is after the lead ban |  |  |  |  | Non-Lead - Other |  |  | Installation date is after the lead ban |  |  |  |  | Non-Lead |  |  |  | Assumed
MTR_000419 | 16022 116TH AVE SE-IRRIG | 0708-001553-TAX LOT 34 S-T-R NW 28-23-5 |  |  | Non-Lead - Other | No |  | 2 | Installation date is after the lead ban |  |  |  |  | Non-Lead - Other |  |  | Installation date is after the lead ban |  |  |  |  | Non-Lead |  |  |  | Irrigation
MTR_015614 | VANTAGE GLEN-LOTS 135-148 | VANTAGE GLEN-LOTS 135-148 |  |  | Non-Lead - Other | No | 1984-06-14 | 2 | Statistical analysis |  |  |  |  | Non-Lead - Other |  |  | Statistical analysis |  |  |  |  | Non-Lead |  |  |  | Domestic
MTR_024139 | 11101 SE 208TH ST #14 | TAX LOTS 1, 25, 205, 233 & 283 NE 8 -22-5 |  |  | Non-Lead - Other | No |  | 0 | Installation date is after the lead ban |  |  |  |  | Non-Lead - Other |  |  | Installation date is after the lead ban |  |  |  |  | Non-Lead |  |  |  | Assumed
MTR_025892 | 10835 SE 200TH ST | BLDG A COUNTRY SQUIRE APTS |  |  | Non-Lead - Other | Unknown |  | 0 | Statistical analysis |  |  |  |  | Non-Lead - Other |  |  | Statistical analysis |  |  |  |  | Non-Lead |  |  |  | Assumed
MTR_000422 | 11800 SE 216TH ST | EMERALD PARK ELEMENTAR - IRRIGATION |  |  | Non-Lead - Other | No | 1999-02-10 | 6 | Rectified Plan | No |  |  |  | Non-Lead - Other |  |  | Installation date is after the lead ban |  |  |  |  | Non-Lead |  |  |  | Fire
MTR_025874 | 11130 SE 208TH ST BLDG G | TAX LOT 64 & 156 5-22-5 |  |  | Non-Lead - Other | No | 1997-03-05 | 0 | Installation date is after the lead ban |  |  |  |  | Non-Lead - Other |  |  | Installation date is after the lead ban |  |  |  |  | Non-Lead |  |  |  | Domestic
MTR_023382 | 11101 SE 208TH ST #4 | TAX LOTS 1, 25, 205, 233, & 283 NE 8-22-5 |  |  | Non-Lead - Other | No | 1995-09-20 | 0 | Installation date is after the lead ban |  |  |  |  | Non-Lead - Other |  |  | Installation date is after the lead ban |  |  |  |  | Non-Lead |  |  |  | Domestic
MTR_014039 | 11002 SE PETROVITSKY RD#G | TAX LOTS 2 & 30 29-23-5 |  |  | Non-Lead - Other | No |  | 1 | Installation date is after the lead ban |  |  |  |  | Non-Lead - Other |  |  | Installation date is after the lead ban |  |  |  |  | Non-Lead |  |  |  | Domestic
MTR_014040 | 11100 SE PETROVITSKY RD-BLDG P | TAX LOT 15,16,29,54,68,85 29/23/5 |  |  | Non-Lead - Other | No | 1999-02-18 | 1 | Installation date is after the lead ban |  |  |  |  | Non-Lead - Other |  |  | Installation date is after the lead ban |  |  |  |  | Non-Lead |  |  |  | Domestic
MTR_014041 | 11002 SE PETROVITSKY RD #E | TAX LOTS 2 & 30 29-23-5 |  |  | Non-Lead - Plastic | No |  | 1 | Rectified Plan |  |  |  |  | Non-Lead - Other |  |  | Installation date is after the lead ban |  |  |  |  | Non-Lead |  |  |  | Domestic
MTR_024140 | 11101 SE 208TH ST #6 | TAX LOTS 1, 25, 205, 233 & 283 NE 8 -22-5 |  |  | Non-Lead - Other | No |  | 0 | Installation date is after the lead ban |  |  |  |  | Non-Lead - Other |  |  | Installation date is after the lead ban |  |  |  |  | Non-Lead |  |  |  | Assumed
MTR_025865 | 11130 SE 208TH ST-BLDG N | TAX LOTS 64 & 156 5-22-5 |  |  | Non-Lead - Other | No | 1997-03-05 | 0 | Installation date is after the lead ban |  |  |  |  | Non-Lead - Other |  |  | Installation date is after the lead ban |  |  |  |  | Non-Lead |  |  |  | Domestic
MTR_025877 | 11130 SE 208TH ST BLDG B | TAX LOT 64 & 156 5-22-5 |  |  | Non-Lead - Other | No | 1997-03-05 | 0 | Installation date is after the lead ban |  |  |  |  | Non-Lead - Other |  |  | Installation date is after the lead ban |  |  |  |  | Non-Lead |  |  |  | Domestic
MTR_024141 | 11101 SE 208TH ST #11 | TAX LOTS 1,25,205,233 & 283 NE 8-22 -5 |  |  | Non-Lead - Other | No |  | 0 | Installation date is after the lead ban |  |  |  |  | Non-Lead - Other |  |  | Installation date is after the lead ban |  |  |  |  | Non-Lead |  |  |  | Assumed
MTR_024142 | 11101 SE 208TH ST #5 | TAX LOT2 1, 25, 205, 233, & 283 NE 8-22-5 |  |  | Non-Lead - Other | No |  | 0 | Installation date is after the lead ban |  |  |  |  | Non-Lead - Other |  |  | Installation date is after the lead ban |  |  |  |  | Non-Lead |  |  |  | Assumed
MTR_014042 | 11002 SE PETROVITSKY RD #F | TAX LOTS 2 & 30 29-23-5 |  |  | Non-Lead - Plastic | No |  | 1 | Rectified Plan |  |  |  |  | Non-Lead - Other |  |  | Installation date is after the lead ban |  |  |  |  | Non-Lead |  |  |  | Domestic
MTR_014043 | 11100 SE PETROVITSKY RD-BLDG B | TAX LOTS 15,16,29,54,68,85 29-23-5 |  |  | Non-Lead - Other | No | 1999-02-18 | 1 | Installation date is after the lead ban |  |  |  |  | Non-Lead - Other |  |  | Installation date is after the lead ban |  |  |  |  | Non-Lead |  |  |  | Domestic
MTR_024143 | 11101 SE 208TH ST #21 | TAX LOTS 1, 25, 205, 233 & 283 NE 8 -22-5 |  |  | Non-Lead - Other | No |  | 0 | Installation date is after the lead ban |  |  |  |  | Non-Lead - Other |  |  | Installation date is after the lead ban |  |  |  |  | Non-Lead |  |  |  | Assumed
MTR_014044 | 11100 SE PETROVITSKY RD-BLDG A | TAX LOTS 15,16,29,54,68,85 29/23/5 |  |  | Non-Lead - Other | No | 1999-02-18 | 1 | Installation date is after the lead ban |  |  |  |  | Non-Lead - Other |  |  | Installation date is after the lead ban |  |  |  |  | Non-Lead |  |  |  | Domestic
MTR_014045 | 11100 SE PETROVITSKY RD-BLDG C | TAX LOTS 15,16,29,54,68 & 85 29-23-5 |  |  | Non-Lead - Other | No | 1999-02-18 | 1 | Installation date is after the lead ban |  |  |  |  | Non-Lead - Other |  |  | Installation date is after the lead ban |  |  |  |  | Non-Lead |  |  |  | Domestic
MTR_023389 | 20845, 20857, 20849, 20851, 20853 110 LN SE | LOT 2 KSCP 379135R-BLDG D THE MORGAN (BRITTANY LN) |  |  | Non-Lead - Other | No | 1995-10-24 | 0 | Installation date is after the lead ban |  |  |  |  | Non-Lead - Other |  |  | Installation date is after the lead ban |  |  |  |  | Non-Lead |  |  |  | Domestic
MTR_019410 | SE 191ST ST & 108TH LN SE | FIRE METER IN FRONT OF UNIT 4-CABIAO TOWNHOMES |  |  | Non-Lead Plastic | No | 2009-01-05 | 2 | Field inspection only with no records | Yes | Visual inspection at meter pit | 2023-11-30 |  | Non-Lead - Other |  |  | Installation date is after the lead ban |  |  |  |  | Non-Lead |  |  |  | Fire
MTR_024144 | SPRKLR SO OF BLDG 16-BENSON VL | SPRKLR SO OF BLDG 16-BENSON VL |  |  | Non-Lead - Other | No |  | 0 | Installation date is after the lead ban |  |  |  |  | Non-Lead - Other |  |  | Installation date is after the lead ban |  |  |  |  | Non-Lead |  |  |  | Domestic
MTR_015187 | 16828 128TH AVE SE | 0708-000650 |  |  | Non-Lead - Other | No |  | 0.75 | Installation date is after the lead ban |  |  |  |  | Non-Lead - Other |  |  | Installation date is after the lead ban |  |  |  |  | Non-Lead |  |  |  | Assumed
MTR_025868 | 11130 SE 208TH ST-IRRIG | TAX LOT 64 & 156 5-22-5 |  |  | Non-Lead - Other | No | 1997-03-05 | 0 | Installation date is after the lead ban |  |  |  |  | Non-Lead - Other |  |  | Installation date is after the lead ban |  |  |  |  | Non-Lead |  |  |  | Domestic
MTR_014046 | 11100 SE PETROVITSKY RD-BLDG G | TAX LOTS 15,16,29,54,68,85 29/23/5 |  |  | Non-Lead - Other | No | 1999-02-18 | 1 | Installation date is after the lead ban |  |  |  |  | Non-Lead - Other |  |  | Installation date is after the lead ban |  |  |  |  | Non-Lead |  |  |  | Domestic
MTR_020283 | 20617 108TH AVE SE | TL 51 5-22-5 |  |  | Non-Lead - Other | No |  | 0 | Installation date is after the lead ban |  |  |  |  | Non-Lead - Other |  |  | Installation date is after the lead ban |  |  |  |  | Non-Lead |  |  |  | Assumed
MTR_023378 | 11101 SE 208TH ST #3 | TAX LOTS 1, 25, 205, 233, & 283 NE 8-22-5 |  |  | Non-Lead - Other | No | 1995-09-20 | 0 | Installation date is after the lead ban |  |  |  |  | Non-Lead - Other |  |  | Installation date is after the lead ban |  |  |  |  | Non-Lead |  |  |  | Domestic
MTR_023383 | 11123 SE 208TH ST | INDIGO SPRINGS APTS ADDITION-DOMESTIC MTR |  |  | Non-Lead - Other | No | 1995-09-20 | 0 | Installation date is after the lead ban |  |  |  |  | Non-Lead - Other |  |  | Installation date is after the lead ban |  |  |  |  | Non-Lead |  |  |  | Domestic
MTR_000437 | 10413 SE 174TH ST | 0708-002870 |  |  | Non-Lead - Other | No |  | 0.75 | Installation date is after the lead ban |  |  |  |  | Non-Lead - Other |  |  | Installation date is after the lead ban |  |  |  |  | Non-Lead |  |  |  | Assumed
MTR_018175 | 14019 SE 177TH ST | IRRIGATION @ CLUBHOUSE APTS AKA FAIRW'D LANDING |  |  | Non-Lead - Other | No | 1981-08-25 | 0 | Installation date is after the lead ban |  |  |  |  | Non-Lead - Other |  |  | Installation date is after the lead ban |  |  |  |  | Non-Lead |  |  |  | Domestic
MTR_014047 | 11100 SE PETROVITSKY RD-BLDG N | TAX LOTS 15,16,29,54,68,85 29-23-5 |  |  | Non-Lead - Other | No | 1999-02-18 | 1 | Installation date is after the lead ban |  |  |  |  | Non-Lead - Other |  |  | Installation date is after the lead ban |  |  |  |  | Non-Lead |  |  |  | Domestic
MTR_000438 | PETROVITSKY PARK - SPRINKLER | PETROVITSKY PARK - SPRINKLER |  |  | Non-Lead - Other | Unknown |  | 2 | Statistical analysis |  |  |  |  | Non-Lead - Other |  |  | Statistical analysis |  |  |  |  | Non-Lead |  |  |  | Irrigation
MTR_025876 | 11130 SE 208TH ST BLDG D | TAX LOTS 64 & 156 5-22-5 |  |  | Non-Lead - Other | No | 1997-03-05 | 0 | Installation date is after the lead ban |  |  |  |  | Non-Lead - Other |  |  | Installation date is after the lead ban |  |  |  |  | Non-Lead |  |  |  | Domestic
MTR_025878 | 11130 SE 208TH ST-REC BLDG | TAX LOT 64 - 156 SE 5-22-5 |  |  | Non-Lead - Other | No | 1997-03-05 | 0 | Installation date is after the lead ban |  |  |  |  | Non-Lead - Other |  |  | Installation date is after the lead ban |  |  |  |  | Non-Lead |  |  |  | Domestic
MTR_024145 | 11101 SE 208TH ST #22 | TAX LOTS 1, 25, 205, 233 & 283 NE 8 -22-5 |  |  | Non-Lead - Other | No |  | 0 | Installation date is after the lead ban |  |  |  |  | Non-Lead - Other |  |  | Installation date is after the lead ban |  |  |  |  | Non-Lead |  |  |  | Assumed
MTR_024146 | 11101 SE 208TH ST #8 | TAX LOTS 1, 25, 205, 233 & 283 NE 8 -22-5 |  |  | Non-Lead - Other | No |  | 0 | Installation date is after the lead ban |  |  |  |  | Non-Lead - Other |  |  | Installation date is after the lead ban |  |  |  |  | Non-Lead |  |  |  | Assumed
MTR_000443 | 13120 SE 192ND ST-IRRIG | TAX LOT 77 33-23-5 |  |  | Non-Lead - Other | No |  | 0 | Installation date is after the lead ban |  |  |  |  | Non-Lead - Other |  |  | Installation date is after the lead ban |  |  |  |  | Non-Lead |  |  |  | Assumed
MTR_024147 | 11101 SE 208TH ST #10 | TAX LOTS 1, 25, 205, 233 & 283 NE 8 -22-5 |  |  | Non-Lead - Other | No |  | 0 | Installation date is after the lead ban |  |  |  |  | Non-Lead - Other |  |  | Installation date is after the lead ban |  |  |  |  | Non-Lead |  |  |  | Assumed
MTR_014048 | 11100 SE PETROVITSKY RD-BLDG M | TAX LOTS 15,16,29,54,68,85 29-23-5 |  |  | Non-Lead - Other | No | 1999-02-18 | 1 | Installation date is after the lead ban |  |  |  |  | Non-Lead - Other |  |  | Installation date is after the lead ban |  |  |  |  | Non-Lead |  |  |  | Domestic
MTR_000445 | 10411 SE 174TH ST | 0708-002860 |  |  | Non-Lead - Other | No |  | 0.75 | Installation date is after the lead ban |  |  |  |  | Non-Lead - Other |  |  | Installation date is after the lead ban |  |  |  |  | Non-Lead |  |  |  | Assumed
MTR_014049 | 11100 SE PETROVITSKY RD-BLDG E | TAX LOTS 15,16,29,54,68 & 85 29-23-5 |  |  | Non-Lead - Other | No | 1999-02-18 | 1 | Installation date is after the lead ban |  |  |  |  | Non-Lead - Other |  |  | Installation date is after the lead ban |  |  |  |  | Non-Lead |  |  |  | Domestic
MTR_014050 | 11100 SE PETROVITSKY RD-BLDG J | TAX LOTS 15,16,29,54,68,85 29-23-5 |  |  | Non-Lead - Other | No | 1999-02-18 | 1 | Installation date is after the lead ban |  |  |  |  | Non-Lead - Other |  |  | Installation date is after the lead ban |  |  |  |  | Non-Lead |  |  |  | Domestic
MTR_015615 | VANTAGE GLEN-LOTS 48-61 | VANTAGE GLEN-LOTS 48-61 |  |  | Non-Lead - Other | No | 1984-06-14 | 2 | Statistical analysis |  |  |  |  | Non-Lead - Other |  |  | Statistical analysis |  |  |  |  | Non-Lead |  |  |  | Domestic
MTR_000446 | 16740 128TH AVE SE | LINDBERG HIGH SCHOOL POOL |  |  | Non-Lead - Other | No |  | 3 | Installation date is after the lead ban |  |  |  |  | Non-Lead - Other |  |  | Installation date is after the lead ban |  |  |  |  | Non-Lead |  |  |  | Assumed
MTR_015616 | 10436 SE CARR RD | AZURE RIDGE APARTMENTS-BLDG B |  |  | Non-Lead - Other | No | 2012-05-30 | 2 | Installation date is after the lead ban |  |  |  |  | Non-Lead - Other |  |  | Installation date is after the lead ban |  |  |  |  | Non-Lead |  |  |  | Domestic
MTR_015617 | 10436 SE CARR RD | AZURE RIDGE APARTMENTS-BLDG A |  |  | Non-Lead - Other | No | 2012-05-30 | 2 | Installation date is after the lead ban |  |  |  |  | Non-Lead - Other |  |  | Installation date is after the lead ban |  |  |  |  | Non-Lead |  |  |  | Domestic
MTR_000416 | 10406 SE 174TH ST UNIT A | 0708-002330 |  |  | Non-Lead - Other | Unknown |  | 2 | Statistical analysis |  |  |  |  | Non-Lead - Other |  |  | Statistical analysis |  |  |  |  | Non-Lead |  |  |  | Domestic
MTR_026030 | 20600 108TH AVE SE | TAX LOTS 39,56,97,98,100,101,293 S- T-R 5-22-5 |  |  | Non-Lead - Other | No |  | 1.5 | Installation date is after the lead ban |  |  |  |  | Non-Lead - Other |  |  | Installation date is after the lead ban |  |  |  |  | Non-Lead |  |  |  | Assumed
MTR_025873 | 11130 SE 208TH ST BLDG F | TAX LOTS 64 & 156 5-22-5 |  |  | Non-Lead - Other | No | 1997-03-05 | 0 | Installation date is after the lead ban |  |  |  |  | Non-Lead - Other |  |  | Installation date is after the lead ban |  |  |  |  | Non-Lead |  |  |  | Domestic
MTR_025875 | 11130 SE 208TH ST BLDG E | TAX LOTS 64 & 156 5-22-5 |  |  | Non-Lead - Other | No | 1997-03-05 | 0 | Installation date is after the lead ban |  |  |  |  | Non-Lead - Other |  |  | Installation date is after the lead ban |  |  |  |  | Non-Lead |  |  |  | Domestic
MTR_025870 | 11130 SE 208TH ST BLDG J | TAX LOTS 64 & 156 5-22-5 |  |  | Non-Lead - Other | No | 1997-03-05 | 0 | Installation date is after the lead ban |  |  |  |  | Non-Lead - Other |  |  | Installation date is after the lead ban |  |  |  |  | Non-Lead |  |  |  | Domestic
MTR_028867 | N/S-SE 221ST /W OF 116TH-PEDER PL | N/S-SE 221ST /W OF 116TH-PEDER PL |  |  | Non-Lead - Other | Unknown |  | 0 | Statistical analysis |  |  |  |  | Non-Lead - Other |  |  | Statistical analysis |  |  |  |  | Non-Lead |  |  |  | Irrigation
MTR_000448 | 10622 SE CARR RD-IRRIG | 0708-002973-TAX LOT 158 29-23-5 |  |  | Non-Lead - Other | No |  | 0.75 | Installation date is after the lead ban |  |  |  |  | Non-Lead - Other |  |  | Installation date is after the lead ban |  |  |  |  | Non-Lead |  |  |  | Assumed
MTR_000449 | 18235 140TH AVE SE | CARRIAGE CREST ELEMENTARY |  |  | Non-Lead - Other | No | 1996-02-27 | 3 | Installation date is after the lead ban |  |  |  |  | Non-Lead - Other |  |  | Installation date is after the lead ban |  |  |  |  | Non-Lead |  |  |  | Domestic
MTR_000450 | 18235 140TH AVE SE | CARRIAGE CREST ELEMENTARY |  |  | Non-Lead - Other | No |  | 0 | Installation date is after the lead ban |  |  |  |  | Non-Lead - Other |  |  | Installation date is after the lead ban |  |  |  |  | Non-Lead |  |  |  | Assumed
MTR_000453 | 22300 132ND AVE SE | SUNRISE ELEMENTARY SCHOOL |  |  | Non-Lead - Other | No | 1995-09-05 | 0 | Installation date is after the lead ban |  |  |  |  | Non-Lead - Other |  |  | Installation date is after the lead ban |  |  |  |  | Non-Lead |  |  |  | Domestic
MTR_020644 | 12600 SE 192ND ST | MEEKER JUNIOR HIGH |  |  | Non-Lead - Other | No |  | 3 | Installation date is after the lead ban |  |  |  |  | Non-Lead - Other |  |  | Installation date is after the lead ban |  |  |  |  | Non-Lead |  |  |  | Domestic
MTR_014052 | 10824 SE 170TH ST-SPRINKLER | TAX LOT 20 SE 29-23-5 |  |  | Non-Lead - Other | No |  | 1.5 | Installation date is after the lead ban |  |  |  |  | Non-Lead - Other |  |  | Installation date is after the lead ban |  |  |  |  | Non-Lead |  |  |  | Industrial
MTR_016003 | 17007 SE 184TH ST | NORTHWOOD JUNIOR HIGH - IRRIGATION |  |  | Non-Lead - Other | No | 1996-03-05 | 0 | Installation date is after the lead ban |  |  |  |  | Non-Lead - Other |  |  | Installation date is after the lead ban |  |  |  |  | Non-Lead |  |  |  | Domestic
MTR_015188 | 16828 128TH AVE SE | RENTON PARK ELEMENTARY |  |  | Non-Lead - Other | No | 2006-06-20 | 4 | Rectified Plan | No |  |  |  | Non-Lead - Other |  |  | Installation date is after the lead ban |  |  |  |  | Non-Lead |  |  |  | Domestic
MTR_000458 | 16022 116TH AVE SE | CASCADE ELEMENTARY SCHOOL |  |  | Non-Lead - Other | No |  | 0 | Installation date is after the lead ban |  |  |  |  | Non-Lead - Other |  |  | Installation date is after the lead ban |  |  |  |  | Non-Lead |  |  |  | Domestic
MTR_023364 | 10200 SE 216TH ST | PANTHER LAKE ELEMENTARY SCHOOL |  |  | Non-Lead - Other | No | 2009-07-28 | 0 | Installation date is after the lead ban |  |  |  |  | Non-Lead - Other |  |  | Installation date is after the lead ban |  |  |  |  | Non-Lead |  |  |  | Domestic
MTR_015618 | 17801 108TH AVE SE | E 1/2 OF NE 1/4 OF NW 1/4 32-23-5 - L2 KCSP 284044 |  |  | Non-Lead - Other | No |  | 8 | Installation date is after the lead ban |  |  |  |  | Non-Lead - Other |  |  | Installation date is after the lead ban |  |  |  |  | Non-Lead |  |  |  | Domestic
MTR_000462 | 11500 SE 208TH ST / PANTERA LAGO | 0708-050600 |  |  | Non-Lead - Other | No |  | 0 | Installation date is after the lead ban |  |  |  |  | Non-Lead - Other |  |  | Installation date is after the lead ban |  |  |  |  | Non-Lead |  |  |  | Assumed
MTR_028128 | 12651 SE 218TH PL | SOOS CREEK ELEMENTARY SCHOOL |  |  | Non-Lead - Other | No |  | 0 | Installation date is after the lead ban |  |  |  |  | Non-Lead - Other |  |  | Installation date is after the lead ban |  |  |  |  | Non-Lead |  |  |  | Domestic
MTR_000463 | 19660 142ND AVE SE | LAKE YOUNGS ELEMENTARY |  |  | Non-Lead - Other | Unknown |  | 3 | Statistical analysis |  |  |  |  | Non-Lead - Other |  |  | Statistical analysis |  |  |  |  | Non-Lead |  |  |  | Assumed
MTR_022795 | 19405 120TH AVE SE | 0708-013655 |  |  | Non-Lead - Other | No | 1996-11-26 | 4 | Rectified Plan | No |  |  |  | Non-Lead - Other |  |  | Statistical analysis |  |  |  |  | Non-Lead |  |  |  | Domestic
MTR_016004 | 17007 SE 184TH ST | NORTHWOOD JR. HIGH SCHOOL |  |  | Non-Lead - Other | No | 1996-03-05 | 0 | Installation date is after the lead ban |  |  |  |  | Non-Lead - Other |  |  | Installation date is after the lead ban |  |  |  |  | Non-Lead |  |  |  | Domestic
MTR_024269 | 98TH AVE S. & S. 218TH ST | 98TH AVE S & S 218TH ST |  |  | Non-Lead - Other | Unknown |  | 0 | Statistical analysis |  |  |  |  | Non-Lead - Other |  |  | Statistical analysis |  |  |  |  | Non-Lead |  |  |  | Assumed
MTR_000467 | IRRIGATION METER BY LOT 32 | IRRIGATION METER BY LOT 32 |  |  | Non-Lead - Other | No | 1998-02-27 | 0 | Installation date is after the lead ban |  |  |  |  | Non-Lead - Other |  |  | Installation date is after the lead ban |  |  |  |  | Non-Lead |  |  |  | Irrigation
MTR_017870 | RED MILL 1/IRRIG/BY BLDG D | RED MILL 1/IRRIG/BY BLDG D |  |  | Non-Lead - Other | No | 1998-02-27 | 0 | Installation date is after the lead ban |  |  |  |  | Non-Lead - Other |  |  | Installation date is after the lead ban |  |  |  |  | Non-Lead |  |  |  | Domestic
MTR_014054 | 11100 SE PETROVITSKY RD-IRRIGATION/C | TAX LOTS 16,29,54,68,85 |  |  | Non-Lead - Other | No |  | 1.5 | Installation date is after the lead ban |  |  |  |  | Non-Lead - Other |  |  | Installation date is after the lead ban |  |  |  |  | Non-Lead |  |  |  | Assumed
MTR_025880 | 10825 SE 200TH ST-IRRIG | SUNRISE @ THE BENSON |  |  | Non-Lead - Other | No | 1999-01-27 | 0 | Installation date is after the lead ban |  |  |  |  | Non-Lead - Other |  |  | Installation date is after the lead ban |  |  |  |  | Non-Lead |  |  |  | Domestic
MTR_014057 | 11100 SE PETROVITSKY RD-IRRIGATION L & N | TAX LOTS 16,29,54,68,85 |  |  | Non-Lead - Other | No |  | 1.5 | Installation date is after the lead ban |  |  |  |  | Non-Lead - Other |  |  | Installation date is after the lead ban |  |  |  |  | Non-Lead |  |  |  | Assumed
MTR_014058 | 11100 SE PETROVITSKY RD-BLDG L | TAX LOTS 15,16,29,54,68,85 29-23-5 |  |  | Non-Lead - Other | No | 1999-02-18 | 1 | Installation date is after the lead ban |  |  |  |  | Non-Lead - Other |  |  | Installation date is after the lead ban |  |  |  |  | Non-Lead |  |  |  | Domestic
MTR_000470 | 11800 SE 216TH ST | EMERALD PARK ELEMENTARY |  |  | Non-Lead - Other | No | 1999-02-10 | 2.5 | Installation date is after the lead ban |  |  |  |  | Non-Lead - Other |  |  | Installation date is after the lead ban |  |  |  |  | Non-Lead |  |  |  | Irrigation
MTR_023666 | 22315 108TH AVE SE | 0708-018640 |  |  | Non-Lead - Other | Unknown |  | 0 | Statistical analysis |  |  |  |  | Non-Lead - Other |  |  | Statistical analysis |  |  |  |  | Non-Lead |  |  |  | Assumed
MTR_000473 | 2607 JONES RD S | SPRING GLEN ELEMENTARY SCHOOL |  |  | Non-Lead - Other | Unknown |  | 0 | Statistical analysis |  |  |  |  | Non-Lead - Other |  |  | Statistical analysis |  |  |  |  | Non-Lead |  |  |  | Domestic
MTR_023671 | 21700 107TH AVE SE | CANYON VIEW MOBILE ESTS |  |  | Non-Lead - Other | No | 1977-06-14 | 0 | Installation date is after the lead ban |  |  |  |  | Non-Lead - Other |  |  | Installation date is after the lead ban |  |  |  |  | Non-Lead |  |  |  | Domestic
MTR_015619 | 17901 105TH PL SE | VANTAGE POINT APARTMENTS-DOMESTIC SRV |  |  | Non-Lead - Other | No | 2015-05-05 | 8 | Rectified Plan | No |  |  |  | Non-Lead - Other |  |  | Installation date is after the lead ban |  |  |  |  | Non-Lead |  |  |  | Fire
MTR_015346 | 13019 SE 170TH PL | L30 RENTON PARK #3 |  |  | Non-Lead - Other | Unknown |  | 0 | Statistical analysis |  |  |  |  | Non-Lead - Other |  |  | Statistical analysis |  |  |  |  | Non-Lead |  |  |  | Domestic
MTR_014993 | 16827 120TH AVE SE | L6 BL6 CASCADE VISTA #1 |  |  | Non-Lead - Other | No | 2002-05-02 | 0 | Rectified Plan |  |  |  |  | Non-Lead - Other |  |  | Statistical analysis |  |  |  |  | Non-Lead |  |  |  | Domestic
MTR_017855 | 17625 128TH AVE SE | LOT 28 EMERALD VISTA |  |  | Non-Lead - Other | No | 2001-03-01 | 0 | Installation date is after the lead ban |  |  |  |  | Non-Lead - Other |  |  | Installation date is after the lead ban |  |  |  |  | Non-Lead |  |  |  | Domestic
MTR_021288 | 19218 146TH AVE SE | TAX LOT 78 NE 3-22-5 |  |  | Non-Lead - Other | No |  | 0 | Installation date is after the lead ban |  |  |  |  | Non-Lead - Other |  |  | Installation date is after the lead ban |  |  |  |  | Non-Lead |  |  |  | Assumed
MTR_024747 | 20050 139TH WAY SE | LOT 15 KENT RIDGE PLACE |  |  | Non-Lead - Other | No | 1997-01-08 | 0 | Installation date is after the lead ban |  |  |  |  | Non-Lead - Other |  |  | Installation date is after the lead ban |  |  |  |  | Non-Lead |  |  |  | Domestic
MTR_030152 | 12318 SE 158TH ST | L3 B5 CASCADE VILLAGE 2 |  |  | Non-Lead - Other | No | 2016-06-22 | 0.75 | Rectified Plan |  |  |  |  | Non-Lead - Other |  |  | Statistical analysis |  |  |  |  | Non-Lead |  |  |  | Domestic
MTR_018774 | 10604 SE 186TH ST | LOT 3 VISTA RIDGE |  |  | Non-Lead - Other | No | 1995-09-21 | 0 | Installation date is after the lead ban |  |  |  |  | Non-Lead - Other |  |  | Installation date is after the lead ban |  |  |  |  | Non-Lead |  |  |  | Domestic
MTR_016034 | 18557 W LK DESIRE DR SE | LOT 12 BLOCK 2 LAKE DESIRE VIEW ADD ITION |  |  | Non-Lead - Other | No | 2010-01-21 | 0 | Installation date is after the lead ban |  |  |  |  | Non-Lead - Other |  |  | Installation date is after the lead ban |  |  |  |  | Non-Lead |  |  |  | Domestic
MTR_016036 | 18549 W LK DESIRE DR SE | LOT 11 BLK 2 LAKE DESIRE VIEW ADDIT ION |  |  | Non-Lead - Other | No | 2010-01-21 | 0 | Installation date is after the lead ban |  |  |  |  | Non-Lead - Other |  |  | Installation date is after the lead ban |  |  |  |  | Non-Lead |  |  |  | Domestic
MTR_016025 | 18541 W LK DESIRE DR SE | 9929-001520 |  |  | Non-Lead - Other | No | 2010-01-21 | 0 | Statistical analysis | Yes | Visual inspection at the meter pit |  |  | Non-Lead - Other |  |  | Statistical analysis | Yes | Visual inspection at the meter pit |  |  | Non-Lead |  |  |  | Domestic
MTR_016013 | 18429 W LK DESIRE DR SE | LOT 3 BLK 2 LAKE DESIRE VIEW ADDN |  |  | Non-Lead - Other | No | 2010-01-21 | 0 | Installation date is after the lead ban |  |  |  |  | Non-Lead - Other |  |  | Installation date is after the lead ban |  |  |  |  | Non-Lead |  |  |  | Domestic
MTR_016024 | 18533 W LK DESIRE DR SE | 9929-001510 |  |  | Non-Lead - Other | No | 2010-01-21 | 0 | Installation date is after the lead ban |  |  |  |  | Non-Lead - Other |  |  | Installation date is after the lead ban |  |  |  |  | Non-Lead |  |  |  | Domestic
MTR_012396 | 18341 W LK DESIRE DR SE | LAKE DESIRE SUMMER HOME TRACTS |  |  | Non-Lead - Plastic | No | 2010-01-20 | 1 | Rectified Plan |  |  |  |  | Non-Lead - Other |  |  | Statistical analysis |  |  |  |  | Non-Lead |  |  |  | Domestic
MTR_012472 | 18123 171ST AVE SE | LOT 85 TROVITSKY PARK |  |  | Non-Lead - Other | No | 2003-03-14 | 4 | Rectified Plan | No |  |  |  | Non-Lead - Other |  |  | Installation date is after the lead ban |  |  |  |  | Non-Lead |  |  |  | Domestic
MTR_012473 | 18131 171ST AVE SE | LOT 84 TROVITSKY PARK |  |  | Non-Lead - Other | No | 2003-03-14 | 4 | Rectified Plan | No |  |  |  | Non-Lead - Other |  |  | Installation date is after the lead ban |  |  |  |  | Non-Lead |  |  |  | Domestic
MTR_012471 | 18115 171ST AVE SE | LOT 86 TROVITSKY PARK |  |  | Non-Lead - Other | No | 2003-03-14 | 4 | Rectified Plan | No |  |  |  | Non-Lead - Other |  |  | Installation date is after the lead ban |  |  |  |  | Non-Lead |  |  |  | Domestic
MTR_012470 | 18107 171ST AVE SE | LOT 87 TROVITSKY PARK |  |  | Non-Lead - Other | No | 2003-03-14 | 4 | Rectified Plan | No |  |  |  | Non-Lead - Other |  |  | Installation date is after the lead ban |  |  |  |  | Non-Lead |  |  |  | Domestic
MTR_012475 | 18147 171ST AVE SE | LOT 82 TROVITSKY PARK |  |  | Non-Lead - Other | No | 2003-03-14 | 4 | Rectified Plan | No |  |  |  | Non-Lead - Other |  |  | Installation date is after the lead ban |  |  |  |  | Non-Lead |  |  |  | Domestic
MTR_012474 | 18139 171ST AVE SE | LOT 83 TROVITSKY PARK |  |  | Non-Lead - Other | No | 2003-03-14 | 4 | Rectified Plan | No |  |  |  | Non-Lead - Other |  |  | Installation date is after the lead ban |  |  |  |  | Non-Lead |  |  |  | Domestic
MTR_007209 | 16720 125TH AVE SE | LOT 8 BLOCK 2 CASCADE HILLS #4 |  |  | Non-Lead Plastic | No | 2019-08-05 | 0 | Rectified Plan | Yes | Visual inspection at the meter pit | 2024-02-08 |  | Non-Lead Plastic |  |  | Field inspection only with no records | Yes | Visual inspection at the meter pit | 2024-02-08 |  | Non-Lead |  |  |  | Domestic
MTR_003446 | 11917 SE 165TH ST | L 23 CASCADE HILLS 6 |  |  | Non-Lead - Other | No | 2019-08-05 | 0.75 | Rectified Plan |  |  |  |  | Non-Lead - Other |  |  | Statistical analysis |  |  |  |  | Non-Lead |  |  |  | Assumed
MTR_014075 | 17029 128TH AVE SE | L 104 CASCADE VISTA # 3 |  |  | Non-Lead - Other | No | 2011-08-10 | 0 | Rectified Plan |  |  |  |  | Non-Lead - Other |  |  | Statistical analysis |  |  |  |  | Non-Lead |  |  |  | Domestic
MTR_007548 | 16525 119TH AVE SE | L 40 CASCADE HILLS 6 |  |  | Non-Lead - Other | No | 2019-08-05 | 0.75 | Rectified Plan |  |  |  |  | Non-Lead - Other |  |  | Statistical analysis |  |  |  |  | Non-Lead |  |  |  | Assumed
MTR_014749 | 12916 SE 158TH PL | LOT 67 FAIRLANE WOODS |  |  | Non-Lead - Other | No | 1978-09-22 | 0 | Installation date is after the lead ban |  |  |  |  | Non-Lead - Other |  |  | Installation date is after the lead ban |  |  |  |  | Non-Lead |  |  |  | Domestic
MTR_016237 | 16221 SE 176TH PL | LOT 82 CANDLEWOOD RIDGE #3 |  |  | Non-Lead - Plastic | No | 1977-07-13 | 1 | Rectified Plan | No |  |  |  | Non-Lead - Other |  |  | Installation date is after the lead ban |  |  |  |  | Non-Lead |  |  |  | Domestic
MTR_012580 | 17014 SE 183RD PL | LOT 43 TROVITSKY PARK |  |  | Non-Lead - Other | No | 2005-03-14 | 4 | Rectified Plan | No |  |  |  | Non-Lead - Other |  |  | Installation date is after the lead ban |  |  |  |  | Non-Lead |  |  |  | Domestic
MTR_012476 | 18201 171ST AVE SE | LOT 81 TROVITSKY PARK |  |  | Non-Lead - Other | No | 2003-03-14 | 4 | Rectified Plan | No |  |  |  | Non-Lead - Other |  |  | Installation date is after the lead ban |  |  |  |  | Non-Lead |  |  |  | Domestic
MTR_012477 | 18217 171ST AVE SE | LOT 80 TROVITSKY PARK |  |  | Non-Lead - Other | No | 2003-03-14 | 4 | Rectified Plan | No |  |  |  | Non-Lead - Other |  |  | Installation date is after the lead ban |  |  |  |  | Non-Lead |  |  |  | Domestic
MTR_012581 | 17008 SE 183RD PL | 9929-005664-LOT 44 TROVITSKY PARK |  |  | Non-Lead - Other | No | 2005-03-14 | 4 | Rectified Plan | No |  |  |  | Non-Lead - Other |  |  | Installation date is after the lead ban |  |  |  |  | Non-Lead |  |  |  | Domestic
MTR_012585 | 16932 SE 183RD PL | LOT 48 TROVITSKY PARK |  |  | Non-Lead - Other | No | 2003-03-14 | 4 | Rectified Plan | No |  |  |  | Non-Lead - Other |  |  | Installation date is after the lead ban |  |  |  |  | Non-Lead |  |  |  | Domestic
MTR_012395 | 18331 W LK DESIRE DR SE | LOT 12 BLK 2 LK DESIRE SUMMER HOME TRACTS |  |  | Non-Lead Plastic | No | 2010-01-20 | 1 | Rectified Plan | Yes | Visual inspection at the meter pit | 2024-02-26 |  | Non-Lead Plastic |  |  | Field inspection only with no records | Yes | Visual inspection at the meter pit | 2024-02-26 |  | Non-Lead |  |  |  | Domestic
MTR_012667 | 18321 W LK DESIRE DR SE | LOT 11 BLK 2 LAKE DESIRE SUMMER HOME TRACTS |  |  | Non-Lead - Plastic | No | 2010-01-20 | 1 | Rectified Plan |  |  |  |  | Non-Lead - Other |  |  | Statistical analysis |  |  |  |  | Non-Lead |  |  |  | Domestic
MTR_012389 | 18301 W LK DESIRE DR SE | LOT 9 BLK 2 LK DESIRE SUMMER HOME TRACTS |  |  | Non-Lead - Plastic | No | 2010-01-20 | 1 | Rectified Plan |  |  |  |  | Non-Lead - Other |  |  | Statistical analysis |  |  |  |  | Non-Lead |  |  |  | Domestic
MTR_012386 | 18235 W LK DESIRE DR SE | 9929-001085 |  |  | Non-Lead - Plastic | No | 2010-01-20 | 1 | Rectified Plan |  |  |  |  | Non-Lead - Other |  |  | Statistical analysis |  |  |  |  | Non-Lead |  |  |  | Domestic
MTR_012385 | 18225 W LK DESIRE DR SE | 9929-001080 |  |  | Non-Lead - Plastic | No | 2010-01-20 | 1 | Rectified Plan |  |  |  |  | Non-Lead - Other |  |  | Installation date is after the lead ban |  |  |  |  | Non-Lead |  |  |  | Domestic
MTR_012378 | 18215 W LK DESIRE DR SE | 9929-001075 |  |  | Non-Lead - Plastic | No | 2010-01-20 | 1 | Rectified Plan |  |  |  |  | Non-Lead - Other |  |  | Statistical analysis |  |  |  |  | Non-Lead |  |  |  | Domestic
MTR_012522 | 18214 171ST AVE SE | LOT 58 TROVITSKY PARK |  |  | Non-Lead - Copper | No | 2003-03-14 | 1 | Rectified Plan | No |  |  |  | Non-Lead - Other |  |  | Installation date is after the lead ban |  |  |  |  | Non-Lead |  |  |  | Domestic
MTR_012590 | 16957 SE 183RD PL | LOT 53 TROVITSKY PARK |  |  | Non-Lead - Other | No | 2003-03-14 | 4 | Rectified Plan | No |  |  |  | Non-Lead - Other |  |  | Installation date is after the lead ban |  |  |  |  | Non-Lead |  |  |  | Domestic
MTR_012478 | 18222 171ST AVE SE | LOT 57 TROVITSKY PARK |  |  | Non-Lead - Other | No | 2003-03-14 | 4 | Rectified Plan | No |  |  |  | Non-Lead - Other |  |  | Installation date is after the lead ban |  |  |  |  | Non-Lead |  |  |  | Domestic
MTR_012591 | 17011 SE 183RD PL | LOT 54 TROVITSKY PARK |  |  | Non-Lead - Other | No | 2005-03-14 | 4 | Rectified Plan | No |  |  |  | Non-Lead - Other |  |  | Installation date is after the lead ban |  |  |  |  | Non-Lead |  |  |  | Domestic
MTR_012592 | 17019 SE 183RD PL | LOT 55 TROVITSKY PARK |  |  | Non-Lead - Other | No | 2005-03-14 | 4 | Rectified Plan | No |  |  |  | Non-Lead - Other |  |  | Installation date is after the lead ban |  |  |  |  | Non-Lead |  |  |  | Domestic
MTR_012532 | 18226 171ST CT SE | LOT 68 TROVITSKY PARK |  |  | Non-Lead - Other | No | 2003-03-14 | 4 | Rectified Plan | No |  |  |  | Non-Lead - Other |  |  | Installation date is after the lead ban |  |  |  |  | Non-Lead |  |  |  | Domestic
MTR_012533 | 18220 171ST CT SE | LOT 69 TROVITSKY PARK |  |  | Non-Lead - Other | No | 2003-03-14 | 4 | Rectified Plan | No |  |  |  | Non-Lead - Other |  |  | Installation date is after the lead ban |  |  |  |  | Non-Lead |  |  |  | Domestic
MTR_012527 | 18256 171ST CT SE | LOT 63 TROVITSKY PARK |  |  | Non-Lead - Other | No | 2003-03-14 | 4 | Rectified Plan | No |  |  |  | Non-Lead - Other |  |  | Installation date is after the lead ban |  |  |  |  | Non-Lead |  |  |  | Domestic
MTR_012531 | 18234 171ST CT SE | LOT 67 TROVITSKY PARK |  |  | Non-Lead - Other | No | 2003-03-14 | 4 | Rectified Plan | No |  |  |  | Non-Lead - Other |  |  | Installation date is after the lead ban |  |  |  |  | Non-Lead |  |  |  | Domestic
MTR_012528 | 18252 171ST CT SE | LOT 64 TROVITSKY PARK |  |  | Non-Lead - Other | No | 2003-03-14 | 4 | Rectified Plan | No |  |  |  | Non-Lead - Other |  |  | Installation date is after the lead ban |  |  |  |  | Non-Lead |  |  |  | Domestic
MTR_012530 | 18240 171ST CT SE | LOT 66 TROVITSKY PARK |  |  | Non-Lead - Other | No | 2003-03-14 | 4 | Rectified Plan | No |  |  |  | Non-Lead - Other |  |  | Installation date is after the lead ban |  |  |  |  | Non-Lead |  |  |  | Domestic
MTR_012484 | 17121 SE 181ST PL | LOT 74 TROVITSKY PARK |  |  | Non-Lead - Other | No | 2003-03-14 | 4 | Rectified Plan | No |  |  |  | Non-Lead - Other |  |  | Installation date is after the lead ban |  |  |  |  | Non-Lead |  |  |  | Domestic
MTR_012485 | 17127 SE 181ST PL | LOT 73 TROVITSKY PARK |  |  | Non-Lead - Other | No | 2003-03-14 | 4 | Rectified Plan | No |  |  |  | Non-Lead - Other |  |  | Installation date is after the lead ban |  |  |  |  | Non-Lead |  |  |  | Domestic
MTR_012479 | 18200 171ST AVE SE | LOT 79 TROVITSKY PARK |  |  | Non-Lead - Other | No | 2003-03-14 | 4 | Rectified Plan | No |  |  |  | Non-Lead - Other |  |  | Installation date is after the lead ban |  |  |  |  | Non-Lead |  |  |  | Domestic
MTR_012480 | 18150 171ST AVE SE | LOT 78 TROVITSKY PARK |  |  | Non-Lead - Other | No | 2003-03-14 | 4 | Rectified Plan | No |  |  |  | Non-Lead - Other |  |  | Installation date is after the lead ban |  |  |  |  | Non-Lead |  |  |  | Domestic
MTR_012482 | 18134 171ST AVE SE | LOT 76 TROVITSKY PARK |  |  | Non-Lead - Other | No | 2003-03-14 | 4 | Rectified Plan | No |  |  |  | Non-Lead - Other |  |  | Installation date is after the lead ban |  |  |  |  | Non-Lead |  |  |  | Domestic
MTR_012483 | 17115 SE 181ST PL | LOT 75 TROVITSKY PARK |  |  | Non-Lead - Other | No | 2003-03-14 | 4 | Rectified Plan | No |  |  |  | Non-Lead - Other |  |  | Installation date is after the lead ban |  |  |  |  | Non-Lead |  |  |  | Domestic
MTR_016027 | 18528 W LK DESIRE DR SE | L9 B1 LAKE DESIRE |  |  | Non-Lead - Other | No | 2010-01-21 | 0 | Rectified Plan |  |  |  |  | Non-Lead - Other |  |  | Statistical analysis |  |  |  |  | Non-Lead |  |  |  | Domestic
MTR_016016 | 18424 W LK DESIRE DR SE | LOT 3 BLK 1 LK DEISRE VIEW ADDN |  |  | Non-Lead - Other | No | 2010-01-21 | 0 | Rectified Plan |  |  |  |  | Non-Lead - Other |  |  | Statistical analysis |  |  |  |  | Non-Lead |  |  |  | Domestic
MTR_016017 | 18414 W LK DESIRE DR SE | L2 B1 LK DESIRE VIEW ADT |  |  | Non-Lead - Other | No | 2010-01-21 | 0 | Rectified Plan |  |  |  |  | Non-Lead - Other |  |  | Statistical analysis |  |  |  |  | Non-Lead |  |  |  | Domestic
MTR_016020 | 18404 W LK DESIRE DR SE | TAX LOT 31 36-23-5 P#362305 9031 |  |  | Non-Lead Plastic | No | 2010-01-21 | 0 | Rectified Plan | Yes | Visual inspection at the meter pit | 2024-02-26 |  | Copper |  |  | Field inspection only with no records | Yes | Visual inspection at the meter pit | 2024-02-26 |  | Non-Lead |  |  |  | Domestic
MTR_012401 | 18366 W LK DESIRE DR SE | LOT 26 BLK 1 LK DESIRE SUMMER HOMES |  |  | Non-Lead - Other | No | 2010-01-21 | 0 | Installation date is after the lead ban |  |  |  |  | Non-Lead - Other |  |  | Installation date is after the lead ban |  |  |  |  | Non-Lead |  |  |  | Domestic
MTR_012393 | 18330 W LK DESIRE DR SE | LOT 20 BLK 1 LK DESIRE SUMMER HOME TRACTS |  |  | Non-Lead - Plastic | No | 2010-01-20 | 1 | Rectified Plan |  |  |  |  | Non-Lead - Other |  |  | Installation date is after the lead ban |  |  |  |  | Non-Lead |  |  |  | Domestic
MTR_011555 | 12831 SE 164TH ST | L72 FAIRWOOD DIV. #9 |  |  | Non-Lead - Other | No | 2007-10-01 | 0 | Installation date is after the lead ban |  |  |  |  | Non-Lead - Other |  |  | Installation date is after the lead ban |  |  |  |  | Non-Lead |  |  |  | Domestic
MTR_011336 | 10720 SE 165TH ST | L5 BLK1 HILLTOP HEIGHTS |  |  | Non-Lead - Other | Unknown |  | 0 | Statistical analysis |  |  |  |  | Non-Lead - Other |  |  | Statistical analysis |  |  |  |  | Non-Lead |  |  |  | Domestic
MTR_006118 | 15856 118TH AVE SE | L8 BLK6 CASCADE VISTA#2 |  |  | Non-Lead - Other | No | 2014-04-16 | 0 | Rectified Plan |  |  |  |  | Non-Lead - Other |  |  | Statistical analysis |  |  |  |  | Non-Lead |  |  |  | Domestic
MTR_011570 | 12910 SE 162ND ST | LOT 51 FAIRWOOD DIVISION #9 |  |  | Non-Lead - Other | No |  | 1 | Installation date is after the lead ban |  |  |  |  | Non-Lead - Other |  |  | Installation date is after the lead ban |  |  |  |  | Non-Lead |  |  |  | Domestic
MTR_029965 | 12708 SE 164TH ST | L 5 B4 CASCADE VISTA 7 |  |  | Non-Lead Plastic | No | 2016-06-22 | 0.75 | Rectified Plan | Yes | Visual inspection at the meter pit | 2024-02-09 |  | Copper |  |  | Field inspection only with no records | Yes | Visual inspection at the meter pit | 2024-02-09 |  | Non-Lead |  |  |  | Domestic
MTR_011537 | 13022 SE 164TH ST | L 86 FAIRWOOD 9 |  |  | Non-Lead - Other | No | 2007-10-01 | 0 | Installation date is after the lead ban |  |  |  |  | Non-Lead - Other |  |  | Installation date is after the lead ban |  |  |  |  | Non-Lead |  |  |  | Domestic
MTR_006305 | 20450 92ND AVE S | W PTN TR 5 WA FRTLND ADD |  |  | Non-Lead - Other | Unknown |  | 0.75 | Statistical analysis |  |  |  |  | Non-Lead - Other |  |  | Statistical analysis |  |  |  |  | Non-Lead |  |  |  | Assumed
MTR_019357 | 9246 S 200TH ST | L16 BLK2 S/B RANCHETTES |  |  | Non-Lead - Other | No |  | 0 | Installation date is after the lead ban |  |  |  |  | Non-Lead - Other |  |  | Installation date is after the lead ban |  |  |  |  | Non-Lead |  |  |  | Assumed
MTR_015299 | 12904 SE 172ND ST | L14 RENTON PARK #2 |  |  | Non-Lead - Other | No | 2011-08-10 | 0 | Rectified Plan |  |  |  |  | Non-Lead - Other |  |  | Statistical analysis |  |  |  |  | Non-Lead |  |  |  | Domestic
MTR_015031 | 11668 SE 170TH PL | L2 BL7 CASCADE VISTA #1 |  |  | Non-Lead - Other | No | 2010-10-25 | 1 | Rectified Plan |  |  |  |  | Non-Lead - Other |  |  | Statistical analysis |  |  |  |  | Non-Lead |  |  |  | Domestic
MTR_015410 | 12642 SE 169TH PL | L 46 CASCADE VISTA 3 |  |  | Non-Lead - Other | No | 2011-08-10 | 0 | Rectified Plan |  |  |  |  | Non-Lead - Other |  |  | Statistical analysis |  |  |  |  | Non-Lead |  |  |  | Domestic
MTR_015428 | 12673 SE 169TH ST | LOT 31 CASCADE VISTA #3 |  |  | Non-Lead - Other | No | 2011-08-10 | 0 | Rectified Plan |  |  |  |  | Non-Lead - Other |  |  | Statistical analysis |  |  |  |  | Non-Lead |  |  |  | Domestic
MTR_018983 | 10732 SE 187TH PL | LOT 1 GREENLEAF |  |  | Non-Lead - Other | No | 2016-01-29 | 0 | Installation date is after the lead ban |  |  |  |  | Non-Lead - Other |  |  | Installation date is after the lead ban |  |  |  |  | Non-Lead |  |  |  | Domestic
MTR_018769 | 10614 SE 187TH ST | LOT 15 VISTA RIDGE |  |  | Non-Lead - Other | No | 1995-09-21 | 0 | Installation date is after the lead ban |  |  |  |  | Non-Lead - Other |  |  | Installation date is after the lead ban |  |  |  |  | Non-Lead |  |  |  | Domestic
MTR_015430 | 12662 SE 169TH ST | L 22 CASCADE VISTA 3 |  |  | Non-Lead Plastic | No | 2011-08-10 | 0 | Rectified Plan | Yes | Visual inspection at the meter pit | 2024-02-13 |  | Galvanized Requiring Replacement |  |  | Field inspection only with no records | Yes | Visual inspection at the meter pit | 2024-02-13 |  | Galvanized Requiring Replacement |  |  |  | Domestic
MTR_015194 | 12689 SE 169TH ST | L 29 CASCADE VISTA 3 |  |  | Non-Lead - Other | No | 2011-08-10 | 0 | Rectified Plan |  |  |  |  | Non-Lead - Other |  |  | Statistical analysis |  |  |  |  | Non-Lead |  |  |  | Domestic
MTR_019134 | 18615 107TH AVE SE | L6 VISTA HILLS |  |  | Non-Lead - Other | Unknown |  | 0 | Statistical analysis |  |  |  |  | Non-Lead - Other |  |  | Statistical analysis |  |  |  |  | Non-Lead |  |  |  | Assumed
MTR_018899 | 10759 SE 184TH LN | LOT 28 VANTAGE GLEN II |  |  | Non-Lead - Other | No | 1996-01-16 | 0 | Statistical analysis |  |  |  |  | Non-Lead - Other |  |  | Statistical analysis |  |  |  |  | Non-Lead |  |  |  | Domestic
MTR_012384 | 18116 W LK DESIRE DR SE | LOT 5 BLK 1 LK DESIRE SUMMNER HOME TRACTS |  |  | Non-Lead - Plastic | No | 2010-01-20 | 1 | Rectified Plan |  |  |  |  | Non-Lead - Other |  |  | Installation date is after the lead ban |  |  |  |  | Non-Lead |  |  |  | Domestic
MTR_012397 | 18354 W LK DESIRE DR SE | 9929-002112-LOT 24 BLK 1 LK DESIRE SUMMER HOME TRACTS |  |  | Non-Lead - Plastic | No | 2010-01-20 | 1 | Rectified Plan |  |  |  |  | Non-Lead - Other |  |  | Installation date is after the lead ban |  |  |  |  | Non-Lead |  |  |  | Domestic
MTR_012406 | 17862 W LK DESIRE DR SE |  |  |  | Non-Lead - Other | Unknown |  | 1 | Statistical analysis |  |  |  |  | Non-Lead - Other |  |  | Statistical analysis |  |  |  |  | Non-Lead |  |  |  | Domestic
MTR_012407 | 17860 W LK DESIRE DR SE | PORT TL 24 SEC 36-23-5 |  |  | Non-Lead - Other | Unknown |  | 1 | Statistical analysis |  |  |  |  | Non-Lead - Other |  |  | Statistical analysis |  |  |  |  | Non-Lead |  |  |  | Domestic
MTR_012409 | 17846 W LK DESIRE DR SE | 9929-002350 |  |  | Non-Lead - Other | Unknown |  | 1 | Statistical analysis |  |  |  |  | Non-Lead - Other |  |  | Statistical analysis |  |  |  |  | Non-Lead |  |  |  | Domestic
MTR_012408 | 17860 1/4 W LK DESIRE DR SE | PTN TL24 SEC 36-23-5 |  |  | Non-Lead - Other | Unknown |  | 1 | Statistical analysis |  |  |  |  | Non-Lead - Other |  |  | Statistical analysis |  |  |  |  | Non-Lead |  |  |  | Domestic
MTR_020551 | 10440 SE 196TH ST | L6 BLK 1 OLYMPIC VISTA |  |  | Non-Lead - Other | Unknown |  | 0 | Statistical analysis |  |  |  |  | Non-Lead - Other |  |  | Statistical analysis |  |  |  |  | Non-Lead |  |  |  | Assumed
MTR_019190 | 19222 98TH AVE S | L17 SPRINGBROOK TERR |  |  | Non-Lead - Other | No |  | 0 | Installation date is after the lead ban |  |  |  |  | Non-Lead - Other |  |  | Installation date is after the lead ban |  |  |  |  | Non-Lead |  |  |  | Assumed
MTR_017759 | 17741 113TH PL SE | L 7 HIGH CHAPARRAL |  |  | Non-Lead - Other | No |  |  | Installation date is after the lead ban |  |  |  |  | Non-Lead - Other |  |  | Installation date is after the lead ban |  |  |  |  | Non-Lead
MTR_007545 | 16615 119TH AVE SE | L 12 CASCADE HILLS 5 |  |  | Non-Lead - Other | No | 2019-08-05 | 0.75 | Rectified Plan |  |  |  |  | Non-Lead - Other |  |  | Statistical analysis |  |  |  |  | Non-Lead |  |  |  | Assumed
MTR_017050 | 17811 116TH AVE SE | TAX LOT 9258 32-23-05 |  |  | Non-Lead - Other | Unknown |  | 0 | Statistical analysis |  |  |  |  | Non-Lead - Other |  |  | Statistical analysis |  |  |  |  | Non-Lead |  |  |  | Domestic
MTR_017038 | 11209 SE 179TH ST | LOT 21 ORCHARD PARK #2 |  |  | Non-Lead - Other | No | 1995-09-05 | 0 | Installation date is after the lead ban |  |  |  |  | Non-Lead - Other |  |  | Installation date is after the lead ban |  |  |  |  | Non-Lead |  |  |  | Domestic
MTR_026214 | 12207 SE 206TH ST | LOT 45 SWANSON COURT. |  |  | Non-Lead - Other | Unknown |  | 0 | Statistical analysis |  |  |  |  | Non-Lead - Other |  |  | Statistical analysis |  |  |  |  | Non-Lead |  |  |  | Domestic
MTR_029132 | 10303 SE 225TH PL | LOT 3 COPPER HILL |  |  | Non-Lead - Other | No | 2006-03-28 | 0 | Installation date is after the lead ban |  |  |  |  | Non-Lead - Other |  |  | Installation date is after the lead ban |  |  |  |  | Non-Lead |  |  |  | Domestic
MTR_012620 | 17815 E LK DESIRE DR SE | 9929-002610 |  |  | Non-Lead - Plastic | No | 2010-01-19 | 1 | Rectified Plan |  |  |  |  | Non-Lead - Other |  |  | Statistical analysis |  |  |  |  | Non-Lead |  |  |  | Domestic
MTR_012621 | 17829 E LK DESIRE DR SE | 9929-002620 |  |  | Non-Lead - Plastic | No | 2010-01-19 | 1 | Rectified Plan |  |  |  |  | Non-Lead - Other |  |  | Statistical analysis |  |  |  |  | Non-Lead |  |  |  | Domestic
MTR_012623 | 17851 E LK DESIRE DR SE | 9929-002640 |  |  | Non-Lead - Plastic | No | 2010-01-19 | 1 | Rectified Plan |  |  |  |  | Non-Lead - Other |  |  | Statistical analysis |  |  |  |  | Non-Lead |  |  |  | Domestic
MTR_012622 | 17845 E LK DESIRE DR SE | 9929-002630 |  |  | Non-Lead - Plastic | No | 2010-01-19 | 1 | Rectified Plan |  |  |  |  | Non-Lead - Other |  |  | Installation date is after the lead ban |  |  |  |  | Non-Lead |  |  |  | Domestic
MTR_012625 | 17859 E LK DESIRE DR SE | L5 B8 LK DESIRE SMR HM T |  |  | Non-Lead - Plastic | No | 2010-01-19 | 1 | Rectified Plan |  |  |  |  | Non-Lead - Other |  |  | Statistical analysis |  |  |  |  | Non-Lead |  |  |  | Domestic
MTR_012624 | 17855 E LK DESIRE DR SE | 9929-002650 |  |  | Non-Lead - Plastic | No | 2010-01-19 | 1 | Rectified Plan |  |  |  |  | Non-Lead - Other |  |  | Installation date is after the lead ban |  |  |  |  | Non-Lead |  |  |  | Domestic
MTR_024728 | 13719 SE 200TH ST | LOT 38 FOREST GLEN SOUTH |  |  | Non-Lead - Other | No |  | 0 | Installation date is after the lead ban |  |  |  |  | Non-Lead - Other |  |  | Installation date is after the lead ban |  |  |  |  | Non-Lead |  |  |  | Assumed
MTR_019749 | 18726 111TH PL SE | L2 GARDENVIEW EST |  |  | Non-Lead - Other | No |  | 0 | Installation date is after the lead ban |  |  |  |  | Non-Lead - Other |  |  | Installation date is after the lead ban |  |  |  |  | Non-Lead |  |  |  | Domestic
MTR_015707 | 910 S 37TH PL | LOT 107 SUNNYBROOK |  |  | Non-Lead - Other | No | 2004-01-22 | 0 | Installation date is after the lead ban |  |  |  |  | Non-Lead - Other |  |  | Installation date is after the lead ban |  |  |  |  | Non-Lead |  |  |  | Domestic
MTR_011855 | 17031 105TH AVE SE | S 77 LOT 12 BLOCK 2 AKERS FARMS # 5 |  |  | Non-Lead - Other | Unknown |  | 0 | Statistical analysis |  |  |  |  | Non-Lead - Other |  |  | Statistical analysis |  |  |  |  | Non-Lead |  |  |  | Domestic
MTR_014908 | 16819 123RD AVE SE | L32 B3 CASCADE VISTA #1 |  |  | Non-Lead - Copper | No | 2010-10-25 | 1 | Rectified Plan | No |  |  |  | Non-Lead - Other |  |  | Statistical analysis |  |  |  |  | Non-Lead |  |  |  | Domestic
MTR_014231 | 10841 SE 172ND ST #9B | B9 UB KELSEY CT CONDOS |  |  | Non-Lead - Other | No | 1984-11-01 | 0 | Installation date is after the lead ban |  |  |  |  | Non-Lead - Other |  |  | Installation date is after the lead ban |  |  |  |  | Non-Lead |  |  |  | Domestic
MTR_012618 | 17737 E LK DESIRE DR SE | L11 B6 LK DESIRE S HM TC |  |  | Non-Lead Plastic | No | 2010-01-19 | 1 | Rectified Plan | Yes | Visual inspection at the meter pit | 2024-02-26 |  | Non-Lead Plastic |  |  | Field inspection only with no records | Yes | Visual inspection at the meter pit | 2024-02-26 |  | Non-Lead |  |  |  | Domestic
MTR_012665 | 17713 E LK DESIRE DR SE | LOT5 &N/SIDE OF LOT 6 |  |  | Non-Lead - Plastic | No | 2010-01-19 | 1 | Rectified Plan |  |  |  |  | Non-Lead - Other |  |  | Statistical analysis |  |  |  |  | Non-Lead |  |  |  | Domestic
MTR_012617 | 17615 E LK DESIRE DR SE | 9929-002560 |  |  | Non-Lead - Plastic | No | 2010-01-19 | 1 | Rectified Plan |  |  |  |  | Non-Lead - Other |  |  | Installation date is after the lead ban |  |  |  |  | Non-Lead |  |  |  | Domestic
MTR_020162 | 19244 106TH AVE SE | LOT 2 COUNTRY SIDE ADD |  |  | Non-Lead - Other | No |  | 0 | Installation date is after the lead ban |  |  |  |  | Non-Lead - Other |  |  | Installation date is after the lead ban |  |  |  |  | Non-Lead |  |  |  | Assumed
MTR_012614 | 17425 E LK DESIRE DR SE | S 42.99 L12 &13 LK DESIRE SUMMER HOME TRACTS |  |  | Non-Lead - Plastic | No | 2010-01-19 | 1 | Rectified Plan |  |  |  |  | Non-Lead - Other |  |  | Installation date is after the lead ban |  |  |  |  | Non-Lead |  |  |  | Domestic
MTR_017320 | 17818 109TH AVE SE | LOT 9 BRISTOW ADDITION |  |  | Non-Lead - Other | No | 2011-08-10 | 1 | Rectified Plan |  |  |  |  | Non-Lead - Other |  |  | Statistical analysis |  |  |  |  | Non-Lead |  |  |  | Domestic
MTR_017248 | 17814 110TH PL SE | LOT 13 SERENITY RIDGE |  |  | Non-Lead - Other | No | 2001-07-10 | 0 | Installation date is after the lead ban |  |  |  |  | Non-Lead - Other |  |  | Installation date is after the lead ban |  |  |  |  | Non-Lead |  |  |  | Domestic
MTR_018847 | 10359 SE 187TH PL | LOT 42 FREDERICKS PLACE |  |  | Non-Lead - Other | No | 1995-09-21 | 0 | Installation date is after the lead ban |  |  |  |  | Non-Lead - Other |  |  | Installation date is after the lead ban |  |  |  |  | Non-Lead |  |  |  | Domestic
MTR_019099 | 19116 104TH PL SE | LOT 5 EAGLEBROOK |  |  | Non-Lead - Other | No |  | 0 | Installation date is after the lead ban |  |  |  |  | Non-Lead - Other |  |  | Installation date is after the lead ban |  |  |  |  | Non-Lead |  |  |  | Assumed
MTR_018844 | 10216 SE 186TH ST | LOT 2 FREDERICKS PLACE |  |  | Non-Lead - Other | No | 1995-09-21 | 0 | Installation date is after the lead ban |  |  |  |  | Non-Lead - Other |  |  | Installation date is after the lead ban |  |  |  |  | Non-Lead |  |  |  | Domestic
MTR_017122 | 10917 SE 183RD PL | LOT 5L MAPLE GLEN |  |  | Non-Lead - Other | No | 1977-03-18 | 0 | Installation date is after the lead ban |  |  |  |  | Non-Lead - Other |  |  | Installation date is after the lead ban |  |  |  |  | Non-Lead |  |  |  | Domestic
MTR_017238 | 17755 110TH PL SE | LOT 29 SERENITY RIDGE |  |  | Non-Lead - Other | No | 2001-07-10 | 0 | Installation date is after the lead ban |  |  |  |  | Non-Lead - Other |  |  | Installation date is after the lead ban |  |  |  |  | Non-Lead |  |  |  | Domestic
MTR_030261 | SE 207TH & 113TH-LOTS 1 THRU 9 | SE 207TH & 113TH-LOTS 1 THRU 9 |  |  | Non-Lead - Other | Unknown |  | 0 | Statistical analysis |  |  |  |  | Non-Lead - Other |  |  | Statistical analysis |  |  |  |  | Non-Lead |  |  |  | Domestic
MTR_030262 | 11500 SE 208TH ST | 0708-050605-TAX LOTS 123&225 S5-22-5 |  |  | Non-Lead - Other | Unknown |  | 0 | Statistical analysis |  |  |  |  | Non-Lead - Other |  |  | Statistical analysis |  |  |  |  | Non-Lead |  |  |  | Domestic
MTR_030263 | SE 207TH & 113TH-LOTS 10-15 | SE 207TH & 113TH-LOTS 10-15 |  |  | Non-Lead - Other | Unknown |  | 0 | Statistical analysis |  |  |  |  | Non-Lead - Other |  |  | Statistical analysis |  |  |  |  | Non-Lead |  |  |  | Domestic
MTR_030232 | 10930 SE 172ND ST | BLDG L FIELDBROOK COMMONS |  |  | Non-Lead - Other | No |  |  | Installation date is after the lead ban |  |  |  |  | Non-Lead - Other |  |  | Installation date is after the lead ban |  |  |  |  | Non-Lead
MTR_030264 | 21008 142ND AVE SE | TL 155 NE 14 10-22-05 |  |  | Non-Lead - Other | No |  | 0 | Installation date is after the lead ban |  |  |  |  | Non-Lead - Other |  |  | Installation date is after the lead ban |  |  |  |  | Non-Lead |  |  |  | Assumed
MTR_022932 | 19632 122ND PL SE | L31 VISTA VIEW HGTS# 2 |  |  | Non-Lead - Other | No |  | 0 | Installation date is after the lead ban |  |  |  |  | Non-Lead - Other |  |  | Installation date is after the lead ban |  |  |  |  | Non-Lead |  |  |  | Domestic
MTR_012629 | 18027 E LK DESIRE DR SE |  |  |  | Non-Lead - Plastic | No | 2010-01-19 | 1 | Rectified Plan |  |  |  |  | Non-Lead - Other |  |  | Statistical analysis |  |  |  |  | Non-Lead |  |  |  | Domestic
MTR_017952 | 13331 SE 180TH ST | LOT 4 HOSCHEIT SHORT PLAT |  |  | Non-Lead - Other | No | 2004-11-04 | 0 | Installation date is after the lead ban |  |  |  |  | Non-Lead - Other |  |  | Installation date is after the lead ban |  |  |  |  | Non-Lead |  |  |  | Domestic
MTR_012630 | 18023 E LK DESIRE DR SE |  |  |  | Non-Lead - Plastic | No | 2010-01-19 | 1 | Rectified Plan |  |  |  |  | Non-Lead - Other |  |  | Statistical analysis |  |  |  |  | Non-Lead |  |  |  | Domestic
MTR_011962 | 3515 CEDAR AVE S | TAX LOT 119 29-23-5 |  |  | Non-Lead Plastic | No |  | 0.75 | Field inspection only with no records | Yes | Visual inspection at meter pit | 2023-01-28 |  | Non-Lead Plastic |  |  | Field inspection only with no records | Yes | Visual inspection at meter pit | 2023-01-28 |  | Non-Lead |  |  |  | Assumed
MTR_012631 | 18031 E LK DESIRE DR SE | LOT 12 BLK 8 LK DESIRE SUMMER HOME TRACTS |  |  | Non-Lead - Plastic | No | 2010-01-19 | 1 | Rectified Plan |  |  |  |  | Non-Lead - Other |  |  | Statistical analysis |  |  |  |  | Non-Lead |  |  |  | Domestic
MTR_015724 | 816 S 38TH CT | LOT 32 SUNNYBROOK |  |  | Non-Lead Plastic | No | 2004-01-22 | 0 | Field inspection only with no records | Yes | Visual inspection at meter pit | 2023-01-28 |  | Non-Lead Plastic |  |  | Field inspection only with no records | Yes | Visual inspection at meter pit | 2023-01-28 |  | Non-Lead |  |  |  | Domestic
MTR_012632 | 18043 E LK DESIRE DR SE | 9929-002720 |  |  | Non-Lead - Plastic | No | 2010-01-19 | 1 | Rectified Plan |  |  |  |  | Non-Lead - Other |  |  | Installation date is after the lead ban |  |  |  |  | Non-Lead |  |  |  | Domestic
MTR_018957 | 1113 S 47TH PL | LOT 3 PANTHER RIDGE |  |  | Non-Lead - Other | No | 2012-08-28 | 0 | Installation date is after the lead ban |  |  |  |  | Non-Lead - Other |  |  | Installation date is after the lead ban |  |  |  |  | Non-Lead |  |  |  | Domestic
MTR_022778 | 19213 121ST PL SE | LOT 3 GOLDEN HILLS |  |  | Non-Lead - Other | No | 1978-07-26 | 0 | Installation date is after the lead ban |  |  |  |  | Non-Lead - Other |  |  | Installation date is after the lead ban |  |  |  |  | Non-Lead |  |  |  | Domestic
MTR_029769 | 23863 140TH LN SE | LOT 10 VILLAGE AT SOOS CREEK |  |  | Non-Lead - Other | No |  | 0 | Installation date is after the lead ban |  |  |  |  | Non-Lead - Other |  |  | Installation date is after the lead ban |  |  |  |  | Non-Lead |  |  |  | Assumed
MTR_022696 | 19452 124TH AVE SE | TL32 E1/2 SEC 4-22-5 |  |  | Non-Lead - Other | Unknown |  | 0 | Statistical analysis |  |  |  |  | Non-Lead - Other |  |  | Statistical analysis |  |  |  |  | Non-Lead |  |  |  | Assumed
MTR_022684 | 19508 121ST AVE SE | LOT 9 SPRINGBROOK PH 1 |  |  | Non-Lead - Other | No | 2013-04-30 | 0 | Installation date is after the lead ban |  |  |  |  | Non-Lead - Other |  |  | Installation date is after the lead ban |  |  |  |  | Non-Lead |  |  |  | Domestic
MTR_022534 | 19368 113TH AVE SE | LOT 73 PANTHER MEADOWS |  |  | Non-Lead - Other | No | 2004-07-26 | 0 | Installation date is after the lead ban |  |  |  |  | Non-Lead - Other |  |  | Installation date is after the lead ban |  |  |  |  | Non-Lead |  |  |  | Domestic
MTR_024920 | 20919 123RD PL SE | LOT 6 GLACIER III-EAST |  |  | Non-Lead - Other | No | 2009-05-03 | 0 | Installation date is after the lead ban |  |  |  |  | Non-Lead Plastic |  |  | Field inspection only with no records | Yes | Visual inspection at meter pit | 2023-11-30 |  | Non-Lead |  |  |  | Domestic
MTR_019635 | 18708 109TH LN SE | LOT 30 MORGAN COURT CONDOMINIUMS |  |  | Non-Lead - Other | No | 2000-09-14 | 0 | Installation date is after the lead ban |  |  |  |  | Non-Lead - Other |  |  | Installation date is after the lead ban |  |  |  |  | Non-Lead |  |  |  | Domestic
MTR_022466 | 10808 SE 196TH ST | LOT 1 KING COUNTY SHORT PLAT #78408 3 |  |  | Non-Lead - Other | Unknown |  | 0 | Statistical analysis |  |  |  |  | Non-Lead - Other |  |  | Statistical analysis |  |  |  |  | Non-Lead |  |  |  | Assumed
MTR_018960 | 1143 S 47TH PL | LOT 8 PANTHER RIDGE |  |  | Non-Lead - Other | No | 2012-08-28 | 0 | Installation date is after the lead ban |  |  |  |  | Non-Lead - Other |  |  | Installation date is after the lead ban |  |  |  |  | Non-Lead |  |  |  | Domestic
MTR_019645 | 18713 109TH LN SE | LOT 34 MORGAN COURT CONDOMINIUMS |  |  | Non-Lead - Other | No | 2000-09-14 | 0 | Installation date is after the lead ban |  |  |  |  | Non-Lead - Other |  |  | Installation date is after the lead ban |  |  |  |  | Non-Lead |  |  |  | Domestic
MTR_017439 | 18226 120TH AVE SE | 9921-008640 |  |  | Non-Lead - Other | No | 1975-08-05 | 0 | Relative Placement |  |  |  |  | Non-Lead - Other |  |  | Statistical analysis |  |  |  |  | Non-Lead |  |  |  | Assumed
MTR_019639 | 18717 109TH LN SE | LOT 35 MORGAN COURT CONDOMINIUMS |  |  | Non-Lead - Other | No | 2000-09-14 | 0 | Installation date is after the lead ban |  |  |  |  | Non-Lead - Other |  |  | Installation date is after the lead ban |  |  |  |  | Non-Lead |  |  |  | Domestic
MTR_019360 | 11022 SE 184TH PL-TRACT B | IRRIGATION TRACT B ALTMEYER PLAT |  |  | Non-Lead Plastic | No | 2013-07-26 | 0 | Field inspection only with no records | Yes | Visual inspection at meter pit | 2023-08-11 |  | Non-Lead Plastic |  |  | Field inspection only with no records | Yes | Visual inspection at meter pit | 2023-08-11 |  | Non-Lead |  |  |  | Domestic
MTR_019811 | 18875 108TH LN SE | LOT 46 BELGROVE @ RENTON PH 3 |  |  | Non-Lead - Other | No | 2004-06-30 | 0 | Installation date is after the lead ban |  |  |  |  | Non-Lead - Other |  |  | Installation date is after the lead ban |  |  |  |  | Non-Lead |  |  |  | Domestic
MTR_019463 | 18919 111TH PL SE | LOT 6 BENSON WOODS |  |  | Non-Lead - Other | No |  | 0 | Installation date is after the lead ban |  |  |  |  | Non-Lead - Other |  |  | Installation date is after the lead ban |  |  |  |  | Non-Lead |  |  |  | Domestic
MTR_000012 | 10650 SE 174TH ST | TAX LOT 178 29-23-05 |  |  | Non-Lead - Other | No | 2013-05-12 | 0 | Installation date is after the lead ban |  |  |  |  | Galvanized Requiring Replacement |  |  | Field inspection only with no records | Yes | Visual inspection at meter pit | 2023-08-18 |  | Galvanized Requiring Replacement |  |  |  | Domestic
MTR_018461 | 20030 95TH PL S | LOT 3 BRIARMOUNT |  |  | Non-Lead - Other | No | 1998-08-21 | 0 | Installation date is after the lead ban |  |  |  |  | Non-Lead - Other |  |  | Installation date is after the lead ban |  |  |  |  | Non-Lead |  |  |  | Domestic
MTR_019523 | 18925 111TH PL SE | LOT 7 BENSON WOODS |  |  | Non-Lead - Other | No |  | 0 | Installation date is after the lead ban |  |  |  |  | Non-Lead - Other |  |  | Installation date is after the lead ban |  |  |  |  | Non-Lead |  |  |  | Domestic
MTR_022674 | 19522 120TH PL SE | LOT 5 SPRINGBROOK PH 2 |  |  | Non-Lead - Other | No | 2013-04-30 | 0 | Installation date is after the lead ban |  |  |  |  | Non-Lead - Other |  |  | Installation date is after the lead ban |  |  |  |  | Non-Lead |  |  |  | Domestic
MTR_020539 | 20120 102ND PL SE | LOT 43 PARKRIDGE EAST #2 |  |  | Non-Lead - Other | No |  | 0 | Installation date is after the lead ban |  |  |  |  | Non-Lead - Other |  |  | Installation date is after the lead ban |  |  |  |  | Non-Lead |  |  |  | Assumed
MTR_019739 | 11005 SE 189TH ST | LOT 3 BENSON WOODS |  |  | Non-Lead - Other | No |  | 0 | Installation date is after the lead ban |  |  |  |  | Non-Lead - Other |  |  | Installation date is after the lead ban |  |  |  |  | Non-Lead |  |  |  | Domestic
MTR_015109 | 12127 SE 160TH ST | L3 B2 CASCADE VILLAGE 5 |  |  | Non-Lead Plastic | No | 2014-04-16 | 1 | Rectified Plan | Yes | Visual inspection at the meter pit | 2024-02-07 |  | Galvanized Requiring Replacement |  |  | Field inspection only with no records | Yes | Visual inspection at the meter pit | 2024-02-07 |  | Galvanized Requiring Replacement |  |  |  | Domestic
MTR_017393 | 18018 120TH AVE SE | 9921-008760 |  |  | Non-Lead - Other | No | 1975-08-05 | 0 | Relative Placement |  |  |  |  | Non-Lead - Other |  |  | Statistical analysis |  |  |  |  | Non-Lead |  |  |  | Assumed
MTR_019735 | 18819 110TH CT SE | L19 GARDENVIEW EST |  |  | Non-Lead - Other | No |  | 0 | Installation date is after the lead ban |  |  |  |  | Non-Lead - Other |  |  | Installation date is after the lead ban |  |  |  |  | Non-Lead |  |  |  | Domestic
MTR_000015 | 19925 108TH AVE SE | TAX LOT 159 W1/2 SEC 5-22-5 |  |  | Non-Lead - Other | Unknown |  | 0.75 | Statistical analysis |  |  |  |  | Non-Lead - Other |  |  | Statistical analysis |  |  |  |  | Non-Lead |  |  |  | Assumed
MTR_015539 | 12821 SE 175TH CT | LOT 13 EMERALD VISTA |  |  | Non-Lead - Other | No | 2001-03-01 | 0 | Installation date is after the lead ban |  |  |  |  | Non-Lead - Other |  |  | Installation date is after the lead ban |  |  |  |  | Non-Lead |  |  |  | Domestic
MTR_019731 | 11017 SE 189TH ST | LOT 5 BENSON WOODS |  |  | Non-Lead - Other | No |  | 0 | Relative Placement | No |  |  |  | Non-Lead - Other |  |  | Installation date is after the lead ban |  |  |  |  | Non-Lead |  |  |  | Assumed
MTR_011974 | 1229 S 36TH ST | LOT 2 CEDAR AVENUE |  |  | Non-Lead Plastic | No | 2004-12-14 | 0 | Field inspection only with no records | Yes | Visual inspection at meter pit | 2023-01-28 |  | Non-Lead Plastic |  |  | Field inspection only with no records | Yes | Visual inspection at meter pit | 2023-01-28 |  | Non-Lead |  |  |  | Domestic
MTR_019740 | 11011 SE 189TH ST | LOT 4 BENSON WOODS |  |  | Non-Lead - Other | No |  | 0 | Installation date is after the lead ban |  |  |  |  | Non-Lead - Other |  |  | Installation date is after the lead ban |  |  |  |  | Non-Lead |  |  |  | Domestic
MTR_020408 | 10216 SE 204TH ST | LOT 31 PARKRIDGE EAST 2 |  |  | Non-Lead - Other | No |  | 0 | Installation date is after the lead ban |  |  |  |  | Non-Lead - Other |  |  | Installation date is after the lead ban |  |  |  |  | Non-Lead |  |  |  | Assumed
MTR_011980 | 3603 MILL PL S | LOT 6 CEDAR AVENUE |  |  | Non-Lead - Other | No | 2004-12-14 | 0 | Installation date is after the lead ban |  |  |  |  | Non-Lead - Other |  |  | Installation date is after the lead ban |  |  |  |  | Non-Lead |  |  |  | Domestic
MTR_019640 | 10940 SE 187TH LN | LOT 37 MORGAN COURT CONDOMINIUMS |  |  | Non-Lead - Other | No | 2000-09-14 | 0 | Installation date is after the lead ban |  |  |  |  | Non-Lead - Other |  |  | Installation date is after the lead ban |  |  |  |  | Non-Lead |  |  |  | Domestic
MTR_018730 | 20331 96TH AVE S | LOT 7 CHESTNUT RIDGE #4 |  |  | Non-Lead - Other | No |  | 0 | Installation date is after the lead ban |  |  |  |  | Non-Lead - Other |  |  | Installation date is after the lead ban |  |  |  |  | Non-Lead |  |  |  | Domestic
MTR_019638 | 10936 SE 187TH LN | LOT 38 MORGAN COURT CONDOMINIUMS |  |  | Non-Lead - Other | No | 2000-09-14 | 0 | Installation date is after the lead ban |  |  |  |  | Non-Lead - Other |  |  | Installation date is after the lead ban |  |  |  |  | Non-Lead |  |  |  | Domestic
MTR_019362 | 11021 SE 184TH PL | LOT 14 ALTMYER SHORT PLAT |  |  | Non-Lead - Other | No | 2013-07-26 | 0 | Installation date is after the lead ban |  |  |  |  | Non-Lead - Other |  |  | Installation date is after the lead ban |  |  |  |  | Non-Lead |  |  |  | Domestic
MTR_021864 | 13348 SE 193RD ST | LOT 51 FOREST TRAILS #4 |  |  | Non-Lead - Other | No |  | 0 | Rectified Plan | No |  |  |  | Non-Lead - Other |  |  | Installation date is after the lead ban |  |  |  |  | Non-Lead |  |  |  | Domestic
MTR_019765 | 18809 116TH AVE SE | TL75 PARCEL A E1/2 32235 |  |  | Non-Lead - Other | Unknown |  | 0 | Relative Placement | No |  |  |  | Non-Lead - Other |  |  | Statistical analysis |  |  |  |  | Non-Lead |  |  |  | Domestic
MTR_025999 | 20223 110TH PL SE | LOT 84 VILA REAL |  |  | Non-Lead - Other | No | 2007-05-03 | 0 | Installation date is after the lead ban |  |  |  |  | Non-Lead - Other |  |  | Installation date is after the lead ban |  |  |  |  | Non-Lead |  |  |  | Domestic
MTR_021826 | 19328 135TH AVE SE | LOT 8 FAIRFIELD GLEN |  |  | Non-Lead - Other | No |  | 0 | Converted CAD | No |  |  |  | Non-Lead - Other |  |  | Installation date is after the lead ban |  |  |  |  | Non-Lead |  |  |  | Domestic
MTR_019888 | 11458 SE 191ST CT | LOT 6 WEST GLEN |  |  | Non-Lead - Other | No | 2005-10-07 | 0 | Installation date is after the lead ban |  |  |  |  | Non-Lead - Other |  |  | Installation date is after the lead ban |  |  |  |  | Non-Lead |  |  |  | Domestic
MTR_018397 | 20319 90TH PL S | LOT 43 SOPHIA GLEN |  |  | Non-Lead - Other | No | 2009-07-07 | 0 | Installation date is after the lead ban |  |  |  |  | Non-Lead - Other |  |  | Installation date is after the lead ban |  |  |  |  | Non-Lead |  |  |  | Domestic
MTR_018811 | 10423 SE 187TH PL | LOT 31 FREDERICKS PLACE |  |  | Non-Lead - Other | No | 1995-09-21 | 0 | Installation date is after the lead ban |  |  |  |  | Non-Lead - Other |  |  | Installation date is after the lead ban |  |  |  |  | Non-Lead |  |  |  | Domestic
MTR_024748 | 20044 139TH WAY SE | LOT 16 KENT RIDGE PLACE |  |  | Non-Lead - Other | No | 1997-01-08 | 0 | Installation date is after the lead ban |  |  |  |  | Non-Lead - Other |  |  | Installation date is after the lead ban |  |  |  |  | Non-Lead |  |  |  | Domestic
MTR_024774 | 14434 SE 204TH PL | TL151 E1/2 SEC 3-22-5 |  |  | Non-Lead - Other | Unknown |  | 0 | Statistical analysis |  |  |  |  | Non-Lead - Other |  |  | Statistical analysis |  |  |  |  | Non-Lead |  |  |  | Assumed
MTR_023809 | 21606 102ND PL SE | LOT 1 GARRISON GLEN |  |  | Non-Lead - Other | No | 2014-01-15 | 0 | Installation date is after the lead ban |  |  |  |  | Non-Lead - Other |  |  | Installation date is after the lead ban |  |  |  |  | Non-Lead |  |  |  | Domestic
MTR_022024 | 19162 120TH CT SE | LOT 10 KELSEY'S CROSSING |  |  | Non-Lead Plastic | No | 2014-03-03 | 0 | Field inspection only with no records | Yes | Visual inspection at meter pit | 2023-09-30 |  | Non-Lead Plastic |  |  | Field inspection only with no records | Yes | Visual inspection at meter pit | 2023-09-30 |  | Non-Lead |  |  |  | Domestic
MTR_023351 | 10222 SE 217TH ST | LOT 31 GARRISON GLEN |  |  | Non-Lead - Other | No | 2014-01-15 | 0 | Installation date is after the lead ban |  |  |  |  | Non-Lead - Other |  |  | Installation date is after the lead ban |  |  |  |  | Non-Lead |  |  |  | Domestic
MTR_000030 | 11700 SE 160TH ST | L14 BLK6 CASCADE VISTA#2 |  |  | Non-Lead - Other | No | 2014-04-16 | 0 | Rectified Plan |  |  |  |  | Non-Lead - Other |  |  | Statistical analysis |  |  |  |  | Non-Lead |  |  |  | Domestic
MTR_019365 | 11005 SE 184TH PL | LOT 10 ALTMYER PLAT |  |  | Non-Lead Plastic | No | 2013-07-26 | 0 | Field inspection only with no records | Yes | Visual inspection at meter pit | 2023-08-15 |  | Non-Lead Plastic |  |  | Field inspection only with no records | Yes | Visual inspection at meter pit | 2023-08-15 |  | Non-Lead |  |  |  | Domestic
MTR_015738 | 14650 SE 189TH PL | LOT 5 FIELDSTONE 2 |  |  | Non-Lead - Other | No | 2004-12-14 | 0 | Installation date is after the lead ban |  |  |  |  | Non-Lead - Other |  |  | Installation date is after the lead ban |  |  |  |  | Non-Lead |  |  |  | Domestic
MTR_023864 | 10225 SE 217TH ST | LOT 12 GARRISON GLEN |  |  | Non-Lead - Other | No | 2014-01-15 | 0 | Installation date is after the lead ban |  |  |  |  | Non-Lead - Other |  |  | Installation date is after the lead ban |  |  |  |  | Non-Lead |  |  |  | Domestic
MTR_019367 | 11037 SE 184TH PL | LOT 18 ALTMYER PLAT |  |  | Non-Lead Plastic | No | 2013-07-26 | 0 | Field inspection only with no records | Yes | Visual inspection at meter pit | 2023-08-11 |  | Non-Lead Plastic |  |  | Field inspection only with no records | Yes | Visual inspection at meter pit | 2023-08-11 |  | Non-Lead |  |  |  | Domestic
MTR_022796 | 11014 SE 183RD PL | LOT 27 MAPLE GLEN |  |  | Non-Lead - Other | No | 1977-03-18 | 0 | Installation date is after the lead ban |  |  |  |  | Non-Lead - Other |  |  | Installation date is after the lead ban |  |  |  |  | Non-Lead |  |  |  | Domestic
MTR_019368 | 11001 SE 184TH PL | LOT 9 ALTMYER SHORT PLAT |  |  | Non-Lead - Other | No | 2013-07-26 | 0 | Installation date is after the lead ban |  |  |  |  | Non-Lead - Other |  |  | Installation date is after the lead ban |  |  |  |  | Non-Lead |  |  |  | Domestic
MTR_019369 | 11024 SE 184TH PL | LOT 3 ALTMYER PLAT |  |  | Non-Lead - Other | No | 2013-07-26 | 0 | Installation date is after the lead ban |  |  |  |  | Non-Lead - Other |  |  | Installation date is after the lead ban |  |  |  |  | Non-Lead |  |  |  | Domestic
MTR_019370 | 11032 SE 184TH PL | LOT 1 ALTMYER |  |  | Non-Lead - Other | No | 2013-07-26 | 0 | Installation date is after the lead ban |  |  |  |  | Non-Lead - Other |  |  | Installation date is after the lead ban |  |  |  |  | Non-Lead |  |  |  | Domestic
MTR_019371 | 11029 SE 184TH PL | LOT 16 ALTMYER PLAT |  |  | Non-Lead Plastic | No | 2013-07-26 | 0 | Field inspection only with no records | Yes | Visual inspection at meter pit | 2023-01-21 |  | Non-Lead Plastic |  |  | Field inspection only with no records | Yes | Visual inspection at meter pit | 2023-01-21 |  | Non-Lead |  |  |  | Domestic
MTR_024935 | 20917 118TH PL SE | LOT 17 BOCEKS 1ST ADDITION |  |  | Non-Lead - Plastic | No | 1995-06-12 | 0 | Rectified Plan | No |  |  |  | Non-Lead Plastic |  |  | Field inspection only with no records | Yes | Visual inspection at meter pit | 2023-01-28 |  | Non-Lead |  |  |  | Domestic
MTR_017923 | 17627 133RD PL SE | LOT 23 FAIRWOOD GROVES CONDOS |  |  | Non-Lead - Other | No | 1998-02-27 | 0 | Installation date is after the lead ban |  |  |  |  | Non-Lead - Other |  |  | Installation date is after the lead ban |  |  |  |  | Non-Lead |  |  |  | Domestic
MTR_024096 | 21000 108TH AVE SE | ESPRESSO STAND-ORCHARD PLAZA |  |  | Non-Lead - Other | Unknown |  | 0 | Statistical analysis |  |  |  |  | Non-Lead - Other |  |  | Statistical analysis |  |  |  |  | Non-Lead |  |  |  | Assumed
MTR_023352 | 10218 SE 217TH ST | LOT 9 GARRISON GLEN |  |  | Non-Lead - Other | No | 2014-01-15 | 0 | Installation date is after the lead ban |  |  |  |  | Non-Lead - Other |  |  | Installation date is after the lead ban |  |  |  |  | Non-Lead |  |  |  | Domestic
MTR_015177 | 12738 SE 173RD PL | LOT 8-A LAFORTUNA TOWNHOMES |  |  | Non-Lead Plastic | No | 2007-05-29 | 0 | Field inspection only with no records | Yes | Visual inspection at meter pit | 2023-08-19 |  | Non-Lead Plastic |  |  | Field inspection only with no records | Yes | Visual inspection at meter pit | 2023-08-19 |  | Non-Lead |  |  |  | Domestic
MTR_019373 | 11045 SE 184TH PL | LOT 20 ALTMYER PLAT |  |  | Non-Lead - Other | No | 2013-07-26 | 0 | Installation date is after the lead ban |  |  |  |  | Non-Lead - Other |  |  | Installation date is after the lead ban |  |  |  |  | Non-Lead |  |  |  | Domestic
MTR_011103 | 16010 114TH AVE SE | BACK LOT-LOT 3 BLK 2 AKERS FARMS 6 |  |  | Non-Lead - Other | No |  | 0 | Installation date is after the lead ban |  |  |  |  | Non-Lead - Other |  |  | Installation date is after the lead ban |  |  |  |  | Non-Lead |  |  |  | Assumed
MTR_014111 | 1721 SE 30TH PL | LOT 5 NASON SHORT PLAT |  |  | Non-Lead - Other | No |  | 0 | Installation date is after the lead ban |  |  |  |  | Non-Lead - Other |  |  | Installation date is after the lead ban |  |  |  |  | Non-Lead |  |  |  | Domestic
MTR_024681 | 13613 SE 200TH ST | LOT 43 FOREST GLEN SOUTH |  |  | Non-Lead - Other | No |  | 0 | Installation date is after the lead ban |  |  |  |  | Non-Lead - Other |  |  | Installation date is after the lead ban |  |  |  |  | Non-Lead |  |  |  | Assumed
MTR_025740 | 20837 116TH AVE SE | 9910-003920 |  |  | Non-Lead - Other | Unknown |  | 0 | Statistical analysis |  |  |  |  | Non-Lead - Other |  |  | Statistical analysis |  |  |  |  | Non-Lead |  |  |  | Assumed
MTR_018370 | 20226 91ST PL S | LOT 5 SOPHIA GLEN |  |  | Non-Lead - Other | No | 2009-07-07 | 0 | Installation date is after the lead ban |  |  |  |  | Non-Lead Plastic |  |  | Field inspection only with no records | Yes | Visual inspection at meter pit | 2023-02-10 |  | Non-Lead |  |  |  | Domestic
MTR_017888 | 17717 133RD PL SE | LOT 28 FAIRWOOD GROVES CONDOS |  |  | Non-Lead - Other | No | 1998-02-27 | 0 | Installation date is after the lead ban |  |  |  |  | Non-Lead - Other |  |  | Installation date is after the lead ban |  |  |  |  | Non-Lead |  |  |  | Domestic
MTR_025050 | 21317 120TH PL SE | L60 GREENTREE EAST |  |  | Non-Lead - Other | No | 1972-06-01 | 0 | Installation date is after the lead ban |  |  |  |  | Non-Lead - Other |  |  | Installation date is after the lead ban |  |  |  |  | Non-Lead |  |  |  | Domestic
MTR_019376 | 11012 SE 184TH PL | LOT 5 ALTMYER PLAT |  |  | Non-Lead - Other | No | 2013-07-26 | 0 | Installation date is after the lead ban |  |  |  |  | Non-Lead - Other |  |  | Installation date is after the lead ban |  |  |  |  | Non-Lead |  |  |  | Domestic
MTR_000058 | 11612 SE 157TH ST | L2 B8 CASCADE VISTA 2 |  |  | Non-Lead - Other | No | 2014-04-16 | 0 | Rectified Plan |  |  |  |  | Non-Lead - Other |  |  | Statistical analysis |  |  |  |  | Non-Lead |  |  |  | Domestic
MTR_026037 | 11928 SE 203RD ST | LOT 1 HEDLUND MEADOWS |  |  | Non-Lead - Other | No | 1995-08-01 | 0 | Installation date is after the lead ban |  |  |  |  | Non-Lead - Other |  |  | Installation date is after the lead ban |  |  |  |  | Non-Lead |  |  |  | Domestic
MTR_026091 | 20414 121ST WAY SE | LOT 13 FENTON RIDGE (WILLOW RIDGE) |  |  | Non-Lead - Other | No | 1995-08-31 | 0 | Installation date is after the lead ban |  |  |  |  | Non-Lead - Other |  |  | Installation date is after the lead ban |  |  |  |  | Non-Lead |  |  |  | Domestic
MTR_025993 | 20166 110TH PL SE | LOT 105 VILA REAL |  |  | Non-Lead - Other | No | 2007-05-03 | 0 | Installation date is after the lead ban |  |  |  |  | Non-Lead - Other |  |  | Installation date is after the lead ban |  |  |  |  | Non-Lead |  |  |  | Domestic
MTR_000063 | 15710 116TH AVE SE | L2 BLK1 CASCADE VISTA #2 |  |  | Non-Lead - Other | No | 2014-04-16 | 0 | Rectified Plan |  |  |  |  | Non-Lead - Other |  |  | Statistical analysis |  |  |  |  | Non-Lead |  |  |  | Domestic
MTR_018813 | 10349 SE 187TH PL | LOT 44 FREDERICKS PLACE |  |  | Non-Lead Plastic | No | 1995-09-21 | 0 | Field inspection only with no records | Yes | Visual inspection at meter pit | 2023-08-19 |  | Non-Lead Plastic |  |  | Field inspection only with no records | Yes | Visual inspection at meter pit | 2023-08-19 |  | Non-Lead |  |  |  | Domestic
MTR_018875 | 18407 107TH CT SE | LOT 13 VANTAGE GLEN II |  |  | Non-Lead Plastic | No | 1996-01-16 | 0 | Field inspection only with no records | Yes | Visual inspection at meter pit | 2023-08-05 |  | Non-Lead Plastic |  |  | Field inspection only with no records | Yes | Visual inspection at meter pit | 2023-08-05 |  | Non-Lead |  |  |  | Domestic
MTR_026179 | 20516 123RD PL SE | LOT 28 SWANSON COURT |  |  | Non-Lead - Other | Unknown |  | 0 | Statistical analysis |  |  |  |  | Non-Lead - Other |  |  | Statistical analysis |  |  |  |  | Non-Lead |  |  |  | Assumed
MTR_015047 | 15774 118TH PL SE | L7 BLK5 CASCADE VISTA#2 |  |  | Non-Lead - Other | No | 2014-04-16 | 1 | Rectified Plan |  |  |  |  | Non-Lead - Other |  |  | Statistical analysis |  |  |  |  | Non-Lead |  |  |  | Domestic
MTR_022117 | 12021 SE 186TH ST | LOT 27 AURIA WOODS |  |  | Non-Lead - Other | No | 2004-03-31 | 0 | Rectified Plan | No |  |  |  | Non-Lead - Other |  |  | Installation date is after the lead ban |  |  |  |  | Non-Lead |  |  |  | Domestic
MTR_015179 | 12644 SE 169TH ST | L 20 CASCADE VISTA 3 |  |  | Non-Lead Plastic | No | 2011-08-10 | 0 | Field inspection only with no records | Yes | Visual inspection at meter pit | 2023-09-23 |  | Galvanized Requiring Replacement |  |  | Field inspection only with no records | Yes | Visual inspection at meter pit | 2023-09-23 |  | Galvanized Requiring Replacement |  |  |  | Domestic
MTR_021611 | 19800 132ND PL SE | LOT 23 FOREST TRAILS #1 |  |  | Non-Lead - Other | No |  | 0 | Rectified Plan | No |  |  |  | Non-Lead - Other |  |  | Installation date is after the lead ban |  |  |  |  | Non-Lead |  |  |  | Domestic
MTR_015110 | 15723 121ST AVE SE | L12 B1 CASCADE VILLAGE 1 |  |  | Non-Lead - Other | No | 2014-04-16 | 1 | Rectified Plan |  |  |  |  | Non-Lead - Other |  |  | Statistical analysis |  |  |  |  | Non-Lead |  |  |  | Domestic
MTR_026332 | 20719 121ST WAY SE | LOT 38 FENTON RIDGE (WILLOW RIDGE) |  |  | Non-Lead - Other | No | 1995-08-31 | 0 | Installation date is after the lead ban |  |  |  |  | Non-Lead Plastic |  |  | Field inspection only with no records | Yes | Visual inspection at meter pit | 2022-11-11 |  | Non-Lead |  |  |  | Domestic
MTR_015542 | 12856 SE 175TH CT | LOT 10 EMERALD VISTA |  |  | Non-Lead Plastic | No | 2001-03-01 | 0 | Field inspection only with no records | Yes | Visual inspection at meter pit | 2023-11-17 |  | Non-Lead Plastic |  |  | Field inspection only with no records | Yes | Visual inspection at meter pit | 2023-11-17 |  | Non-Lead |  |  |  | Domestic
MTR_026083 | 20437 121ST WAY SE | LOT 22 FENTON RIDGE (WILLOW RIDGE) |  |  | Non-Lead - Other | No | 1995-08-31 | 0 | Installation date is after the lead ban |  |  |  |  | Non-Lead - Other |  |  | Installation date is after the lead ban |  |  |  |  | Non-Lead |  |  |  | Domestic
MTR_024375 | 12837 SE 208TH ST | TAX LOT 57 9-22-5 |  |  | Non-Lead - Other | Unknown |  | 0 | Statistical analysis |  |  |  |  | Non-Lead - Other |  |  | Statistical analysis |  |  |  |  | Non-Lead |  |  |  | Domestic
MTR_021207 | 14639 SE 195TH PL | LOT 11 LAKE YOUNGS PLAT |  |  | Non-Lead - Other | No | 1997-06-19 | 0 | Installation date is after the lead ban |  |  |  |  | Non-Lead - Other |  |  | Installation date is after the lead ban |  |  |  |  | Non-Lead |  |  |  | Domestic
MTR_019377 | 11000 SE 184TH PL | LOT 8 ALTMYER PLAT |  |  | Non-Lead Plastic | No | 2013-07-26 | 0 | Field inspection only with no records | Yes | Visual inspection at meter pit | 2023-08-11 |  | Non-Lead Plastic |  |  | Field inspection only with no records | Yes | Visual inspection at meter pit | 2023-08-11 |  | Non-Lead |  |  |  | Domestic
MTR_015740 | 14104 SE 188TH WAY | LOT 5 FAIRHAVEN |  |  | Non-Lead Plastic | No | 1995-08-03 | 0 | Field inspection only with no records | Yes | Visual inspection at meter pit | 2023-09-20 |  | Non-Lead Plastic |  |  | Field inspection only with no records | Yes | Visual inspection at meter pit | 2023-09-20 |  | Non-Lead |  |  |  | Domestic
MTR_018423 | 9326 S 203RD PL | LOT 7 WHITNEY HEIGHTS |  |  | Non-Lead - Other | No | 1995-11-22 | 0 | Installation date is after the lead ban |  |  |  |  | Non-Lead Plastic |  |  | Field inspection only with no records | Yes | Visual inspection at meter pit | 2023-02-10 |  | Non-Lead |  |  |  | Domestic
MTR_000079 | 15734 117TH AVE SE | L5 BLK7 CASCADE VISTA #2 |  |  | Non-Lead Plastic | No | 2014-04-16 | 0 | Rectified Plan | Yes | Visual inspection at the meter pit | 2024-02-07 |  | Non-Lead Plastic |  |  | Field inspection only with no records | Yes | Visual inspection at the meter pit | 2024-02-07 |  | Non-Lead |  |  |  | Domestic
MTR_011378 | 1432 S 28TH ST | LOT 5 ROSA MEADOWS |  |  | Non-Lead - Other | No | 2014-09-02 | 0 | Installation date is after the lead ban |  |  |  |  | Non-Lead - Other |  |  | Installation date is after the lead ban |  |  |  |  | Non-Lead |  |  |  | Domestic
MTR_025198 | 12520 SE 214TH PL | L330 GLENCARIN #2 |  |  | Non-Lead - Other | No | 1968-07-31 | 0 | Installation date is after the lead ban |  |  |  |  | Non-Lead - Other |  |  | Installation date is after the lead ban |  |  |  |  | Non-Lead |  |  |  | Domestic
MTR_021635 | 19724 138TH AVE SE | LOT 11 STAFFORD HANSELL #11 |  |  | Non-Lead - Other | No |  | 0 | Rectified Plan | No |  |  |  | Non-Lead - Other |  |  | Installation date is after the lead ban |  |  |  |  | Non-Lead |  |  |  | Domestic
MTR_019378 | 11033 SE 184TH PL | LOT 17 ALTMYER PLAT |  |  | Non-Lead Plastic | No | 2013-07-26 | 0 | Field inspection only with no records | Yes | Visual inspection at meter pit | 2023-08-11 |  | Non-Lead Plastic |  |  | Field inspection only with no records | Yes | Visual inspection at meter pit | 2023-08-11 |  | Non-Lead |  |  |  | Domestic
MTR_015180 | 12739 SE 173RD PL | UNIT 7-C LA FORTUNA TOWNHOMES |  |  | Non-Lead Plastic | No | 2007-05-29 | 0 | Field inspection only with no records | Yes | Visual inspection at meter pit | 2023-08-28 |  | Non-Lead Plastic |  |  | Field inspection only with no records | Yes | Visual inspection at meter pit | 2023-08-28 |  | Non-Lead |  |  |  | Domestic
MTR_019379 | 11018 SE 184TH PL | LOT 4 ALTMYER PLAT |  |  | Non-Lead - Other | No | 2013-07-26 | 0 | Installation date is after the lead ban |  |  |  |  | Non-Lead - Other |  |  | Installation date is after the lead ban |  |  |  |  | Non-Lead |  |  |  | Domestic
MTR_022679 | 19427 120TH PL SE | LOT 4 SPRINGBROOK PH 1 |  |  | Non-Lead - Other | No | 2013-04-30 | 0 | Installation date is after the lead ban |  |  |  |  | Non-Lead - Other |  |  | Installation date is after the lead ban |  |  |  |  | Non-Lead |  |  |  | Domestic
MTR_022686 | 12108 SE 195TH PL | LOT 2 SPRINGBROOK PH 1 |  |  | Non-Lead - Other | No | 2013-04-30 | 0 | Installation date is after the lead ban |  |  |  |  | Non-Lead - Other |  |  | Installation date is after the lead ban |  |  |  |  | Non-Lead |  |  |  | Domestic
MTR_019228 | 9454 S 196TH PL | LOT 27 OLYMPIC PEAK ESTATES |  |  | Non-Lead - Other | No | 2004-07-14 | 0 | Installation date is after the lead ban |  |  |  |  | Non-Lead Plastic |  |  | Field inspection only with no records | Yes | Visual inspection at meter pit | 2023-01-07 |  | Non-Lead |  |  |  | Domestic
MTR_015561 | 12735 SE 173RD PL | UNIT 7-D LA FORTUNA TOWNHOMES |  |  | Non-Lead Plastic | No | 2007-05-29 | 0 | Field inspection only with no records | Yes | Visual inspection at meter pit | 2023-09-22 |  | Non-Lead Plastic |  |  | Field inspection only with no records | Yes | Visual inspection at meter pit | 2023-09-22 |  | Non-Lead |  |  |  | Domestic
MTR_025051 | 12020 SE 215TH ST | L 70 GREEN TREE EAST |  |  | Non-Lead - Other | No | 1972-06-01 | 0 | Installation date is after the lead ban |  |  |  |  | Non-Lead - Other |  |  | Installation date is after the lead ban |  |  |  |  | Non-Lead |  |  |  | Domestic
MTR_030028 | 16316 127TH AVE SE | L 3 B 4 CASCADE VISTA 7 |  |  | Non-Lead - Other | No | 2016-06-22 | 0.75 | Rectified Plan |  |  |  |  | Non-Lead - Other |  |  | Statistical analysis |  |  |  |  | Non-Lead |  |  |  | Domestic
MTR_022665 | 19207 120TH PL SE | LOT 8A HANSEN SHORT PLAT PH 1 |  |  | Non-Lead Plastic | No | 2014-02-13 | 0 | Field inspection only with no records | Yes | Visual inspection at meter pit | 2023-09-30 |  | Non-Lead Plastic |  |  | Field inspection only with no records | Yes | Visual inspection at meter pit | 2023-09-30 |  | Non-Lead |  |  |  | Domestic
MTR_022662 | 19208 120TH PL SE | LOT 5A HANSEN SHORT PLAT PH 1 |  |  | Non-Lead Plastic | No | 2014-02-13 | 0 | Field inspection only with no records | Yes | Visual inspection at meter pit | 2023-08-14 |  | Non-Lead Plastic |  |  | Field inspection only with no records | Yes | Visual inspection at meter pit | 2023-08-14 |  | Non-Lead |  |  |  | Domestic
MTR_023868 | 10220 SE 217TH PL | LOT 17 GARRISON GLEN |  |  | Non-Lead - Other | No | 2014-01-15 | 0 | Installation date is after the lead ban |  |  |  |  | Non-Lead - Other |  |  | Installation date is after the lead ban |  |  |  |  | Non-Lead |  |  |  | Domestic
MTR_019380 | 19165 110TH PL SE | BLDG 11 FORD TOWNHOMES (VILLAGE GATE) |  |  | Non-Lead - Other | No | 1997-06-17 | 0 | Installation date is after the lead ban |  |  |  |  | Non-Lead - Other |  |  | Installation date is after the lead ban |  |  |  |  | Non-Lead |  |  |  | Domestic
MTR_022664 | 19203 120TH PL SE | LOT 7 HANSEN SHORT PLAT PH 1 |  |  | Non-Lead - Other | No | 2014-02-13 | 0 | Installation date is after the lead ban |  |  |  |  | Non-Lead - Other |  |  | Installation date is after the lead ban |  |  |  |  | Non-Lead |  |  |  | Domestic
MTR_015562 | 10619 SE CARR RD | IRRIGATION-WENDY'S RESTAURANT |  |  | Non-Lead - Copper | No |  | 1 | Installation date is after the lead ban | No |  |  |  | Non-Lead - Other |  |  | Installation date is after the lead ban |  |  |  |  | Non-Lead |  |  |  | Domestic
MTR_019381 | 11009 SE 184TH PL | LOT 11 ALTMYER PLAT |  |  | Non-Lead Plastic | No | 2013-07-26 | 0 | Field inspection only with no records | Yes | Visual inspection at meter pit | 2023-08-15 |  | Non-Lead Plastic |  |  | Field inspection only with no records | Yes | Visual inspection at meter pit | 2023-08-15 |  | Non-Lead |  |  |  | Domestic
MTR_011984 | 3612 MILL AVE S | LOT 9 CEDAR AVENUE |  |  | Non-Lead Plastic | No | 2004-12-14 | 0 | Field inspection only with no records | Yes | Visual inspection at meter pit | 2023-01-28 |  | Non-Lead Plastic |  |  | Field inspection only with no records | Yes | Visual inspection at meter pit | 2023-01-28 |  | Non-Lead |  |  |  | Domestic
MTR_017385 | 12219 SE 178TH ST | LOT 3 HIDDEN CEDARS #2 |  |  | Non-Lead - Other | No | 1995-08-30 | 0 | Installation date is after the lead ban |  |  |  |  | Non-Lead - Other |  |  | Installation date is after the lead ban |  |  |  |  | Non-Lead |  |  |  | Domestic
MTR_022120 | 12043 SE 186TH ST | LOT 24 AURIA WOODS |  |  | Non-Lead Plastic | No | 2004-03-31 | 0 | Field inspection only with no records | Yes | Visual inspection at meter pit | 2023-09-30 |  | Non-Lead Plastic |  |  | Field inspection only with no records | Yes | Visual inspection at meter pit | 2023-09-30 |  | Non-Lead |  |  |  | Domestic
MTR_023869 | 21626 103RD PL SE | LOT 27 GARRISON GLEN |  |  | Non-Lead - Other | No | 2014-01-15 | 0 | Installation date is after the lead ban |  |  |  |  | Non-Lead - Other |  |  | Installation date is after the lead ban |  |  |  |  | Non-Lead |  |  |  | Domestic
MTR_022668 | 12002 SE 193RD PL | LOT 9 HANSEN SHORT PLAT PH. 2 |  |  | Non-Lead - Other | No | 2014-02-13 | 0 | Installation date is after the lead ban |  |  |  |  | Non-Lead - Other |  |  | Installation date is after the lead ban |  |  |  |  | Non-Lead |  |  |  | Domestic
MTR_017932 | ENT. TO FAIRWOOD FIRS/SPRINK'R | ENT. TO FAIRWOOD FIRS/SPRINK'R |  |  | Non-Lead Plastic | No | 2004-11-04 | 0 | Field inspection only with no records | Yes | Visual inspection at meter pit | 2023-10-13 |  | Non-Lead Plastic |  |  | Field inspection only with no records | Yes | Visual inspection at meter pit | 2023-10-13 |  | Non-Lead |  |  |  | Domestic
MTR_022667 | 12008 SE 193RD PL | LOT 8B HANSEN SHORT PLAT |  |  | Non-Lead Plastic | No | 2014-02-13 | 0 | Field inspection only with no records | Yes | Visual inspection at meter pit | 2023-08-15 |  | Non-Lead Plastic |  |  | Field inspection only with no records | Yes | Visual inspection at meter pit | 2023-08-15 |  | Non-Lead |  |  |  | Domestic
MTR_022653 | 19310 120TH PL SE | LOT 3 HANSEN SHORT PLAT PHASE 2 |  |  | Non-Lead Plastic | No | 2014-02-13 | 0 | Field inspection only with no records | Yes | Visual inspection at meter pit | 2023-09-30 |  | Non-Lead Plastic |  |  | Field inspection only with no records | Yes | Visual inspection at meter pit | 2023-09-30 |  | Non-Lead |  |  |  | Domestic
MTR_022657 | 12018 SE 193RD PL | LOT 7 HANSEN SHORT PLAT PH 1 |  |  | Non-Lead - Other | No | 2014-02-13 | 0 | Installation date is after the lead ban |  |  |  |  | Non-Lead - Other |  |  | Installation date is after the lead ban |  |  |  |  | Non-Lead |  |  |  | Domestic
MTR_022897 | 19220 120TH AVE SE | LOT 9 HANSEN SHORT PLAT PH 1 |  |  | Non-Lead - Other | No | 2014-02-13 | 0 | Installation date is after the lead ban |  |  |  |  | Non-Lead - Other |  |  | Installation date is after the lead ban |  |  |  |  | Non-Lead |  |  |  | Domestic
MTR_023870 | 10208 SE 217TH ST | LOT 7 GARRISON GLEN |  |  | Non-Lead - Other | No | 2014-01-15 | 0 | Installation date is after the lead ban |  |  |  |  | Non-Lead - Other |  |  | Installation date is after the lead ban |  |  |  |  | Non-Lead |  |  |  | Domestic
MTR_022661 | 19212 120TH PL SE | LOT 4A HANSEN SHORT PLAT |  |  | Non-Lead Plastic | No | 2014-02-13 | 0 | Field inspection only with no records | Yes | Visual inspection at meter pit | 2023-09-30 |  | Non-Lead Plastic |  |  | Field inspection only with no records | Yes | Visual inspection at meter pit | 2023-09-30 |  | Non-Lead |  |  |  | Domestic
MTR_011983 | 3613 MILL AVE S | LOT 14 CEDAR AVENUE |  |  | Non-Lead - Other | No | 2004-12-14 | 0 | Installation date is after the lead ban |  |  |  |  | Non-Lead - Other |  |  | Installation date is after the lead ban |  |  |  |  | Non-Lead |  |  |  | Domestic
MTR_017368 | 12202 SE 179TH PL | LOT 20 HIDDEN CEDARS 2 |  |  | Non-Lead - Other | No | 1995-08-30 | 0 | Installation date is after the lead ban |  |  |  |  | Non-Lead - Other |  |  | Installation date is after the lead ban |  |  |  |  | Non-Lead |  |  |  | Domestic
MTR_015741 | 17809 161ST AVE SE | L40 CANDLEWOOD RIDGE #1 |  |  | Non-Lead - Other | No |  |  | Installation date is after the lead ban |  |  |  |  | Non-Lead - Other |  |  | Installation date is after the lead ban |  |  |  |  | Non-Lead
MTR_017832 | 11325 SE PETROVITSKY RD | L1 MELVILLE SHORT PLAT |  |  | Non-Lead Plastic | Unknown |  | 0 | Field inspection only with no records | Yes | Visual inspection at meter pit | 2023-01-19 |  | Non-Lead - Other |  |  | Statistical analysis |  |  |  |  | Non-Lead |  |  |  | Assumed
MTR_011149 | 16233 114TH AVE SE | LOT 1 LUND SHORT PLAT |  |  | Non-Lead - Other | No |  | 0 | Installation date is after the lead ban |  |  |  |  | Non-Lead - Other |  |  | Installation date is after the lead ban |  |  |  |  | Non-Lead |  |  |  | Domestic
MTR_023367 | 20917 104TH PL SE | LOT 3 WARD PLAT |  |  | Non-Lead - Other | No | 2015-04-13 | 0 | Installation date is after the lead ban |  |  |  |  | Non-Lead - Other |  |  | Installation date is after the lead ban |  |  |  |  | Non-Lead |  |  |  | Domestic
MTR_023873 | 10215 SE 217TH ST | LOT 10 GARRISON GLEN |  |  | Non-Lead - Other | No | 2014-01-15 | 0 | Installation date is after the lead ban |  |  |  |  | Non-Lead - Other |  |  | Installation date is after the lead ban |  |  |  |  | Non-Lead |  |  |  | Domestic
MTR_018588 | 9623 S 205TH PL | LOT 24 CHESTNUT RIDGE #2 |  |  | Non-Lead - Other | No |  | 0 | Installation date is after the lead ban |  |  |  |  | Non-Lead - Other |  |  | Installation date is after the lead ban |  |  |  |  | Non-Lead |  |  |  | Domestic
MTR_011822 | 16816 106TH AVE SE | LOT 6 BLOCK 4 AKERS FARMS #5 |  |  | Non-Lead Plastic | No | 1999-03-24 | 0 | Field inspection only with no records | Yes | Visual inspection at meter pit | 2023-01-28 |  | Non-Lead Plastic |  |  | Field inspection only with no records | Yes | Visual inspection at meter pit | 2023-01-28 |  | Non-Lead |  |  |  | Domestic
MTR_019383 | 11038 SE 192ND ST | 9919-002360 |  |  | Non-Lead Plastic | No |  | 0 | Field inspection only with no records | Yes | Visual inspection at meter pit | 2023-11-30 |  | Non-Lead Plastic |  |  | Field inspection only with no records | Yes | Visual inspection at meter pit | 2023-11-30 |  | Non-Lead |  |  |  | Assumed
MTR_000108 | 16112 121ST AVE SE | LOT 6 BLK 3 CASCADE HILLS 3-BACK LOT |  |  | Non-Lead - Other | No |  | 0.75 | Installation date is after the lead ban |  |  |  |  | Non-Lead - Other |  |  | Installation date is after the lead ban |  |  |  |  | Non-Lead |  |  |  | Assumed
MTR_022028 | 19156 120TH CT SE | LOT 9 KELSEY'S CROSSING |  |  | Non-Lead - Other | No | 2014-03-03 | 0 | Installation date is after the lead ban |  |  |  |  | Non-Lead - Other |  |  | Installation date is after the lead ban |  |  |  |  | Non-Lead |  |  |  | Domestic
MTR_000117 | 12500 SE 164TH PL | L6 B1 CASCADE VISTA 8 |  |  | Non-Lead - Other | No | 2016-06-22 | 0.75 | Rectified Plan |  |  |  |  | Non-Lead - Other |  |  | Statistical analysis |  |  |  |  | Non-Lead |  |  |  | Domestic
MTR_018946 | 18616 102ND AVE SE | TAX LOT 9085 S-T-R 32-23-05 |  |  | Non-Lead - Other | No | 1979-09-01 | 0 | Relative Placement |  |  |  |  | Non-Lead - Other |  |  | Statistical analysis |  |  |  |  | Non-Lead |  |  |  | Assumed
MTR_011147 | 16217 114TH AVE SE | LOT 3 LUND SHORT PLAT |  |  | Non-Lead - Other | No |  | 0 | Installation date is after the lead ban |  |  |  |  | Non-Lead - Other |  |  | Installation date is after the lead ban |  |  |  |  | Non-Lead |  |  |  | Domestic
MTR_023875 | 21705 103RD PL SE | LOT 13 GARRISON GLEN |  |  | Non-Lead - Other | No | 2014-01-15 | 0 | Installation date is after the lead ban |  |  |  |  | Non-Lead - Other |  |  | Installation date is after the lead ban |  |  |  |  | Non-Lead |  |  |  | Domestic
MTR_011371 | 1519 S 28TH ST | LOT 12 ROSA MEADOWS AKA LAROSA MEADOWS |  |  | Non-Lead - Other | No | 2014-09-02 | 0 | Installation date is after the lead ban |  |  |  |  | Non-Lead - Other |  |  | Installation date is after the lead ban |  |  |  |  | Non-Lead |  |  |  | Domestic
MTR_022415 | 11457 SE 193RD TER | LOT 25 PLATEAU @ PANTHER LAKE |  |  | Non-Lead - Other | No | 2007-03-05 | 0 | Installation date is after the lead ban |  |  |  |  | Non-Lead - Other |  |  | Installation date is after the lead ban |  |  |  |  | Non-Lead |  |  |  | Domestic
MTR_018641 | 9716 S 204TH CT | LOT 39 CHESTNUT RIDGE #1 |  |  | Non-Lead - Other | No |  | 0 | Installation date is after the lead ban |  |  |  |  | Non-Lead - Other |  |  | Installation date is after the lead ban |  |  |  |  | Non-Lead |  |  |  | Domestic
MTR_025199 | 21225 125TH AVE SE | L302 GLENCARIN #2 |  |  | Non-Lead - Other | No | 1968-07-31 | 0 | Installation date is after the lead ban |  |  |  |  | Non-Lead - Other |  |  | Installation date is after the lead ban |  |  |  |  | Non-Lead |  |  |  | Domestic
MTR_022002 | 11651 SE 188TH ST | TAX LOT 0020 STR 61-98-40 |  |  | Non-Lead Plastic | No | 2011-01-03 | 0 | Rectified Plan | Yes | Visual inspection at the meter pit | 2024-01-25 |  | Copper |  |  | Field inspection only with no records | Yes | Visual inspection at the meter pit | 2024-01-25 |  | Non-Lead |  |  |  | Domestic
MTR_015742 | 14747 SE 189TH PL | LOT 13 FIELDSTONE 2 |  |  | Non-Lead - Other | No |  |  | Installation date is after the lead ban |  |  |  |  | Non-Lead - Other |  |  | Installation date is after the lead ban |  |  |  |  | Non-Lead
MTR_011963 | 3521 CEDAR AVE S | LOT 49 CEDAR AVENUE |  |  | Non-Lead - Other | No | 2004-12-14 | 0 | Installation date is after the lead ban |  |  |  |  | Non-Lead - Other |  |  | Installation date is after the lead ban |  |  |  |  | Non-Lead |  |  |  | Domestic
MTR_022035 | 12008 SE 191ST PL | LOT 2 KELSEY'S CROSSING |  |  | Non-Lead - Other | No | 2014-03-03 | 0 | Installation date is after the lead ban |  |  |  |  | Non-Lead - Other |  |  | Installation date is after the lead ban |  |  |  |  | Non-Lead |  |  |  | Domestic
MTR_022027 | 19151 120TH CT SE | LOT 13 KELSEY'S CROSSING |  |  | Non-Lead - Other | No | 2014-03-03 | 0 | Installation date is after the lead ban |  |  |  |  | Non-Lead - Other |  |  | Installation date is after the lead ban |  |  |  |  | Non-Lead |  |  |  | Domestic
MTR_023879 | 21610 102ND PL SE | LOT 3 GARRISON GLEN |  |  | Non-Lead - Other | No | 2014-01-15 | 0 | Installation date is after the lead ban |  |  |  |  | Non-Lead - Other |  |  | Installation date is after the lead ban |  |  |  |  | Non-Lead |  |  |  | Domestic
MTR_022031 | 12038 SE 191ST PL | LOT 7 KELSEY'S CROSSING |  |  | Non-Lead - Other | No | 2014-03-03 | 0 | Installation date is after the lead ban |  |  |  |  | Non-Lead - Other |  |  | Installation date is after the lead ban |  |  |  |  | Non-Lead |  |  |  | Domestic
MTR_028225 | 13108 SE 219TH ST | LOT 2 MARYLYN PLACE DIVISION 1 |  |  | Non-Lead - Other | No |  | 0 | Installation date is after the lead ban |  |  |  |  | Non-Lead - Other |  |  | Installation date is after the lead ban |  |  |  |  | Non-Lead |  |  |  | Assumed
MTR_019385 | 18515 115TH PL SE | LOT 3 WELMAN PLAT AKA STONEBRIDGE |  |  | Non-Lead - Other | No | 2014-10-23 | 0 | Installation date is after the lead ban |  |  |  |  | Non-Lead - Other |  |  | Installation date is after the lead ban |  |  |  |  | Non-Lead |  |  |  | Domestic
MTR_011880 | 17001 105TH AVE SE | EAST 1/2 LOT 10 BLOCK 2 AKERS FARM S #5 |  |  | Non-Lead Plastic | No | 1999-03-24 | 0 | Field inspection only with no records | Yes | Visual inspection at meter pit | 2023-01-21 |  | Non-Lead Plastic |  |  | Field inspection only with no records | Yes | Visual inspection at meter pit | 2023-01-21 |  | Non-Lead |  |  |  | Domestic
MTR_019386 | 18503 115TH PL SE | LOT 1 WELMAN PLAT |  |  | Non-Lead - Other | No | 2014-10-23 | 0 | Installation date is after the lead ban |  |  |  |  | Non-Lead - Other |  |  | Installation date is after the lead ban |  |  |  |  | Non-Lead |  |  |  | Domestic
MTR_025741 | 20818 116TH AVE SE | TL 95 9-22-5 |  |  | Non-Lead - Other | Unknown |  | 0 | Statistical analysis |  |  |  |  | Non-Lead Plastic |  |  | Field inspection only with no records | Yes | Visual inspection at meter pit | 2023-01-28 |  | Non-Lead |  |  |  | Assumed
MTR_011146 | 16211 114TH AVE SE | LOT 4 LUND SHORT PLAT |  |  | Non-Lead - Other | No |  | 0.75 | Installation date is after the lead ban |  |  |  |  | Non-Lead - Other |  |  | Installation date is after the lead ban |  |  |  |  | Non-Lead |  |  |  | Assumed
MTR_022416 | 19416 114TH PL SE | LOT 56 PLATEAU @ PANTHER LAKE |  |  | Non-Lead Plastic | No | 2007-03-05 | 0 | Field inspection only with no records | Yes | Visual inspection at meter pit | 2023-09-29 |  | Non-Lead Plastic |  |  | Field inspection only with no records | Yes | Visual inspection at meter pit | 2023-09-29 |  | Non-Lead |  |  |  | Domestic
MTR_021557 | 14623 SE 192ND ST | 9931-009540 |  |  | Non-Lead - Other | Unknown |  | 0 | Statistical analysis |  |  |  |  | Non-Lead - Other |  |  | Statistical analysis |  |  |  |  | Non-Lead |  |  |  | Assumed
MTR_023880 | 10216 SE 217TH PL | LOT 18 GARRISON GLEN |  |  | Non-Lead - Other | No | 2014-01-15 | 0 | Installation date is after the lead ban |  |  |  |  | Non-Lead - Other |  |  | Installation date is after the lead ban |  |  |  |  | Non-Lead |  |  |  | Domestic
MTR_018978 | 10628 SE 187TH PL | LOT 7 GREENLEAF |  |  | Non-Lead Plastic | No | 2016-01-29 | 0 | Field inspection only with no records | Yes | Visual inspection at meter pit | 2023-08-05 |  | Non-Lead Plastic |  |  | Field inspection only with no records | Yes | Visual inspection at meter pit | 2023-08-05 |  | Non-Lead |  |  |  | Domestic
MTR_018979 | 10714 SE 187TH PL | LOT 4 GREENLEAF |  |  | Non-Lead - Other | No | 2016-01-29 | 0 | Installation date is after the lead ban |  |  |  |  | Non-Lead - Other |  |  | Installation date is after the lead ban |  |  |  |  | Non-Lead |  |  |  | Domestic
MTR_023370 | 20907 104TH PL SE | LOT 1 WARD PLAT |  |  | Non-Lead - Other | No | 2015-04-13 | 0 | Installation date is after the lead ban |  |  |  |  | Non-Lead - Other |  |  | Installation date is after the lead ban |  |  |  |  | Non-Lead |  |  |  | Domestic
MTR_019387 | 18510 115TH PL SE | LOT 20 WELMAN PLAT (AKA STONEBRIDGE) |  |  | Non-Lead - Other | No | 2014-10-23 | 0 | Installation date is after the lead ban |  |  |  |  | Non-Lead - Other |  |  | Installation date is after the lead ban |  |  |  |  | Non-Lead |  |  |  | Domestic
MTR_011102 | 16014 114TH AVE SE | TAX LOT68 S-T-R 00 88 00 |  |  | Non-Lead - Other | No |  | 0 | Installation date is after the lead ban |  |  |  |  | Non-Lead - Other |  |  | Installation date is after the lead ban |  |  |  |  | Non-Lead |  |  |  | Domestic
MTR_019388 | 18516 115TH PL SE | LOT 19 WELMAN PLAT AKA STONEBRIDGE |  |  | Non-Lead - Other | No | 2014-10-23 | 0 | Installation date is after the lead ban |  |  |  |  | Non-Lead - Other |  |  | Installation date is after the lead ban |  |  |  |  | Non-Lead |  |  |  | Domestic
MTR_019391 | 18552 115TH PL SE | LOT 16 WELMAN PLAT |  |  | Non-Lead - Other | No | 2014-10-23 | 0 | Installation date is after the lead ban |  |  |  |  | Non-Lead - Other |  |  | Installation date is after the lead ban |  |  |  |  | Non-Lead |  |  |  | Domestic
MTR_023374 | 20920 104TH PL SE | LOT 9 WARD PLAT |  |  | Non-Lead - Other | No | 2015-04-13 | 0 | Installation date is after the lead ban |  |  |  |  | Non-Lead - Other |  |  | Installation date is after the lead ban |  |  |  |  | Non-Lead |  |  |  | Domestic
MTR_011340 | 10739 SE 165TH ST | LOT 2 BLK 2 HILLTOP HEIGHTS |  |  | Non-Lead - Other | No |  | 0.75 | Installation date is after the lead ban |  |  |  |  | Non-Lead - Other |  |  | Installation date is after the lead ban |  |  |  |  | Non-Lead |  |  |  | Assumed
MTR_022417 | 19243 116TH AVE SE | 9919-003340 |  |  | Non-Lead - Other | No |  | 0 | Installation date is after the lead ban |  |  |  |  | Non-Lead - Other |  |  | Installation date is after the lead ban |  |  |  |  | Non-Lead |  |  |  | Domestic
MTR_022678 | 19428 120TH PL SE | LOT 9 SPRINGBROOK PH 2 |  |  | Non-Lead - Other | No | 2013-04-30 | 0 | Installation date is after the lead ban |  |  |  |  | Non-Lead - Other |  |  | Installation date is after the lead ban |  |  |  |  | Non-Lead |  |  |  | Domestic
MTR_021845 | 19421 135TH AVE SE | L23 FAIRFIELD GLEN |  |  | Non-Lead - Other | No |  | 0 | Converted CAD | No |  |  |  | Non-Lead - Other |  |  | Installation date is after the lead ban |  |  |  |  | Non-Lead |  |  |  | Domestic
MTR_019985 | 10106 SE 192ND PL | LOT 15 TALBOT RIDGE ESTATES |  |  | Non-Lead - Other | No | 2009-08-19 | 0 | Installation date is after the lead ban |  |  |  |  | Non-Lead - Other |  |  | Installation date is after the lead ban |  |  |  |  | Non-Lead |  |  |  | Domestic
MTR_030229 | 14623 SE 214TH ST |  |  |  | Non-Lead Plastic | No |  | 0 | Field inspection only with no records | Yes | Visual inspection at meter pit | 2023-11-20 |  | Non-Lead Plastic |  |  | Field inspection only with no records | Yes | Visual inspection at meter pit | 2023-11-20 |  | Non-Lead |  |  |  | Assumed
MTR_019986 | 19215 101ST AVE SE | LOT 12 TALBOT RIDGE ESTATES |  |  | Non-Lead Plastic | No | 2009-08-19 | 0 | Field inspection only with no records | Yes | Visual inspection at meter pit | 2023-09-23 |  | Non-Lead Plastic |  |  | Field inspection only with no records | Yes | Visual inspection at meter pit | 2023-09-23 |  | Non-Lead |  |  |  | Domestic
MTR_021225 | IRRIGATION COUNTRY GATE REC LO | IRRIGATION COUNTRY GATE REC LOT |  |  | Non-Lead - Other | No | 2001-02-01 | 0 | Statistical analysis |  |  |  |  | Non-Lead - Other |  |  | Statistical analysis |  |  |  |  | Non-Lead |  |  |  | Irrigation
MTR_022683 | 19514 121ST AVE SE | LOT 8 SPRINGBROOK PH 1 |  |  | Non-Lead - Other | No | 2013-04-30 | 0 | Installation date is after the lead ban |  |  |  |  | Non-Lead - Other |  |  | Installation date is after the lead ban |  |  |  |  | Non-Lead |  |  |  | Domestic
MTR_011986 | 3600 MILL AVE S | LOT 11 CEDAR AVENUE |  |  | Non-Lead - Other | No | 2004-12-14 | 0 | Installation date is after the lead ban |  |  |  |  | Non-Lead - Other |  |  | Installation date is after the lead ban |  |  |  |  | Non-Lead |  |  |  | Domestic
MTR_022768 | 11706 SE 193RD PL | LOT 8 LYNDEN PLACE |  |  | Non-Lead - Other | No | 1999-03-24 | 0 | Installation date is after the lead ban |  |  |  |  | Non-Lead - Other |  |  | Installation date is after the lead ban |  |  |  |  | Non-Lead |  |  |  | Domestic
MTR_015743 | 14463 SE 185TH PL | LOT 22 FAIRHAVEN #2 |  |  | Non-Lead - Other | No | 2001-07-27 | 0 | Installation date is after the lead ban |  |  |  |  | Non-Lead - Other |  |  | Installation date is after the lead ban |  |  |  |  | Non-Lead |  |  |  | Domestic
MTR_019393 | 18814 111TH PL SE | L6 GARDENVIEW EST |  |  | Non-Lead - Other | No |  | 0 | Installation date is after the lead ban |  |  |  |  | Non-Lead - Other |  |  | Installation date is after the lead ban |  |  |  |  | Non-Lead |  |  |  | Domestic
MTR_019982 | 10119 SE 192ND PL | LOT 4 TALBOT RIDGE ESTATES |  |  | Non-Lead - Other | No | 2009-08-19 | 0 | Installation date is after the lead ban |  |  |  |  | Non-Lead - Other |  |  | Installation date is after the lead ban |  |  |  |  | Non-Lead |  |  |  | Domestic
MTR_024922 | 12054 SE 210TH ST | LOT 3 GLACIER III WEST-KNOWN AS LOT 11 |  |  | Non-Lead - Other | No | 2009-05-03 | 0 | Installation date is after the lead ban |  |  |  |  | Non-Lead - Other |  |  | Installation date is after the lead ban |  |  |  |  | Non-Lead |  |  |  | Domestic
MTR_019394 | 18555 115TH PL SE | LOT 9 WELMAN PLAT |  |  | Non-Lead - Other | No | 2014-10-23 | 0 | Installation date is after the lead ban |  |  |  |  | Non-Lead - Other |  |  | Installation date is after the lead ban |  |  |  |  | Non-Lead |  |  |  | Domestic
MTR_023375 | 11123 SE 208TH ST | INDIGO SPRINGS ADDITION FIRE METER |  |  | Non-Lead - Other | No | 1995-09-20 | 5.25 | Installation date is after the lead ban |  |  |  |  | Non-Lead - Other |  |  | Installation date is after the lead ban |  |  |  |  | Non-Lead |  |  |  | Hydrant
MTR_023705 | 21926 99TH PL S | LOT 3 EAST COFIELD |  |  | Non-Lead - Other | No | 2001-08-23 | 0 | Installation date is after the lead ban |  |  |  |  | Non-Lead - Other |  |  | Installation date is after the lead ban |  |  |  |  | Non-Lead |  |  |  | Domestic
MTR_017942 | 17620 140TH AVE SE | LOTS 1 THRU 4 KCSP 1086002 |  |  | Non-Lead - Other | No | 2004-11-04 | 0 | Installation date is after the lead ban |  |  |  |  | Non-Lead - Other |  |  | Installation date is after the lead ban |  |  |  |  | Non-Lead |  |  |  | Domestic
MTR_018171 | 14121 SE 177TH ST | REC BLG PARCEL1 SP877119 |  |  | Non-Lead - Other | No | 1981-08-25 | 0 | Installation date is after the lead ban |  |  |  |  | Non-Lead - Other |  |  | Installation date is after the lead ban |  |  |  |  | Non-Lead |  |  |  | Domestic
MTR_013976 | 11523,27,31,35 SE 173RD ST | 11523,27,31,35 SE 173RD ST |  |  | Non-Lead - Other | No |  | 1 | Installation date is after the lead ban |  |  |  |  | Non-Lead - Other |  |  | Installation date is after the lead ban |  |  |  |  | Non-Lead |  |  |  | Domestic
MTR_013978 | 16818 108TH AVE SE | 0708-004352-TAX LOT 19 S-T-R SE 2-23-5 |  |  | Non-Lead - Other | No |  | 1.5 | Installation date is after the lead ban |  |  |  |  | Non-Lead - Other |  |  | Installation date is after the lead ban |  |  |  |  | Non-Lead |  |  |  | Assumed
MTR_013979 | 11521,23,25,27 SE 175TH ST | 11521,23,25,27 SE 175TH ST |  |  | Non-Lead - Other | No |  | 1 | Installation date is after the lead ban |  |  |  |  | Non-Lead - Other |  |  | Installation date is after the lead ban |  |  |  |  | Non-Lead |  |  |  | Domestic
MTR_013982 | 11524,26,28,30 SE 173RD ST | 11524,26,28,30 SE 173RD ST |  |  | Non-Lead - Other | No |  | 1 | Installation date is after the lead ban |  |  |  |  | Non-Lead - Other |  |  | Installation date is after the lead ban |  |  |  |  | Non-Lead |  |  |  | Domestic
MTR_013984 | 11531,33,35,37 SE 175TH ST | 11531,33,35,37 SE 175TH ST |  |  | Non-Lead - Other | No |  | 1 | Installation date is after the lead ban |  |  |  |  | Non-Lead - Other |  |  | Installation date is after the lead ban |  |  |  |  | Non-Lead |  |  |  | Domestic
MTR_013985 | 11516,18,20,22 SE 173RD ST | 11516,18,20,22 SE 173RD ST |  |  | Non-Lead - Other | No |  | 1 | Installation date is after the lead ban |  |  |  |  | Non-Lead - Other |  |  | Installation date is after the lead ban |  |  |  |  | Non-Lead |  |  |  | Domestic
MTR_013986 | 11547,49,51 & 53 SE 173RD ST | 11547,49,51 & 53 SE 173RD ST |  |  | Non-Lead - Other | No |  | 1 | Installation date is after the lead ban |  |  |  |  | Non-Lead - Other |  |  | Installation date is after the lead ban |  |  |  |  | Non-Lead |  |  |  | Domestic
MTR_013987 | 11501,03,05,07 SE 173RD ST | 11501,03,05,07 SE 173RD ST |  |  | Non-Lead - Other | No |  | 1 | Installation date is after the lead ban |  |  |  |  | Non-Lead - Other |  |  | Installation date is after the lead ban |  |  |  |  | Non-Lead |  |  |  | Domestic
MTR_013988 | 11508,10,12,14 SE 173RD ST | 11508,10,12,14 SE 173RD ST |  |  | Non-Lead - Other | No |  | 1 | Installation date is after the lead ban |  |  |  |  | Non-Lead - Other |  |  | Installation date is after the lead ban |  |  |  |  | Non-Lead |  |  |  | Domestic
MTR_013989 | 11002 SE PETROVITSKY RD-SPRKLR | TAX LOTS 2 & 30 29-23-5 |  |  | Non-Lead - Other | No |  | 1 | Installation date is after the lead ban |  |  |  |  | Non-Lead - Other |  |  | Installation date is after the lead ban |  |  |  |  | Non-Lead |  |  |  | Irrigation
MTR_013990 | 11500,02,04,06 SE 173RD ST | 11500,02,04,06 SE 173RD ST |  |  | Non-Lead - Other | No |  | 1 | Installation date is after the lead ban |  |  |  |  | Non-Lead - Other |  |  | Installation date is after the lead ban |  |  |  |  | Non-Lead |  |  |  | Domestic
MTR_000170 | 16710 116TH AVE SE | SW 1/2 LOT 92A CASCADE HILLS #5 |  |  | Non-Lead - Other | No |  | 0.75 | Installation date is after the lead ban |  |  |  |  | Non-Lead - Other |  |  | Installation date is after the lead ban |  |  |  |  | Non-Lead |  |  |  | Assumed
MTR_015563 | 17809 108TH AVE SE | LOT 2 KCSP #284044 |  |  | Non-Lead - Other | No |  | 1 | Installation date is after the lead ban |  |  |  |  | Non-Lead - Other |  |  | Installation date is after the lead ban |  |  |  |  | Non-Lead |  |  |  | Assumed
MTR_023894 | 21009 108TH AVE SE | TL 54 & 226 SEC 8-22-5 |  |  | Non-Lead - Other | No |  | 0 | Installation date is after the lead ban |  |  |  |  | Non-Lead - Other |  |  | Installation date is after the lead ban |  |  |  |  | Non-Lead |  |  |  | Assumed
MTR_030179 | THE BECKET - Z | MISSION RIDGE - Z |  |  | Non-Lead - Other | No |  | 1.5 | Installation date is after the lead ban |  |  |  |  | Non-Lead - Other |  |  | Installation date is after the lead ban |  |  |  |  | Non-Lead |  |  |  | Domestic
MTR_000172 | 13122 SE 240TH ST | TAX LOT 116 SEC 16-22-5 |  |  | Non-Lead - Other | No | 1999-09-09 | 0 | Installation date is after the lead ban |  |  |  |  | Non-Lead - Other |  |  | Installation date is after the lead ban |  |  |  |  | Non-Lead |  |  |  | Domestic
MTR_000173 | 23811 132ND AVE BLDG R SE | BLDG R WANDERING CREEK |  |  | Non-Lead - Other | No |  | 0 | Installation date is after the lead ban |  |  |  |  | Non-Lead - Other |  |  | Installation date is after the lead ban |  |  |  |  | Non-Lead |  |  |  | Assumed
MTR_000174 | 12910 SE 240TH ST BLDG A | BLDG A WANDERING CREEK |  |  | Non-Lead - Other | No |  | 0 | Installation date is after the lead ban |  |  |  |  | Non-Lead - Other |  |  | Installation date is after the lead ban |  |  |  |  | Non-Lead |  |  |  | Assumed
MTR_027227 | 13300 SE 240TH ST D-2 | 0708-024792 |  |  | Non-Lead Plastic | No |  | 0 | Field inspection only with no records | Yes | Visual inspection at meter pit | 2023-08-30 |  | Galvanized Requiring Replacement |  |  | Field inspection only with no records | Yes | Visual inspection at meter pit | 2023-08-30 |  | Galvanized Requiring Replacement |  |  |  | Assumed
MTR_013991 | BTWN 11550 & 11526 SE 175TH ST | BTWN 11550 & 11526 SE 175TH ST |  |  | Non-Lead - Other | No |  | 1 | Installation date is after the lead ban |  |  |  |  | Non-Lead - Other |  |  | Installation date is after the lead ban |  |  |  |  | Non-Lead |  |  |  | Domestic
MTR_018172 | 17650 140TH AVE SE | LOTS 1 THRU 4 KCSP 1086002 |  |  | Non-Lead Plastic | No | 1987-04-07 | 0 | Rectified Plan | Yes | Visual inspection at the meter pit | 2024-01-25 |  | Non-Lead Plastic |  |  | Field inspection only with no records | Yes | Visual inspection at the meter pit | 2024-01-25 |  | Non-Lead |  |  |  | Domestic
MTR_022246 | 12500 SE 188TH PL | 0708-013575 |  |  | Non-Lead - Other | Unknown |  | 0 | Relative Placement | No |  |  |  | Non-Lead - Other |  |  | Statistical analysis |  |  |  |  | Non-Lead |  |  |  | Assumed
MTR_027228 | 13210 SE 240TH ST | BLDG C |  |  | Non-Lead - Other | No |  | 1 | Installation date is after the lead ban |  |  |  |  | Non-Lead - Other |  |  | Installation date is after the lead ban |  |  |  |  | Non-Lead |  |  |  | Commercial
MTR_013992 | 17422 108TH AVE SE | L114,115 SEC29-23-5 |  |  | Non-Lead - Other | No |  | 0 | Installation date is after the lead ban |  |  |  |  | Non-Lead - Other |  |  | Installation date is after the lead ban |  |  |  |  | Non-Lead |  |  |  | Domestic
MTR_014422 | THE BECKET - E | MISSION RIDGE - E |  |  | Non-Lead - Other | No |  | 0 | Installation date is after the lead ban |  |  |  |  | Non-Lead - Other |  |  | Installation date is after the lead ban |  |  |  |  | Non-Lead |  |  |  | Domestic
MTR_023392 | 10821 SE 211TH PL | BLDG 5 BENSON VILLAGE |  |  | Non-Lead - Other | No | 1978-07-26 | 0 | Installation date is after the lead ban |  |  |  |  | Non-Lead - Other |  |  | Installation date is after the lead ban |  |  |  |  | Non-Lead |  |  |  | Domestic
MTR_019395 | 19002 108TH AVE SE | L11 PANTHER LK GARDEN TR |  |  | Non-Lead - Other | Unknown |  | 0 | Statistical analysis |  |  |  |  | Non-Lead - Other |  |  | Statistical analysis |  |  |  |  | Non-Lead |  |  |  | Domestic
MTR_014423 | THE BECKET-BATHHOUSE | MISSION RIDGE - A |  |  | Non-Lead - Other | No |  | 0 | Installation date is after the lead ban |  |  |  |  | Non-Lead - Other |  |  | Installation date is after the lead ban |  |  |  |  | Non-Lead |  |  |  | Domestic
MTR_015564 | 17941 108TH AVE SE-IRRIG | E 1/2 OF NE 1/4 OF NW 1/4 32-23-5 ( L2 KCSP 284044) |  |  | Non-Lead - Other | No | 1987-06-01 | 0.75 | Installation date is after the lead ban |  |  |  |  | Non-Lead - Other |  |  | Installation date is after the lead ban |  |  |  |  | Non-Lead |  |  |  | Commercial
MTR_024098 | 108TH/208TH ORCHARD PLAZA A | 108TH/208TH ORCHARD PLAZA A |  |  | Non-Lead Plastic | No |  | 0 | Field inspection only with no records | Yes | Visual inspection at meter pit | 2023-08-28 |  | Non-Lead Plastic |  |  | Field inspection only with no records | Yes | Visual inspection at meter pit | 2023-08-28 |  | Non-Lead |  |  |  | Domestic
MTR_024099 | 21000/02 108TH AVE SE- BETW B & C | 21000/02 108TH AVE SE - BETW B & C |  |  | Non-Lead - Other | Unknown |  | 5.25 | Statistical analysis |  |  |  |  | Non-Lead - Other |  |  | Statistical analysis |  |  |  |  | Non-Lead |  |  |  | Hydrant
MTR_000188 | 10622 SE CARR RD | 0708-002975-TAX LOT 158 29-23-5 |  |  | Non-Lead Plastic | No |  | 0.75 | Field inspection only with no records | Yes | Visual inspection at meter pit | 2023-08-30 |  | Galvanized Requiring Replacement |  |  | Field inspection only with no records | Yes | Visual inspection at meter pit | 2023-08-30 |  | Galvanized Requiring Replacement |  |  |  | Assumed
MTR_000189 | 20746 108TH AVE SE | 0708-051205-TAX LOT 254 5-22-5 |  |  | Non-Lead - Other | No |  | 0 | Installation date is after the lead ban |  |  |  |  | Non-Lead - Other |  |  | Installation date is after the lead ban |  |  |  |  | Non-Lead |  |  |  | Assumed
MTR_014424 | 11626 SE 168TH ST | 0708-001542-SW 1/2 LOT 94C CASCADE HILLS #5 |  |  | Non-Lead - Other | No | 2006-06-08 | 1 | Rectified Plan |  |  |  |  | Non-Lead - Other |  |  | Statistical analysis |  |  |  |  | Non-Lead |  |  |  | Domestic
MTR_013995 | 11548,50,52,54 SE 173RD ST | 11548,50,52,54 SE 173RD ST |  |  | Non-Lead - Other | No |  | 1 | Installation date is after the lead ban |  |  |  |  | Non-Lead - Other |  |  | Installation date is after the lead ban |  |  |  |  | Non-Lead |  |  |  | Domestic
MTR_019396 | 10834 SE 190TH PL | LOT 11 PANTHER LAKE GARDEN TRACT |  |  | Non-Lead - Other | Unknown |  | 0 | Statistical analysis |  |  |  |  | Non-Lead - Other |  |  | Statistical analysis |  |  |  |  | Non-Lead |  |  |  | Domestic
MTR_013996 | 11550,52,54 & 56 SE 175TH ST | 11550,52,54 & 56 SE 175TH ST |  |  | Non-Lead - Other | No |  | 1 | Installation date is after the lead ban |  |  |  |  | Non-Lead - Other |  |  | Installation date is after the lead ban |  |  |  |  | Non-Lead |  |  |  | Domestic
MTR_017858 | 17630 108TH AVE SE | 0708-010707-TL119 SEC 32-23-5 |  |  | Non-Lead - Copper | No |  | 1 | Installation date is after the lead ban | No |  |  |  | Non-Lead - Other |  |  | Installation date is after the lead ban |  |  |  |  | Non-Lead |  |  |  | Domestic
MTR_013997 | 11002 SE PETROVITSKY RD-SPRINKLER | TAX LOTS 2 & 30 29-23-5 |  |  | Non-Lead - Other | No |  | 1 | Installation date is after the lead ban |  |  |  |  | Non-Lead - Other |  |  | Installation date is after the lead ban |  |  |  |  | Non-Lead |  |  |  | Domestic
MTR_029154 | 22706 120TH AVE SE-IRRIG | TAX LOT 8 NW SECTION 16-22-5 |  |  | Non-Lead - Other | No |  | 0 | Installation date is after the lead ban |  |  |  |  | Non-Lead - Other |  |  | Installation date is after the lead ban |  |  |  |  | Non-Lead |  |  |  | Assumed
MTR_030180 | THE BECKET-BATHHOUSE | MISSION RIDGE - BATH HOUSE |  |  | Non-Lead - Other | No |  | 0.75 | Installation date is after the lead ban |  |  |  |  | Non-Lead - Other |  |  | Installation date is after the lead ban |  |  |  |  | Non-Lead |  |  |  | Domestic
MTR_020631 | 19049 108TH AVE SE | LOT 2 KCSP #584027 |  |  | Non-Lead - Other | No |  | 0 | Installation date is after the lead ban |  |  |  |  | Non-Lead - Other |  |  | Installation date is after the lead ban |  |  |  |  | Non-Lead |  |  |  | Assumed
MTR_015567 | VANTAGE GLEN-LOTS 124-128 | VANTAGE GLEN-LOTS 124-128 |  |  | Non-Lead - Other | No | 1984-06-14 | 1 | Statistical analysis |  |  |  |  | Non-Lead - Other |  |  | Statistical analysis |  |  |  |  | Non-Lead |  |  |  | Domestic
MTR_015568 | VANTAGE GLEN-LOTS 29-34 | VANTAGE GLEN-LOTS 29-34 |  |  | Non-Lead - Other | No | 1984-06-14 | 1 | Statistical analysis |  |  |  |  | Non-Lead - Other |  |  | Statistical analysis |  |  |  |  | Non-Lead |  |  |  | Domestic
MTR_014426 | 11626 SE 168TH ST | 0708-001543-SW 1/2 LOT 94C CASCADE HILLS #5 |  |  | Non-Lead - Other | No | 2006-06-08 | 1 | Rectified Plan |  |  |  |  | Galvanized Requiring Replacement |  |  | Field inspection only with no records | Yes | Visual inspection at meter pit | 2023-08-29 |  | Galvanized Requiring Replacement |  |  |  | Domestic
MTR_023246 | 21429 94TH CT S | LOT 22 GARRISON HEIGHTS |  |  | Non-Lead - Other | No |  | 0 | Installation date is after the lead ban |  |  |  |  | Non-Lead - Other |  |  | Installation date is after the lead ban |  |  |  |  | Non-Lead |  |  |  | Assumed
MTR_013998 | 10904 SE PETROVITSKY RD | 0708-006095 |  |  | Non-Lead - Other | No | 1998-03-11 | 1 | Installation date is after the lead ban |  |  |  |  | Non-Lead - Other |  |  | Installation date is after the lead ban |  |  |  |  | Non-Lead |  |  |  | Domestic
MTR_000197 | 12516 SE 240TH ST | IRRIGATION METER-CHURCH |  |  | Non-Lead Plastic | No |  | 0 | Field inspection only with no records | Yes | Visual inspection at meter pit | 2023-08-28 |  | Non-Lead Plastic |  |  | Field inspection only with no records | Yes | Visual inspection at meter pit | 2023-08-28 |  | Non-Lead |  |  |  | Assumed
MTR_013999 | 17426 108TH AVE SE | TAX LOT 110 SEC29-23-5 |  |  | Non-Lead - Other | Unknown |  | 0 | Statistical analysis |  |  |  |  | Non-Lead - Other |  |  | Statistical analysis |  |  |  |  | Non-Lead |  |  |  | Domestic
MTR_017596 | 10827 SE PETROVITSKY RD | TL 132 SEC 32-23-5 |  |  | Non-Lead - Other | No |  | 0 | Installation date is after the lead ban |  |  |  |  | Non-Lead - Other |  |  | Installation date is after the lead ban |  |  |  |  | Non-Lead |  |  |  | Assumed
MTR_014427 | 17220 120TH TER SE | TAX LOT 10 SW 28-23-5 |  |  | Non-Lead - Other | No | 1986-01-03 | 1.5 | Installation date is after the lead ban |  |  |  |  | Galvanized Requiring Replacement |  |  | Field inspection only with no records | Yes | Visual inspection at meter pit | 2023-08-29 |  | Galvanized Requiring Replacement |  |  |  | Domestic
MTR_023393 | 10810 SE 211TH PL | BLDG 1 BENSON VILLAGE |  |  | Non-Lead - Other | No | 1978-07-26 | 0 | Installation date is after the lead ban |  |  |  |  | Non-Lead - Other |  |  | Installation date is after the lead ban |  |  |  |  | Non-Lead |  |  |  | Domestic
MTR_000199 | 11500 SE 208TH ST | 0708-050609-TAX LOTS 123&225 S5-22-5 |  |  | Non-Lead - Other | Unknown |  |  | Statistical analysis |  |  |  |  | Non-Lead - Other |  |  | Statistical analysis |  |  |  |  | Non-Lead
MTR_015569 | 17803 108TH AVE SE | E1/2 OF NE1/4 OF NW1/4 32-23-5 - LO T 2 KCSP 284044 |  |  | Non-Lead - Other | No |  | 0 | Installation date is after the lead ban |  |  |  |  | Non-Lead - Other |  |  | Installation date is after the lead ban |  |  |  |  | Non-Lead |  |  |  | Domestic
MTR_020184 | 19201 108TH AVE SE | NE PTN L18 PANTH LK GN T |  |  | Non-Lead Plastic | No |  | 0 | Field inspection only with no records | Yes | Visual inspection at meter pit | 2023-08-30 |  | Galvanized Requiring Replacement |  |  | Field inspection only with no records | Yes | Visual inspection at meter pit | 2023-08-30 |  | Galvanized Requiring Replacement |  |  |  | Assumed
MTR_014000 | 17115 116TH AVE SE | TL 73 SEC 29-23-5 |  |  | Non-Lead - Other | No |  | 1 | Installation date is after the lead ban |  |  |  |  | Non-Lead - Other |  |  | Installation date is after the lead ban |  |  |  |  | Non-Lead |  |  |  | Assumed
MTR_017597 | 10825 SE PETROVITSKY RD | TL132 E1/2 SEC 32-23-5 |  |  | Non-Lead - Other | Unknown |  | 0 | Statistical analysis |  |  |  |  | Non-Lead - Other |  |  | Statistical analysis |  |  |  |  | Non-Lead |  |  |  | Assumed
MTR_014001 | 16935 116TH AVE SE | TL 80 SEC 29-23-5 |  |  | Non-Lead - Other | Unknown |  | 0.75 | Statistical analysis |  |  |  |  | Non-Lead - Other |  |  | Statistical analysis |  |  |  |  | Non-Lead |  |  |  | Assumed
MTR_000201 | 20540 108TH AVE SE | TAX LOTS 39,56,97,98,100,101 & 293 S-T-R 5-22-5 |  |  | Non-Lead Plastic | No |  | 0 | Field inspection only with no records | Yes | Visual inspection at meter pit | 2023-11-30 |  | Non-Lead - Other |  |  | Installation date is after the lead ban |  |  |  |  | Non-Lead |  |  |  | Assumed
MTR_000203 | 10405 SE 172ND ST BLDGS 5-6 | LOT 150 SEC 29-23-5 |  |  | Non-Lead - Other | No |  | 1 | Installation date is after the lead ban |  |  |  |  | Non-Lead - Other |  |  | Installation date is after the lead ban |  |  |  |  | Non-Lead |  |  |  | Assumed
MTR_024100 | 10931 SE 211TH PL | BLDG #11 BENSON VIL PH#2 |  |  | Non-Lead - Other | No |  | 0 | Installation date is after the lead ban |  |  |  |  | Non-Lead - Other |  |  | Installation date is after the lead ban |  |  |  |  | Non-Lead |  |  |  | Domestic
MTR_000205 | 10405 SE 172ND ST BLDGS 9-10 | LOT 150 SEC 29-23-5 |  |  | Non-Lead - Other | No |  | 1 | Installation date is after the lead ban |  |  |  |  | Non-Lead - Other |  |  | Installation date is after the lead ban |  |  |  |  | Non-Lead |  |  |  | Assumed
MTR_000206 | 10405 SE 172ND ST BLDGS 7-8 | LOT 150 SEC 29-23-5 |  |  | Non-Lead - Other | No |  | 1 | Installation date is after the lead ban |  |  |  |  | Non-Lead - Other |  |  | Installation date is after the lead ban |  |  |  |  | Non-Lead |  |  |  | Assumed
MTR_000207 | 23811 132ND AVE BLDG O SE | BLDG O WANDERING CREEK |  |  | Non-Lead - Other | No |  | 0 | Installation date is after the lead ban |  |  |  |  | Non-Lead - Other |  |  | Installation date is after the lead ban |  |  |  |  | Non-Lead |  |  |  | Assumed
MTR_024101 | 20920 110TH AVE SE | BLDG #20 BENSON VIL PH#2 |  |  | Non-Lead - Other | No |  | 0 | Installation date is after the lead ban |  |  |  |  | Non-Lead - Other |  |  | Installation date is after the lead ban |  |  |  |  | Non-Lead |  |  |  | Domestic
MTR_000210 | 23811 132ND AVE BLDG L SE | BLDG L WANDERING CREEK |  |  | Non-Lead Plastic | No |  | 0 | Field inspection only with no records | Yes | Visual inspection at meter pit | 2023-08-30 |  | Non-Lead Plastic |  |  | Field inspection only with no records | Yes | Visual inspection at meter pit | 2023-08-30 |  | Non-Lead |  |  |  | Assumed
MTR_027229 | BLDG C SPRINKLER | BLDG C SPRINKLER |  |  | Non-Lead - Other | No |  | 1 | Installation date is after the lead ban |  |  |  |  | Non-Lead - Other |  |  | Installation date is after the lead ban |  |  |  |  | Non-Lead |  |  |  | Irrigation
MTR_014428 | 16720 116TH AVE SE | SW 1/2 LOT 93B CASCADE HILLS #5 |  |  | Non-Lead - Other | No | 2006-06-08 | 1 | Installation date is after the lead ban |  |  |  |  | Non-Lead - Other |  |  | Installation date is after the lead ban |  |  |  |  | Non-Lead |  |  |  | Domestic
MTR_023810 | 10410 SE 216TH ST | L 15 NW 8-22-5 |  |  | Non-Lead Plastic | No |  | 0 | Field inspection only with no records | Yes | Visual inspection at meter pit | 2023-08-28 |  | Galvanized Requiring Replacement |  |  | Field inspection only with no records | Yes | Visual inspection at meter pit | 2023-08-28 |  | Galvanized Requiring Replacement |  |  |  | Assumed
MTR_023394 | 10820 SE 211TH PL | BLDG 4 BENSON VILLAGE |  |  | Non-Lead - Other | No | 1978-07-26 | 0 | Installation date is after the lead ban |  |  |  |  | Non-Lead - Other |  |  | Installation date is after the lead ban |  |  |  |  | Non-Lead |  |  |  | Domestic
MTR_024102 | 20906 110TH AVE SE | BLDG #23 BENSON VIL PH#2 |  |  | Non-Lead - Other | No |  | 0 | Installation date is after the lead ban |  |  |  |  | Non-Lead - Other |  |  | Installation date is after the lead ban |  |  |  |  | Non-Lead |  |  |  | Domestic
MTR_000215 | 16015 116TH AVE SE | TL68 E1/2 SEC 20-23-5 |  |  | Non-Lead - Other | No | 2014-04-16 | 0 | Statistical analysis |  |  |  |  | Non-Lead - Other |  |  | Statistical analysis |  |  |  |  | Non-Lead |  |  |  | Domestic
MTR_024103 | 10939 SE 211TH PL | BLDG #13 BENSON VIL PH#2 |  |  | Non-Lead - Other | No |  | 0 | Installation date is after the lead ban |  |  |  |  | Non-Lead - Other |  |  | Installation date is after the lead ban |  |  |  |  | Non-Lead |  |  |  | Domestic
MTR_024104 | 20928 110TH AVE SE | BLDG #16 BENSON VIL PH#2 |  |  | Non-Lead - Other | No |  | 0 | Installation date is after the lead ban |  |  |  |  | Non-Lead - Other |  |  | Installation date is after the lead ban |  |  |  |  | Non-Lead |  |  |  | Domestic
MTR_030181 | THE BECKET- K | MISSION RIDGE - K |  |  | Non-Lead - Other | No |  | 1.5 | Installation date is after the lead ban |  |  |  |  | Non-Lead - Other |  |  | Installation date is after the lead ban |  |  |  |  | Non-Lead |  |  |  | Domestic
MTR_014003 | 10828 SE 176TH ST | TAX LOT 17-07 SEC. 29-23-5 |  |  | Non-Lead - Other | No |  | 0 | Installation date is after the lead ban |  |  |  |  | Non-Lead - Other |  |  | Installation date is after the lead ban |  |  |  |  | Non-Lead |  |  |  | Domestic
MTR_029155 | 22600 116TH AVE SE | 0708-020900 |  |  | Non-Lead - Other | No |  | 0 | Installation date is after the lead ban |  |  |  |  | Non-Lead - Other |  |  | Installation date is after the lead ban |  |  |  |  | Non-Lead |  |  |  | Assumed
MTR_000220 | 23811 132ND AVE SE BLDG S | BLDG S WANDERING CREEK |  |  | Non-Lead - Other | No |  | 0 | Installation date is after the lead ban |  |  |  |  | Non-Lead - Other |  |  | Installation date is after the lead ban |  |  |  |  | Non-Lead |  |  |  | Assumed
MTR_027230 | 13300 SE 240TH ST | 0708-024760 |  |  | Non-Lead - Other | No |  | 0 | Installation date is after the lead ban |  |  |  |  | Non-Lead - Other |  |  | Installation date is after the lead ban |  |  |  |  | Non-Lead |  |  |  | Assumed
MTR_024105 | 20919 109TH PL SE | BUILDING 21 BENSON VILLAGE #2 |  |  | Non-Lead - Other | No |  | 5.25 | Installation date is after the lead ban |  |  |  |  | Non-Lead - Other |  |  | Installation date is after the lead ban |  |  |  |  | Non-Lead |  |  |  | Hydrant
MTR_000223 | 12910 SE 240TH ST BLDG D | BLDG D WANDERING CREEK |  |  | Non-Lead - Other | No | 1984-10-01 | 4 | Installation date is after the lead ban |  |  |  |  | Non-Lead - Other |  |  | Installation date is after the lead ban |  |  |  |  | Non-Lead |  |  |  | Domestic
MTR_015570 | 10545 SE CARR RD | TL 237 SEC 32-23-5 |  |  | Non-Lead Plastic | No |  | 1 | Field inspection only with no records | Yes | Visual inspection at meter pit | 2023-08-30 |  | Galvanized Requiring Replacement |  |  | Field inspection only with no records | Yes | Visual inspection at meter pit | 2023-08-30 |  | Galvanized Requiring Replacement |  |  |  | Assumed
MTR_015571 | 10436 SE CARR RD | AZURE RIDGE APARTMENTS-BLDG C-2 |  |  | Non-Lead - Other | No | 2012-05-30 | 0 | Installation date is after the lead ban |  |  |  |  | Non-Lead - Other |  |  | Installation date is after the lead ban |  |  |  |  | Non-Lead |  |  |  | Domestic
MTR_015572 | 10436 SE CARR RD | AZURE RIDGE APARTMENTS-BLDG C-1 |  |  | Non-Lead - Other | No | 2012-05-30 | 0 | Installation date is after the lead ban |  |  |  |  | Non-Lead - Other |  |  | Installation date is after the lead ban |  |  |  |  | Non-Lead |  |  |  | Domestic
MTR_015573 | 10436 SE CARR RD | AZURE RIDGE APARTMENTS-BLDG C-4 |  |  | Non-Lead - Other | No | 2012-05-30 | 0 | Installation date is after the lead ban |  |  |  |  | Non-Lead - Other |  |  | Installation date is after the lead ban |  |  |  |  | Non-Lead |  |  |  | Domestic
MTR_015574 | 10436 SE CARR RD | AZURE RIDGE APARTMENTS-BLDG C-5 |  |  | Non-Lead - Other | No | 2012-05-30 | 0 | Installation date is after the lead ban |  |  |  |  | Non-Lead - Other |  |  | Installation date is after the lead ban |  |  |  |  | Non-Lead |  |  |  | Domestic
MTR_015575 | 10436 SE CARR RD | AZURE RIDGE APARTMENTS-BLDG C-3 |  |  | Non-Lead - Other | No | 2012-05-30 | 0 | Installation date is after the lead ban |  |  |  |  | Non-Lead - Other |  |  | Installation date is after the lead ban |  |  |  |  | Non-Lead |  |  |  | Domestic
MTR_015576 | 10436 SE CARR RD | AZURE RIDGE APARTMENTS-BLDG C-6 |  |  | Non-Lead - Other | No | 2012-05-30 | 0 | Installation date is after the lead ban |  |  |  |  | Non-Lead - Other |  |  | Installation date is after the lead ban |  |  |  |  | Non-Lead |  |  |  | Domestic
MTR_018476 | 20619 96TH AVE S | LOT 3 D.S. SHORT PLAT |  |  | Non-Lead - Other | No |  | 0 | Installation date is after the lead ban |  |  |  |  | Non-Lead Plastic |  |  | Field inspection only with no records | Yes | Visual inspection at meter pit | 2023-08-17 |  | Non-Lead |  |  |  | Domestic
MTR_018703 | 9329 S 200TH ST | ADU TAX LOT 82 S-T-R 06-22-05 |  |  | Non-Lead - Other | No |  | 0 | Installation date is after the lead ban |  |  |  |  | Non-Lead Plastic |  |  | Field inspection only with no records | Yes | Visual inspection at meter pit | 2023-01-10 |  | Non-Lead |  |  |  | Assumed
MTR_000227 | 10650 SE 174TH ST | TAX LOT 178 29-23-5 |  |  | Non-Lead - Other | No | 2013-05-12 | 0 | Installation date is after the lead ban |  |  |  |  | Non-Lead - Other |  |  | Installation date is after the lead ban |  |  |  |  | Non-Lead |  |  |  | Domestic
MTR_000228 | 2640 BENSON RD S | IRRIGATION FOR CHILDRENS INSTITUTE |  |  | Non-Lead - Other | No | 2014-10-14 | 1 | Rectified Plan |  |  |  |  | Non-Lead - Other |  |  | Statistical analysis |  |  |  |  | Non-Lead |  |  |  | Irrigation
MTR_020902 | 19005 132ND PL SE | LOT 2 SKAGEN SHORT PLAT |  |  | Non-Lead - Other | No | 2013-03-14 | 1 | Installation date is after the lead ban |  |  |  |  | Non-Lead - Other |  |  | Installation date is after the lead ban |  |  |  |  | Non-Lead |  |  |  | Domestic
MTR_022655 | 19302 120TH PL SE | LOT 5-B HANSEN SHORT PLAT PH 2 |  |  | Non-Lead - Other | No | 2014-02-13 | 0 | Installation date is after the lead ban |  |  |  |  | Non-Lead - Other |  |  | Installation date is after the lead ban |  |  |  |  | Non-Lead |  |  |  | Domestic
MTR_018483 | 20509 93RD PL S | BLDG 8 UNIT 1 COPPER RIDGE |  |  | Non-Lead - Other | No | 2014-02-18 | 0 | Installation date is after the lead ban |  |  |  |  | Non-Lead Plastic |  |  | Field inspection only with no records | Yes | Visual inspection at meter pit | 2023-01-27 |  | Non-Lead |  |  |  | Domestic
MTR_000231 | 10715 SE 174TH ST | IRRIGATION METER-MCDONALDS |  |  | Non-Lead - Other | No |  | 0.75 | Installation date is after the lead ban |  |  |  |  | Non-Lead - Other |  |  | Installation date is after the lead ban |  |  |  |  | Non-Lead |  |  |  | Assumed
MTR_000233 | 11019 SE 204TH ST | LOT 2 BLK 1 CHOW SHORT PLAT |  |  | Non-Lead - Other | No |  |  | Installation date is after the lead ban |  |  |  |  | Non-Lead - Other |  |  | Installation date is after the lead ban |  |  |  |  | Non-Lead
MTR_018486 | 20403 93RD PL S | LOT 6 UNIT 4 COPPER RIDGE |  |  | Non-Lead - Other | No | 2014-02-18 | 0 | Installation date is after the lead ban |  |  |  |  | Non-Lead - Other |  |  | Installation date is after the lead ban |  |  |  |  | Non-Lead |  |  |  | Domestic
MTR_022660 | 19218 120TH PL SE | LOT 3B HANSEN SHORT PLAT PH 1 |  |  | Non-Lead - Other | No | 2014-02-13 | 0 | Installation date is after the lead ban |  |  |  |  | Non-Lead - Other |  |  | Installation date is after the lead ban |  |  |  |  | Non-Lead |  |  |  | Domestic
MTR_000237 | 20030 100TH AVE SE |  |  |  | Non-Lead - Other | No |  | 0 | Installation date is after the lead ban |  |  |  |  | Non-Lead - Other |  |  | Installation date is after the lead ban |  |  |  |  | Non-Lead |  |  |  | Assumed
MTR_011361 | 2724 BENSON RD S | IRRIGATION-LAROSA MEADOWS |  |  | Non-Lead - Other | No | 2014-09-02 | 0 | Statistical analysis |  |  |  |  | Non-Lead - Other |  |  | Statistical analysis |  |  |  |  | Non-Lead |  |  |  | Domestic
MTR_018487 | 20601 93RD PL S | BLDG 9 UNIT 2 COPPER RIDGE |  |  | Non-Lead - Other | No | 2014-02-18 | 0 | Installation date is after the lead ban |  |  |  |  | Non-Lead - Other |  |  | Installation date is after the lead ban |  |  |  |  | Non-Lead |  |  |  | Domestic
MTR_018488 | 20601 93RD PL S | BLDG 9 UNIT 1 COPPER RIDGE |  |  | Non-Lead - Other | No | 2014-02-18 | 0 | Installation date is after the lead ban |  |  |  |  | Non-Lead - Other |  |  | Installation date is after the lead ban |  |  |  |  | Non-Lead |  |  |  | Domestic
MTR_018489 | 20616 93RD PL S | BLDG 2 UNIT 1 COPPER RIDGE |  |  | Non-Lead - Other | No | 2014-02-18 | 0 | Installation date is after the lead ban |  |  |  |  | Non-Lead - Other |  |  | Installation date is after the lead ban |  |  |  |  | Non-Lead |  |  |  | Domestic
MTR_018739 | 20701 93RD PL S | IRRIGATION METER-COPPER RIDGE |  |  | Non-Lead - Other | No | 2014-02-18 | 0 | Installation date is after the lead ban |  |  |  |  | Non-Lead - Other |  |  | Installation date is after the lead ban |  |  |  |  | Non-Lead |  |  |  | Domestic
MTR_018493 | 20509 93RD PL S | BLDG 8 UNIT 2 COPPER RIDGE |  |  | Non-Lead - Other | No | 2014-02-18 | 0 | Installation date is after the lead ban |  |  |  |  | Non-Lead - Other |  |  | Installation date is after the lead ban |  |  |  |  | Non-Lead |  |  |  | Domestic
MTR_017435 | SE 184TH ST & 121ST PL SE |  |  |  | Non-Lead - Other | No | 2010-01-14 | 0 | Statistical analysis |  |  |  |  | Non-Lead - Other |  |  | Statistical analysis |  |  |  |  | Non-Lead |  |  |  | Domestic
MTR_018498 | 20616 93RD PL S | BLDG 2 UNIT 3 COPPER RIDGE |  |  | Non-Lead - Other | No | 2014-02-18 | 0 | Installation date is after the lead ban |  |  |  |  | Non-Lead - Other |  |  | Installation date is after the lead ban |  |  |  |  | Non-Lead |  |  |  | Domestic
MTR_018980 | 18639 108TH AVE SE | LOT 2 MELROSE SHORT PLAT |  |  | Non-Lead Plastic | No |  | 0 | Field inspection only with no records | Yes | Visual inspection at meter pit | 2023-02-11 |  | Non-Lead Plastic |  |  | Field inspection only with no records | Yes | Visual inspection at meter pit | 2023-02-11 |  | Non-Lead |  |  |  | Assumed
MTR_022699 | 12232 SE 196TH ST | LOT 9 SPRINGBROOK 5 ACRE TRACTS |  |  | Non-Lead Plastic | No | 2001-03-28 | 0 | Field inspection only with no records | Yes | Visual inspection at meter pit | 2023-02-11 |  | Non-Lead Plastic |  |  | Field inspection only with no records | Yes | Visual inspection at meter pit | 2023-02-11 |  | Non-Lead |  |  |  | Assumed
MTR_017021 | 18008 114TH AVE SE | LOT 1 PHUNG II SHORT PLAT AKA GSP SP |  |  | Non-Lead - Other | No | 2009-08-12 | 0 | Installation date is after the lead ban |  |  |  |  | Non-Lead - Other |  |  | Installation date is after the lead ban |  |  |  |  | Non-Lead |  |  |  | Domestic
MTR_000261 | 11123 SE 208TH ST | INDIGO SPRINGS APTS ADDITION-IRRIGATION |  |  | Non-Lead - Other | No |  | 0 | Installation date is after the lead ban |  |  |  |  | Non-Lead - Other |  |  | Installation date is after the lead ban |  |  |  |  | Non-Lead |  |  |  | Assumed
MTR_018503 | 20609 93RD PL S | BUILDING 10 UNIT 2 COPPER RIDGE |  |  | Non-Lead - Other | No | 2014-02-18 | 0 | Installation date is after the lead ban |  |  |  |  | Non-Lead - Other |  |  | Installation date is after the lead ban |  |  |  |  | Non-Lead |  |  |  | Domestic
MTR_018504 | 20610 93RD PL S | UNIT 2 BLDG 3 COPPER RIDGE |  |  | Non-Lead - Other | No | 2014-02-18 | 0 | Installation date is after the lead ban |  |  |  |  | Non-Lead - Other |  |  | Installation date is after the lead ban |  |  |  |  | Non-Lead |  |  |  | Domestic
MTR_014004 | 10930 SE 172ND ST | REC CENTER-FIELDBROOK COMMONS |  |  | Non-Lead - Other | No | 2015-01-06 | 2 | Installation date is after the lead ban |  |  |  |  | Non-Lead - Other |  |  | Installation date is after the lead ban |  |  |  |  | Non-Lead |  |  |  | Irrigation
MTR_000269 | 13244 SE 216TH ST | TL 53 SEC. 10-22-5 |  |  | Non-Lead - Other | Unknown |  | 0 | Statistical analysis |  |  |  |  | Non-Lead - Other |  |  | Statistical analysis |  |  |  |  | Non-Lead |  |  |  | Assumed
MTR_016552 | SPRINKLER NO. OF BLDG 24 | SPRINKLER NO. OF BLDG 24 |  |  | Non-Lead - Other | No | 1987-07-22 | 1.5 | Installation date is after the lead ban |  |  |  |  | Non-Lead - Other |  |  | Installation date is after the lead ban |  |  |  |  | Non-Lead |  |  |  | Irrigation
MTR_015184 | 174TH AVE SE & SE 127TH PL | FIRE METER, BLDG 5 LAFORTUNA |  |  | Non-Lead - Other | No | 2007-05-29 | 0 | Installation date is after the lead ban |  |  |  |  | Non-Lead - Other |  |  | Installation date is after the lead ban |  |  |  |  | Non-Lead |  |  |  | Domestic
MTR_026032 | 10920 SE 208TH ST | 0708-051200 |  |  | Non-Lead - Other | No |  | 0 | Installation date is after the lead ban |  |  |  |  | Non-Lead - Other |  |  | Installation date is after the lead ban |  |  |  |  | Non-Lead |  |  |  | Domestic
MTR_000272 | 12910 SE 240TH ST BLDG F | BLDG F WANDERING CREEK |  |  | Non-Lead - Other | No |  | 0 | Installation date is after the lead ban |  |  |  |  | Non-Lead - Other |  |  | Installation date is after the lead ban |  |  |  |  | Non-Lead |  |  |  | Assumed
MTR_023395 | 21021 109TH PL SE | BLDG. 3 BENSON VILLAGE |  |  | Non-Lead - Other | No | 1978-07-26 | 0 | Installation date is after the lead ban |  |  |  |  | Non-Lead - Other |  |  | Installation date is after the lead ban |  |  |  |  | Non-Lead |  |  |  | Domestic
MTR_000275 | 23811 132ND AVE BLDG T SE | BLDG T WANDERING CREEK |  |  | Non-Lead - Other | No |  | 0 | Installation date is after the lead ban |  |  |  |  | Non-Lead - Other |  |  | Installation date is after the lead ban |  |  |  |  | Non-Lead |  |  |  | Assumed
MTR_014430 | THE BECKET - F | MISSION RIDGE - F |  |  | Non-Lead - Other | No |  | 0 | Installation date is after the lead ban |  |  |  |  | Non-Lead - Other |  |  | Installation date is after the lead ban |  |  |  |  | Non-Lead |  |  |  | Domestic
MTR_030171 | THE BECKET - H | MISSION RIDGE - H |  |  | Non-Lead - Other | No |  | 0 | Installation date is after the lead ban |  |  |  |  | Non-Lead - Other |  |  | Installation date is after the lead ban |  |  |  |  | Non-Lead |  |  |  | Domestic
MTR_016533 | SMLR CLUBHSE BTWN BLDG 3 & 4 | SMLR CLUBHSE BTWN BLDG 3 & 4 |  |  | Non-Lead - Other | No | 1987-07-22 | 0 | Installation date is after the lead ban |  |  |  |  | Non-Lead - Other |  |  | Installation date is after the lead ban |  |  |  |  | Non-Lead |  |  |  | Domestic
MTR_000276 | 23811 132ND AVE BLDG V SE | BLDG V WANDERING CREEK |  |  | Non-Lead - Other | No |  | 0 | Installation date is after the lead ban |  |  |  |  | Non-Lead - Other |  |  | Installation date is after the lead ban |  |  |  |  | Non-Lead |  |  |  | Assumed
MTR_024106 | 11358 SE 211TH LN | LOTS 39-42 BLDG 10 MEADOWGLEN CONDO |  |  | Non-Lead - Other | No |  | 0 | Installation date is after the lead ban |  |  |  |  | Non-Lead - Other |  |  | Installation date is after the lead ban |  |  |  |  | Non-Lead |  |  |  | Domestic
MTR_014432 | THE BECKET- C | MISSION RIDGE - C |  |  | Non-Lead - Other | No |  | 0 | Installation date is after the lead ban |  |  |  |  | Non-Lead - Other |  |  | Installation date is after the lead ban |  |  |  |  | Non-Lead |  |  |  | Domestic
MTR_018173 | 140TH AVE SE & SE 177TH ST | 140TH AVE SE/SE 177TH ST |  |  | Non-Lead - Other | No | 1987-04-07 | 0 | Statistical analysis |  |  |  |  | Non-Lead - Other |  |  | Statistical analysis |  |  |  |  | Non-Lead |  |  |  | Domestic
MTR_016534 | 17730 151ST AVE SE | TAX LOT 1 NW 35-23-5 |  |  | Non-Lead - Other | No | 1987-07-22 | 0 | Installation date is after the lead ban |  |  |  |  | Non-Lead - Other |  |  | Installation date is after the lead ban |  |  |  |  | Non-Lead |  |  |  | Domestic
MTR_018178 | 14011 SE 177TH ST | BLDG P PARCEL1 SP877119 |  |  | Non-Lead - Other | No | 1981-08-25 | 0 | Installation date is after the lead ban |  |  |  |  | Non-Lead - Other |  |  | Installation date is after the lead ban |  |  |  |  | Non-Lead |  |  |  | Domestic
MTR_024107 | 11353 SE 211TH LN | LOTS 71-74 BLDG 16 MEADOWGLEN CONDO |  |  | Non-Lead - Other | No |  | 0 | Installation date is after the lead ban |  |  |  |  | Non-Lead - Other |  |  | Installation date is after the lead ban |  |  |  |  | Non-Lead |  |  |  | Domestic
MTR_030182 | THE BECKET - T | MISSION RIDGE - T |  |  | Non-Lead - Other | No |  | 0 | Installation date is after the lead ban |  |  |  |  | Non-Lead - Other |  |  | Installation date is after the lead ban |  |  |  |  | Non-Lead |  |  |  | Domestic
MTR_022863 | 13055 SE 192ND ST | 0708-013570-TL41 E1/2 SEC 4-22-5 |  |  | Non-Lead - Other | No |  | 0 | Installation date is after the lead ban |  |  |  |  | Non-Lead - Other |  |  | Installation date is after the lead ban |  |  |  |  | Non-Lead |  |  |  | Assumed
MTR_014434 | 17101 120TH TER SE | TAX LOT 10 SW 28-23-5 |  |  | Non-Lead - Other | No | 1986-01-03 | 1.5 | Installation date is after the lead ban |  |  |  |  | Non-Lead - Other |  |  | Installation date is after the lead ban |  |  |  |  | Non-Lead |  |  |  | Domestic
MTR_014435 | 17110 120TH TER SE | TAX LOT 10 SW 28-23-5 |  |  | Non-Lead - Other | No | 1986-01-03 | 1.5 | Installation date is after the lead ban |  |  |  |  | Non-Lead - Other |  |  | Installation date is after the lead ban |  |  |  |  | Non-Lead |  |  |  | Domestic
MTR_016535 | 15107 SE 179TH ST | TAX LOT 1 NW 35-23-5 |  |  | Non-Lead - Other | No | 1987-07-22 | 0 | Installation date is after the lead ban |  |  |  |  | Non-Lead - Other |  |  | Installation date is after the lead ban |  |  |  |  | Non-Lead |  |  |  | Domestic
MTR_018179 | 14007 SE 177TH ST | BLDG S PARCEL1 SP877119 |  |  | Non-Lead - Other | No | 1981-08-25 | 0 | Installation date is after the lead ban |  |  |  |  | Non-Lead - Other |  |  | Installation date is after the lead ban |  |  |  |  | Non-Lead |  |  |  | Domestic
MTR_015578 | 17735 105TH PL SE | BUILDING D WESTVIEW VILLAGE APARTME NTS |  |  | Non-Lead - Other | No | 1995-08-23 | 1 | Installation date is after the lead ban |  |  |  |  | Non-Lead - Other |  |  | Installation date is after the lead ban |  |  |  |  | Non-Lead |  |  |  | Domestic
MTR_000280 | 17406 103RD AVE SE | BLDG C IRRIGATION-VISTA HIGHLANDS APTS |  |  | Non-Lead - Other | No | 2006-07-27 | 0 | Installation date is after the lead ban |  |  |  |  | Non-Lead - Other |  |  | Installation date is after the lead ban |  |  |  |  | Non-Lead |  |  |  | Irrigation
MTR_030200 | 17405 119TH LN SE | UNITS 1-8 BLDG I CASCADE PARK CONDOS |  |  | Non-Lead - Other | No |  | 0 | Installation date is after the lead ban |  |  |  |  | Non-Lead - Other |  |  | Installation date is after the lead ban |  |  |  |  | Non-Lead |  |  |  | Domestic
MTR_015579 | 17735 105TH PL SE | BUILDING A WESTVIEW VILLAGE APARTME NTS |  |  | Non-Lead - Other | No | 1995-08-23 | 1 | Installation date is after the lead ban |  |  |  |  | Non-Lead - Other |  |  | Installation date is after the lead ban |  |  |  |  | Non-Lead |  |  |  | Domestic
MTR_016536 | 15029 SE 177TH PL | TAX LOT 1 NW 35-23-5 |  |  | Non-Lead - Other | No | 1987-07-22 | 0 | Installation date is after the lead ban |  |  |  |  | Non-Lead - Other |  |  | Installation date is after the lead ban |  |  |  |  | Non-Lead |  |  |  | Domestic
MTR_014437 | 17100 120TH TER SE | TAX LOT 10 SW 28-23-5 |  |  | Non-Lead - Other | No | 1986-01-03 | 1.5 | Installation date is after the lead ban |  |  |  |  | Non-Lead - Other |  |  | Installation date is after the lead ban |  |  |  |  | Non-Lead |  |  |  | Domestic
MTR_016556 | 17713 148TH LN SE | TAX LOT 1 NW 35-23-5 |  |  | Non-Lead - Other | No | 1987-07-22 | 0 | Installation date is after the lead ban |  |  |  |  | Non-Lead - Other |  |  | Installation date is after the lead ban |  |  |  |  | Non-Lead |  |  |  | Domestic
MTR_015580 | 17735 105TH PL SE | BUILDING J WESTVIEW VILLAGE APARTME NTS |  |  | Non-Lead - Other | No | 1995-08-23 | 1 | Statistical analysis |  |  |  |  | Non-Lead - Other |  |  | Statistical analysis |  |  |  |  | Non-Lead |  |  |  | Domestic
MTR_000281 | 12910 SE 240TH ST BLDG H | BLDG H WANDERING CREEK |  |  | Non-Lead - Other | No |  | 0 | Installation date is after the lead ban |  |  |  |  | Non-Lead - Other |  |  | Installation date is after the lead ban |  |  |  |  | Non-Lead |  |  |  | Assumed
MTR_014438 | 11808 172ND LN SE | TAX LOT 10 SW 28-23-5 |  |  | Non-Lead - Other | No | 1986-01-03 | 1.5 | Installation date is after the lead ban |  |  |  |  | Non-Lead - Other |  |  | Installation date is after the lead ban |  |  |  |  | Non-Lead |  |  |  | Domestic
MTR_015581 | 17815 105TH PL SE-BLDG L | BUILDING L WESTVIEW VILLAGE |  |  | Non-Lead - Other | No | 1995-08-23 | 1 | Statistical analysis |  |  |  |  | Non-Lead - Other |  |  | Statistical analysis |  |  |  |  | Non-Lead |  |  |  | Domestic
MTR_016537 | 15015 SE 179TH ST | TAX LOT 1 NW 35-23-5 |  |  | Non-Lead - Other | No | 1987-07-22 | 0 | Installation date is after the lead ban |  |  |  |  | Non-Lead - Other |  |  | Installation date is after the lead ban |  |  |  |  | Non-Lead |  |  |  | Domestic
MTR_030183 | THE BECKET - N | MISSION RIDGE - N |  |  | Non-Lead - Other | No |  | 1.5 | Installation date is after the lead ban |  |  |  |  | Non-Lead - Other |  |  | Installation date is after the lead ban |  |  |  |  | Non-Lead |  |  |  | Domestic
MTR_015582 | 17735 105TH PL SE | BUILDING B WESTVIEW VILLAGE APARTME NTS |  |  | Non-Lead - Other | No | 1995-08-23 | 1 | Installation date is after the lead ban |  |  |  |  | Non-Lead - Other |  |  | Installation date is after the lead ban |  |  |  |  | Non-Lead |  |  |  | Domestic
MTR_000282 | 10400 SE 174TH ST BLDG C | 0708-002338 |  |  | Non-Lead - Other | Unknown |  | 1.5 | Statistical analysis |  |  |  |  | Non-Lead - Other |  |  | Statistical analysis |  |  |  |  | Non-Lead |  |  |  | Domestic
MTR_024378 | 20717 132ND AVE SE | 0708-050335-PARCEL 04 22 05 9095 |  |  | Non-Lead - Other | No | 2001-08-22 | 0 | Installation date is after the lead ban |  |  |  |  | Non-Lead - Other |  |  | Installation date is after the lead ban |  |  |  |  | Non-Lead |  |  |  | Irrigation
MTR_019397 | 10829 SE 184TH LN | TAX LOT 82 SEC32-23-5 |  |  | Non-Lead - Other | No |  | 0 | Installation date is after the lead ban |  |  |  |  | Non-Lead - Other |  |  | Installation date is after the lead ban |  |  |  |  | Non-Lead |  |  |  | Domestic
MTR_030184 | THE BECKET - J | MISSION RIDGE - J |  |  | Non-Lead - Other | No |  | 1.5 | Installation date is after the lead ban |  |  |  |  | Non-Lead - Other |  |  | Installation date is after the lead ban |  |  |  |  | Non-Lead |  |  |  | Domestic
MTR_030172 | THE BECKET - I | MISSION RIDGE - I |  |  | Non-Lead - Other | No |  | 0 | Installation date is after the lead ban |  |  |  |  | Non-Lead - Other |  |  | Installation date is after the lead ban |  |  |  |  | Non-Lead |  |  |  | Domestic
MTR_014442 | 11913 SE 175TH ST | BLDG E MADISON @ FAIRWOOD |  |  | Non-Lead - Other | No | 1986-01-14 | 0 | Installation date is after the lead ban |  |  |  |  | Non-Lead - Other |  |  | Installation date is after the lead ban |  |  |  |  | Non-Lead |  |  |  | Domestic
MTR_000285 | 20518 108TH AVE SE | TAX LOTS 39,56,97,98,100,101,293 S- T-R 5-22-5 |  |  | Non-Lead - Other | No |  | 0 | Installation date is after the lead ban |  |  |  |  | Non-Lead - Other |  |  | Installation date is after the lead ban |  |  |  |  | Non-Lead |  |  |  | Assumed
MTR_024108 | 20830 108TH AVE SE | TAX LOTS 144, 166,247 NE 8-22-5 |  |  | Non-Lead - Other | No |  | 5.25 | Installation date is after the lead ban |  |  |  |  | Non-Lead - Other |  |  | Installation date is after the lead ban |  |  |  |  | Non-Lead |  |  |  | Hydrant
MTR_000287 | 12910 SE 240TH ST BLDG E | BLDG E WANDERING CREEK |  |  | Non-Lead - Other | No | 1984-10-01 | 1.5 | Installation date is after the lead ban |  |  |  |  | Non-Lead - Other |  |  | Installation date is after the lead ban |  |  |  |  | Non-Lead |  |  |  | Fire
MTR_016557 | 17702 149TH LN SE | TAX LOT 1 NW 35-23-5 |  |  | Non-Lead - Other | No | 1987-07-22 | 0 | Installation date is after the lead ban |  |  |  |  | Non-Lead - Other |  |  | Installation date is after the lead ban |  |  |  |  | Non-Lead |  |  |  | Domestic
MTR_015583 | 17815 105TH PL SE-BLDG M | BUILDING M WESTVIEW VILLAGE |  |  | Non-Lead - Other | No | 1995-08-23 | 1 | Statistical analysis |  |  |  |  | Non-Lead - Other |  |  | Statistical analysis |  |  |  |  | Non-Lead |  |  |  | Domestic
MTR_024109 | 11335 SE 209TH LN | LOTS 27-30 BLDG 5 MEADOWGLEN CONDO |  |  | Non-Lead - Other | No |  | 0 | Installation date is after the lead ban |  |  |  |  | Non-Lead - Other |  |  | Installation date is after the lead ban |  |  |  |  | Non-Lead |  |  |  | Domestic
MTR_019398 | 10828 SE 184TH LN | TAX LOT 82 SEC 32-23-5 |  |  | Non-Lead - Other | No |  | 0 | Installation date is after the lead ban |  |  |  |  | Non-Lead - Other |  |  | Installation date is after the lead ban |  |  |  |  | Non-Lead |  |  |  | Domestic
MTR_024110 | 20814 114TH PL SE | LOTS 1-4 BLDG 1 MEADOWGLEN CONDO |  |  | Non-Lead - Other | No |  | 0 | Installation date is after the lead ban |  |  |  |  | Non-Lead - Other |  |  | Installation date is after the lead ban |  |  |  |  | Non-Lead |  |  |  | Domestic
MTR_030185 | THE BECKET - S | MISSION RIDGE - S |  |  | Non-Lead - Other | No |  | 1.5 | Installation date is after the lead ban |  |  |  |  | Non-Lead - Other |  |  | Installation date is after the lead ban |  |  |  |  | Non-Lead |  |  |  | Domestic
MTR_000291 | 12910 SE 240TH ST BLDG C | BLDG C WANDERING CREEK |  |  | Non-Lead - Other | No | 1984-10-01 | 1.5 | Installation date is after the lead ban |  |  |  |  | Non-Lead - Other |  |  | Installation date is after the lead ban |  |  |  |  | Non-Lead |  |  |  | Fire
MTR_024111 | 11346 SE 211TH LN | LOTS 47-50 BLDG 12 MEADOWGLEN CONDO |  |  | Non-Lead - Other | No |  | 0 | Installation date is after the lead ban |  |  |  |  | Non-Lead - Other |  |  | Installation date is after the lead ban |  |  |  |  | Non-Lead |  |  |  | Domestic
MTR_000293 | 23811 132ND AVE BLDG U SE | BLDG U WANDERING CREEK |  |  | Non-Lead - Other | No |  | 0 | Installation date is after the lead ban |  |  |  |  | Non-Lead - Other |  |  | Installation date is after the lead ban |  |  |  |  | Non-Lead |  |  |  | Assumed
MTR_000294 | 12910 SE 240TH ST BLDG G | BLDG G WANDERING CREEK |  |  | Non-Lead - Other | No | 1984-10-01 | 1.5 | Installation date is after the lead ban |  |  |  |  | Non-Lead - Other |  |  | Installation date is after the lead ban |  |  |  |  | Non-Lead |  |  |  | Domestic
MTR_030201 | 17311 119TH LN SE | UNITS 1-12 BLDG J CASCADE PARK CONDOS |  |  | Non-Lead - Other | No |  | 0 | Installation date is after the lead ban |  |  |  |  | Non-Lead - Other |  |  | Installation date is after the lead ban |  |  |  |  | Non-Lead |  |  |  | Domestic
MTR_023895 | 20845 108TH AVE SE | TAX LOTS 56, 194, & 219 NW 8-22-5 |  |  | Non-Lead - Other | No |  | 0 | Installation date is after the lead ban |  |  |  |  | Non-Lead - Other |  |  | Installation date is after the lead ban |  |  |  |  | Non-Lead |  |  |  | Assumed
MTR_024112 | 11340 SE 211TH LN | LOTS 51-54 BLDG 13 MEADOWGLEN CONDO |  |  | Non-Lead - Other | No |  | 0 | Installation date is after the lead ban |  |  |  |  | Non-Lead - Other |  |  | Installation date is after the lead ban |  |  |  |  | Non-Lead |  |  |  | Domestic
MTR_015584 | 17735 105TH PL SE | BLDG I WESTVIEW VILLAGE APARTMENTS |  |  | Non-Lead - Other | No | 1995-08-23 | 1 | Installation date is after the lead ban |  |  |  |  | Non-Lead - Other |  |  | Installation date is after the lead ban |  |  |  |  | Non-Lead |  |  |  | Domestic
MTR_014445 | THE BECKET - B | MISSION RIDGE - B |  |  | Non-Lead - Other | No |  | 0 | Installation date is after the lead ban |  |  |  |  | Non-Lead - Other |  |  | Installation date is after the lead ban |  |  |  |  | Non-Lead |  |  |  | Domestic
MTR_024113 | 11338 SE 209TH LN | LOT 9-12 BLDG 3 MEADOWGLEN CONDO |  |  | Non-Lead - Other | No |  | 0 | Installation date is after the lead ban |  |  |  |  | Non-Lead - Other |  |  | Installation date is after the lead ban |  |  |  |  | Non-Lead |  |  |  | Domestic
MTR_030186 | THE BECKET - V | MISSION RIDGE - V |  |  | Non-Lead - Other | No |  | 0 | Installation date is after the lead ban |  |  |  |  | Non-Lead - Other |  |  | Installation date is after the lead ban |  |  |  |  | Non-Lead |  |  |  | Domestic
MTR_024114 | MEADOW GLEN COND REC BLDG | MEADOW GLEN COND REC BLDG |  |  | Non-Lead - Other | No |  | 0 | Installation date is after the lead ban |  |  |  |  | Non-Lead - Other |  |  | Installation date is after the lead ban |  |  |  |  | Non-Lead |  |  |  | Domestic
MTR_024115 | 20929 110TH AVE SE | BLDG #15 BENSON VIL PH#2 |  |  | Non-Lead - Other | No |  | 0 | Installation date is after the lead ban |  |  |  |  | Non-Lead - Other |  |  | Installation date is after the lead ban |  |  |  |  | Non-Lead |  |  |  | Domestic
MTR_000301 | 11331 SE 209TH LN | LOTS 23-26 BLDG 4 MEADOWGLEN CONDO |  |  | Non-Lead - Other | No |  | 0 | Installation date is after the lead ban |  |  |  |  | Non-Lead - Other |  |  | Installation date is after the lead ban |  |  |  |  | Non-Lead |  |  |  | Domestic
MTR_000302 | 12910 SE 240TH ST BLDG I | BLDG I WANDERING CREEK |  |  | Non-Lead - Other | No | 1984-10-01 | 1 | Installation date is after the lead ban |  |  |  |  | Non-Lead - Other |  |  | Installation date is after the lead ban |  |  |  |  | Non-Lead |  |  |  | Domestic
MTR_030187 | THE BECKET- O | MISSION RIDGE - O |  |  | Non-Lead - Other | No |  | 1.5 | Installation date is after the lead ban |  |  |  |  | Non-Lead - Other |  |  | Installation date is after the lead ban |  |  |  |  | Non-Lead |  |  |  | Domestic
MTR_015585 | NORTH BENSON PLAZA BLDG #A | NORTH BENSON PLAZA BLDG #A |  |  | Non-Lead - Other | No | 1987-05-13 | 0.75 | Installation date is after the lead ban |  |  |  |  | Non-Lead - Other |  |  | Installation date is after the lead ban |  |  |  |  | Non-Lead |  |  |  | Domestic
MTR_016558 | 17708 149TH LN SE | TAX LOT 1 NW 35-23-5 |  |  | Non-Lead - Other | No | 1987-07-22 | 0 | Installation date is after the lead ban |  |  |  |  | Non-Lead - Other |  |  | Installation date is after the lead ban |  |  |  |  | Non-Lead |  |  |  | Domestic
MTR_024117 | 11347 SE 211TH LN | LOTS 75-78 BLDG 15 MEADOWGLEN CONDO |  |  | Non-Lead - Other | No |  | 0 | Installation date is after the lead ban |  |  |  |  | Non-Lead - Other |  |  | Installation date is after the lead ban |  |  |  |  | Non-Lead |  |  |  | Domestic
MTR_030188 | THE BECKET - Y | MISSION RIDGE - Y |  |  | Non-Lead - Other | No |  | 1 | Installation date is after the lead ban |  |  |  |  | Non-Lead - Other |  |  | Installation date is after the lead ban |  |  |  |  | Non-Lead |  |  |  | Domestic
MTR_020171 | 19238 107TH AVE SE | L3 KCSP 781089 |  |  | Non-Lead - Other | No |  | 0 | Installation date is after the lead ban |  |  |  |  | Non-Lead - Other |  |  | Installation date is after the lead ban |  |  |  |  | Non-Lead |  |  |  | Assumed
MTR_016538 | 15011 SE 179TH ST | TAX LOT 1 NW 35-23-5 |  |  | Non-Lead - Other | No | 1987-07-22 | 0 | Installation date is after the lead ban |  |  |  |  | Non-Lead - Other |  |  | Installation date is after the lead ban |  |  |  |  | Non-Lead |  |  |  | Domestic
MTR_030202 | 17413 119TH LN SE | UNITS 10-13, 20-23, 30-33 CASCADE PARK CONDOS |  |  | Non-Lead - Other | No |  | 0 | Installation date is after the lead ban |  |  |  |  | Non-Lead - Other |  |  | Installation date is after the lead ban |  |  |  |  | Non-Lead |  |  |  | Domestic
MTR_015586 | 17735 105TH PL SE | BUILDING C WESTVIEW VILLAGE APARTME NTS |  |  | Non-Lead - Other | No | 1995-08-23 | 1 | Installation date is after the lead ban |  |  |  |  | Non-Lead - Other |  |  | Installation date is after the lead ban |  |  |  |  | Non-Lead |  |  |  | Domestic
MTR_030189 | THE BECKET - G | MISSION RIDGE - G |  |  | Non-Lead - Other | No |  | 0 | Installation date is after the lead ban |  |  |  |  | Non-Lead - Other |  |  | Installation date is after the lead ban |  |  |  |  | Non-Lead |  |  |  | Assumed
MTR_015587 | 17735 105TH PL SE | RECREATION BUILDING WESTVIEW VILLAG E APARTMENTS |  |  | Non-Lead - Other | No | 1995-08-23 | 1 | Installation date is after the lead ban |  |  |  |  | Non-Lead - Other |  |  | Installation date is after the lead ban |  |  |  |  | Non-Lead |  |  |  | Domestic
MTR_016539 | 17710 151ST AVE SE | TAX LOT 1 NW 35-23-5 |  |  | Non-Lead - Other | No | 1987-07-22 | 0 | Installation date is after the lead ban |  |  |  |  | Non-Lead - Other |  |  | Installation date is after the lead ban |  |  |  |  | Non-Lead |  |  |  | Domestic
MTR_023376 | INDIGO SPRINGS APTS/REC BLDG | INDIGO SPRINGS APTS/REC BLDG |  |  | Non-Lead - Other | No | 1995-09-20 | 0 | Installation date is after the lead ban |  |  |  |  | Non-Lead - Other |  |  | Installation date is after the lead ban |  |  |  |  | Non-Lead |  |  |  | Domestic
MTR_016559 | 14909 SE 177TH PL | TAX LOT 1 NW 35-23-5 |  |  | Non-Lead - Other | No | 1987-07-22 | 0 | Installation date is after the lead ban |  |  |  |  | Non-Lead - Other |  |  | Installation date is after the lead ban |  |  |  |  | Non-Lead |  |  |  | Domestic
MTR_016540 | 17700 151ST AVE SE | TAX LOT 1 NW 35-23-5 |  |  | Non-Lead - Other | No |  | 0 | Installation date is after the lead ban |  |  |  |  | Non-Lead - Other |  |  | Installation date is after the lead ban |  |  |  |  | Non-Lead |  |  |  | Assumed
MTR_019399 | 10804 SE 184TH LN | TAX LOT 82 SEC 32-23-5 |  |  | Non-Lead - Other | No |  | 0 | Installation date is after the lead ban |  |  |  |  | Non-Lead - Other |  |  | Installation date is after the lead ban |  |  |  |  | Non-Lead |  |  |  | Domestic
MTR_000308 | 12910 SE 240TH ST BLDG K | BLDG K WANDERING CREEK |  |  | Non-Lead - Other | No | 1984-10-01 | 1.5 | Installation date is after the lead ban |  |  |  |  | Non-Lead - Other |  |  | Installation date is after the lead ban |  |  |  |  | Non-Lead |  |  |  | Domestic
MTR_019400 | 10819 SE 184TH LN | TAX LOT 82 SEC 32-23-5 |  |  | Non-Lead - Other | No |  | 0 | Installation date is after the lead ban |  |  |  |  | Non-Lead - Other |  |  | Installation date is after the lead ban |  |  |  |  | Non-Lead |  |  |  | Domestic
MTR_016560 | 17705 148TH LN SE | TAX LOT 1 NW 35-23-5 |  |  | Non-Lead - Other | No | 1987-07-22 | 0 | Installation date is after the lead ban |  |  |  |  | Non-Lead - Other |  |  | Installation date is after the lead ban |  |  |  |  | Non-Lead |  |  |  | Domestic
MTR_014451 | 11909 SE 175TH ST | BLDG A MADISON @ FAIRWOOD |  |  | Non-Lead - Other | No | 1986-01-14 | 0 | Installation date is after the lead ban |  |  |  |  | Non-Lead - Other |  |  | Installation date is after the lead ban |  |  |  |  | Non-Lead |  |  |  | Domestic
MTR_024118 | 11352 SE 211TH LN | LOTS 43-46 BLDG 11 MEADOWGLEN CONDO |  |  | Non-Lead - Other | No |  | 0 | Installation date is after the lead ban |  |  |  |  | Non-Lead - Other |  |  | Installation date is after the lead ban |  |  |  |  | Non-Lead |  |  |  | Domestic
MTR_000311 | 11500 SE 208TH ST | 0708-050607-TAX LOTS 123&225 S5-22-5 |  |  | Non-Lead Plastic | No | 2007-05-03 | 0 | Rectified Plan | Yes | Visual inspection at the meter pit | 2024-01-25 |  | Non-Lead Plastic |  |  | Field inspection only with no records | Yes | Visual inspection at the meter pit | 2024-01-25 |  | Non-Lead |  |  |  | Domestic
MTR_016561 | 14921 SE 177TH PL | TAX LOT 1 NW 35-23-5 |  |  | Non-Lead - Other | No | 1987-07-22 | 0 | Installation date is after the lead ban |  |  |  |  | Non-Lead - Other |  |  | Installation date is after the lead ban |  |  |  |  | Non-Lead |  |  |  | Domestic
MTR_014452 | 17204 118TH LN SE | TAX LOT 10 SW 28-23-5 |  |  | Non-Lead - Other | No | 1986-01-03 | 1.5 | Installation date is after the lead ban |  |  |  |  | Non-Lead - Other |  |  | Installation date is after the lead ban |  |  |  |  | Non-Lead |  |  |  | Domestic
MTR_016562 | 17716 148TH LN SE | TAX LOT 1 NW 35-23-5 |  |  | Non-Lead - Other | No | 1987-07-22 | 0 | Installation date is after the lead ban |  |  |  |  | Non-Lead - Other |  |  | Installation date is after the lead ban |  |  |  |  | Non-Lead |  |  |  | Irrigation
MTR_017862 | 17630 108TH AVE SE | 0708-010705-TL119 SEC 32-23-5 |  |  | Non-Lead - Copper | No |  | 1 | Installation date is after the lead ban | No |  |  |  | Non-Lead - Other |  |  | Installation date is after the lead ban |  |  |  |  | Non-Lead |  |  |  | Domestic
MTR_016563 | 14805 SE 179TH ST | TAX LOT 1 NW 35-23-5 |  |  | Non-Lead - Other | No | 1987-07-22 | 0 | Installation date is after the lead ban |  |  |  |  | Non-Lead - Other |  |  | Installation date is after the lead ban |  |  |  |  | Non-Lead |  |  |  | Domestic
MTR_014453 | 17303 120TH LN SE | BLDG L MADISON @ FAIRWOOD |  |  | Non-Lead - Other | No | 1986-01-14 | 0 | Installation date is after the lead ban |  |  |  |  | Non-Lead - Other |  |  | Installation date is after the lead ban |  |  |  |  | Non-Lead |  |  |  | Domestic
MTR_000312 | 23811 132ND AVE SE BLDG N | BLDG N WANDERING CREEK |  |  | Non-Lead - Other | No |  | 0 | Installation date is after the lead ban |  |  |  |  | Non-Lead - Other |  |  | Installation date is after the lead ban |  |  |  |  | Non-Lead |  |  |  | Assumed
MTR_015588 | VANTAGE GLEN-LOTS 62-67 &92-99 | VANTAGE GLEN-LOTS 62-67 &92-99 |  |  | Non-Lead - Other | No | 1984-06-14 | 1.5 | Statistical analysis |  |  |  |  | Non-Lead - Other |  |  | Statistical analysis |  |  |  |  | Non-Lead |  |  |  | Domestic
MTR_024119 | 20819 114TH PL SE | LOT 5-8 BLDG 2 MEADOWGLEN CONDO |  |  | Non-Lead - Other | No |  | 0 | Installation date is after the lead ban |  |  |  |  | Non-Lead - Other |  |  | Installation date is after the lead ban |  |  |  |  | Non-Lead |  |  |  | Domestic
MTR_016541 | 15017 SE 177TH PL | TAX LOT 1 NW 35-23-5 |  |  | Non-Lead - Other | No | 1987-07-22 | 0 | Installation date is after the lead ban |  |  |  |  | Non-Lead - Other |  |  | Installation date is after the lead ban |  |  |  |  | Non-Lead |  |  |  | Domestic
MTR_018182 | 14015 SE 177TH ST | BLDG N PARCEL1 SP877119 |  |  | Non-Lead - Other | No | 1981-08-25 | 0 | Installation date is after the lead ban |  |  |  |  | Non-Lead - Other |  |  | Installation date is after the lead ban |  |  |  |  | Non-Lead |  |  |  | Domestic
MTR_014454 | 17116 120TH TER SE | TAX LOT 10 SW 28-23-5 |  |  | Non-Lead - Other | No | 1986-01-03 | 1.5 | Installation date is after the lead ban |  |  |  |  | Non-Lead - Other |  |  | Installation date is after the lead ban |  |  |  |  | Non-Lead |  |  |  | Domestic
MTR_024121 | 20918 109TH PL SE | BLDG #19 BENSON VIL PH#2 |  |  | Non-Lead - Other | No |  | 5.25 | Installation date is after the lead ban |  |  |  |  | Non-Lead - Other |  |  | Installation date is after the lead ban |  |  |  |  | Non-Lead |  |  |  | Hydrant
MTR_030203 | 17425 119TH LN SE | UNITS 10-13, 20-23, 30-33 BLDG D CASCADE PK COND |  |  | Non-Lead - Other | No |  | 0 | Installation date is after the lead ban |  |  |  |  | Non-Lead - Other |  |  | Installation date is after the lead ban |  |  |  |  | Non-Lead |  |  |  | Domestic
MTR_023397 | 21030 109TH PL SE | BLDG#7 BENSON VILLAGE |  |  | Non-Lead - Other | No |  | 0 | Installation date is after the lead ban |  |  |  |  | Non-Lead - Other |  |  | Installation date is after the lead ban |  |  |  |  | Non-Lead |  |  |  | Assumed
MTR_014005 | 17115 116TH AVE SE | UNITS 1-5 SPRING GLEN COURT 1 |  |  | Non-Lead - Other | No |  | 1.5 | Installation date is after the lead ban |  |  |  |  | Non-Lead - Other |  |  | Installation date is after the lead ban |  |  |  |  | Non-Lead |  |  |  | Assumed
MTR_016564 | 14815 SE 179TH ST | TAX LOT 1 NW 35-23-5 |  |  | Non-Lead - Other | No | 1987-07-22 | 0 | Installation date is after the lead ban |  |  |  |  | Non-Lead - Other |  |  | Installation date is after the lead ban |  |  |  |  | Non-Lead |  |  |  | Domestic
MTR_015591 | VANTAGE GLEN-LOTS 19-28 | VANTAGE GLEN-LOTS 19-28 |  |  | Non-Lead - Other | No | 1984-06-14 | 1.5 | Statistical analysis |  |  |  |  | Non-Lead - Other |  |  | Statistical analysis |  |  |  |  | Non-Lead |  |  |  | Domestic
MTR_016565 | 15000 SE 177TH PL | TAX LOT 1 NW 35-23-5 |  |  | Non-Lead - Other | No | 1987-07-22 | 0 | Installation date is after the lead ban |  |  |  |  | Non-Lead - Other |  |  | Installation date is after the lead ban |  |  |  |  | Non-Lead |  |  |  | Domestic
MTR_000317 | 108TH AVE SE & SE 208TH ST | PANTHER LAKE SHOPPING CENTER RETAIL |  |  | Non-Lead - Other | No |  | 0 | Installation date is after the lead ban |  |  |  |  | Non-Lead - Other |  |  | Installation date is after the lead ban |  |  |  |  | Non-Lead |  |  |  | Assumed
MTR_014457 | 17112 118TH LN SE | TAX LOT 10 SW 28-23-5 |  |  | Non-Lead - Other | No | 1986-01-03 | 1.5 | Installation date is after the lead ban |  |  |  |  | Non-Lead - Other |  |  | Installation date is after the lead ban |  |  |  |  | Non-Lead |  |  |  | Domestic
MTR_015592 | 18211 108TH AVE SE | 0708-006950 |  |  | Non-Lead - Other | No | 1995-12-19 | 0 | Rectified Plan |  |  |  |  | Non-Lead - Other |  |  | Statistical analysis |  |  |  |  | Non-Lead |  |  |  | Other
MTR_016566 | 15010 SE 177TH PL | TAX LOT 1 NW 35-23-5 |  |  | Non-Lead - Other | No | 1987-07-22 | 0 | Installation date is after the lead ban |  |  |  |  | Non-Lead - Other |  |  | Installation date is after the lead ban |  |  |  |  | Non-Lead |  |  |  | Domestic
MTR_018180 | 14117 SE 177TH ST | BLDG H PARCEL1 SP877119 |  |  | Non-Lead - Other | No | 1981-08-25 | 0 | Installation date is after the lead ban |  |  |  |  | Non-Lead - Other |  |  | Installation date is after the lead ban |  |  |  |  | Non-Lead |  |  |  | Domestic
MTR_014458 | 11819 SE 171ST LN | TAX LOT 10 SW 28-23-5 |  |  | Non-Lead - Other | No | 1986-01-03 | 1.5 | Installation date is after the lead ban |  |  |  |  | Non-Lead - Other |  |  | Installation date is after the lead ban |  |  |  |  | Non-Lead |  |  |  | Domestic
MTR_014459 | 11818 SE 172ND LN | TAX LOT 10 SW 28-23-5 |  |  | Non-Lead - Other | No | 1986-01-03 | 1.5 | Installation date is after the lead ban |  |  |  |  | Non-Lead - Other |  |  | Installation date is after the lead ban |  |  |  |  | Non-Lead |  |  |  | Domestic
MTR_029156 | 22706 120TH AVE SE | TAX LOT 8 NW 16-22-5 |  |  | Non-Lead - Other | No |  | 0 | Installation date is after the lead ban |  |  |  |  | Non-Lead - Other |  |  | Installation date is after the lead ban |  |  |  |  | Non-Lead |  |  |  | Assumed
MTR_014460 | 17226 120TH TER SE | TAX LOT 10 SW 28-23-5 |  |  | Non-Lead - Other | No | 1986-01-03 | 1.5 | Installation date is after the lead ban |  |  |  |  | Non-Lead - Other |  |  | Installation date is after the lead ban |  |  |  |  | Non-Lead |  |  |  | Domestic
MTR_015593 | VANTAGE GLEN-LOTS 74-85 | VANTAGE GLEN-LOTS 74-85 |  |  | Non-Lead - Other | No | 1984-06-14 | 1.5 | Statistical analysis |  |  |  |  | Non-Lead - Other |  |  | Statistical analysis |  |  |  |  | Non-Lead |  |  |  | Domestic
MTR_014461 | 17122 120TH TER SE | TAX LOT 10 SW 28-23-5 |  |  | Non-Lead - Other | No | 1986-01-03 | 1.5 | Installation date is after the lead ban |  |  |  |  | Non-Lead - Other |  |  | Installation date is after the lead ban |  |  |  |  | Non-Lead |  |  |  | Domestic
MTR_015594 | 17735 105TH PL SE | BUILDING K WESTVIEW VILLAGE APARTME NTS |  |  | Non-Lead - Other | No | 1995-08-23 | 1 | Statistical analysis |  |  |  |  | Non-Lead - Other |  |  | Statistical analysis |  |  |  |  | Non-Lead |  |  |  | Domestic
MTR_001677 | 16321 120TH AVE SE | L 31 B 2 CASCADE HILLS 2 |  |  | Non-Lead - Other | No | 2006-08-31 | 1 | Rectified Plan |  |  |  |  | Non-Lead - Other |  |  | Statistical analysis |  |  |  |  | Non-Lead |  |  |  | Domestic
MTR_021637 | 19714 138TH AVE SE | LOT 13 STAFFORD HANSELL #11 |  |  | Non-Lead - Other | No |  | 0 | Rectified Plan | No |  |  |  | Non-Lead - Other |  |  | Installation date is after the lead ban |  |  |  |  | Non-Lead |  |  |  | Domestic
MTR_019873 | 11464 SE 191ST CT | LOT 5 WEST GLEN |  |  | Non-Lead - Other | No | 2005-10-07 | 0 | Installation date is after the lead ban |  |  |  |  | Non-Lead - Other |  |  | Installation date is after the lead ban |  |  |  |  | Non-Lead |  |  |  | Domestic
MTR_021674 | 19401 138TH AVE SE | LOT 6 ROCK CREEK |  |  | Non-Lead - Other | No |  | 0 | Rectified Plan | No |  |  |  | Non-Lead - Other |  |  | Installation date is after the lead ban |  |  |  |  | Non-Lead |  |  |  | Domestic
MTR_019849 | 11435 SE 191ST CT | LOT 1 WEST GLEN |  |  | Non-Lead - Other | No | 2005-10-07 | 0 | Installation date is after the lead ban |  |  |  |  | Non-Lead - Other |  |  | Installation date is after the lead ban |  |  |  |  | Non-Lead |  |  |  | Domestic
MTR_021822 | 19430 135TH AVE SE | LOT 12 FAIRFIELD GLEN |  |  | Non-Lead - Other | No |  | 0 | Converted CAD | No |  |  |  | Non-Lead - Other |  |  | Installation date is after the lead ban |  |  |  |  | Non-Lead |  |  |  | Domestic
MTR_019874 | 11443 SE 191ST CT | LOT 2 WEST GLEN |  |  | Non-Lead - Other | No | 2005-10-07 | 0 | Installation date is after the lead ban |  |  |  |  | Non-Lead - Other |  |  | Installation date is after the lead ban |  |  |  |  | Non-Lead |  |  |  | Domestic
MTR_021789 | 19803 134TH PL SE | LOT 32 FOREST TRAILS #2 |  |  | Non-Lead - Other | No |  | 0 | Installation date is after the lead ban |  |  |  |  | Non-Lead - Other |  |  | Installation date is after the lead ban |  |  |  |  | Non-Lead |  |  |  | Assumed
MTR_019883 | 11452 SE 191ST CT | LOT 7 WEST GLEN |  |  | Non-Lead - Other | No | 2005-10-07 | 0 | Installation date is after the lead ban |  |  |  |  | Non-Lead - Other |  |  | Installation date is after the lead ban |  |  |  |  | Non-Lead |  |  |  | Domestic
MTR_017577 | 18328 130TH AVE SE | LOT 2 FOX ESTATES |  |  | Non-Lead - Other | No | 1988-01-19 | 0 | Installation date is after the lead ban |  |  |  |  | Non-Lead - Other |  |  | Installation date is after the lead ban |  |  |  |  | Non-Lead |  |  |  | Domestic
MTR_019886 | 11470 SE 191ST CT | LOT 4 WEST GLEN |  |  | Non-Lead - Other | No | 2005-10-07 | 0 | Installation date is after the lead ban |  |  |  |  | Non-Lead - Other |  |  | Installation date is after the lead ban |  |  |  |  | Non-Lead |  |  |  | Domestic
MTR_017576 | 18320 130TH AVE SE | LOT 3 FOX ESTATES |  |  | Non-Lead - Other | No | 1988-01-19 | 0 | Installation date is after the lead ban |  |  |  |  | Non-Lead - Other |  |  | Installation date is after the lead ban |  |  |  |  | Non-Lead |  |  |  | Domestic
MTR_019887 | 11440 SE 191ST CT | LOT 9 WEST GLEN |  |  | Non-Lead - Other | No | 2005-10-07 | 0 | Installation date is after the lead ban |  |  |  |  | Non-Lead - Other |  |  | Installation date is after the lead ban |  |  |  |  | Non-Lead |  |  |  | Domestic
MTR_016242 | 16219 SE 178TH PL | LOT 56 CANDLEWOOD RIDGE #3 |  |  | Non-Lead - Other | No | 1977-07-13 | 1 | Installation date is after the lead ban |  |  |  |  | Non-Lead - Other |  |  | Installation date is after the lead ban |  |  |  |  | Non-Lead |  |  |  | Domestic
MTR_019884 | 11446 SE 191ST CT | LOT 8 WEST GLEN |  |  | Non-Lead - Other | No | 2005-10-07 | 0 | Installation date is after the lead ban |  |  |  |  | Non-Lead - Other |  |  | Installation date is after the lead ban |  |  |  |  | Non-Lead |  |  |  | Domestic
MTR_016446 | 17610 161ST AVE SE | L27 CANDLEWOOD RIDGE#1 |  |  | Non-Lead - Other | No |  | 0 | Installation date is after the lead ban |  |  |  |  | Non-Lead - Other |  |  | Installation date is after the lead ban |  |  |  |  | Non-Lead |  |  |  | Assumed
MTR_019715 | 11042 SE 187TH CT | LOT31 RUDDELLS 1ST ADDN |  |  | Non-Lead - Other | No |  | 0 | Installation date is after the lead ban |  |  |  |  | Non-Lead - Other |  |  | Installation date is after the lead ban |  |  |  |  | Non-Lead |  |  |  | Domestic
MTR_016236 | 16224 SE 178TH ST | LOT 70 CANDLEWOOD RIDGE #3 |  |  | Non-Lead - Other | No | 1977-07-13 | 1 | Installation date is after the lead ban |  |  |  |  | Non-Lead - Other |  |  | Installation date is after the lead ban |  |  |  |  | Non-Lead |  |  |  | Domestic
MTR_019710 | 18631 111TH PL SE | LOT 26 RUDDELLS #1 |  |  | Non-Lead - Other | No |  | 0 | Installation date is after the lead ban |  |  |  |  | Non-Lead - Other |  |  | Installation date is after the lead ban |  |  |  |  | Non-Lead |  |  |  | Domestic
MTR_016500 | 15920 SE 177TH ST | L89 CANDLEWOOD RIDGE #1 |  |  | Non-Lead - Other | No |  | 0 | Installation date is after the lead ban |  |  |  |  | Non-Lead - Other |  |  | Installation date is after the lead ban |  |  |  |  | Non-Lead |  |  |  | Domestic
MTR_019701 | 18632 110TH PL SE | LOT 23 RUDDELLS 1ST ADD |  |  | Non-Lead - Other | No |  | 0 | Installation date is after the lead ban |  |  |  |  | Non-Lead - Other |  |  | Installation date is after the lead ban |  |  |  |  | Non-Lead |  |  |  | Domestic
MTR_013565 | 14317 SE 192ND ST | TL 156 E 1/2/ 3-22-5 |  |  | Non-Lead - Other | Unknown |  | 0.75 | Statistical analysis |  |  |  |  | Non-Lead - Other |  |  | Statistical analysis |  |  |  |  | Non-Lead |  |  |  | Assumed
MTR_019714 | 11046 SE 187TH CT | LOT30 RUDDELLS 1ST ADDN |  |  | Non-Lead - Other | No |  | 0 | Installation date is after the lead ban |  |  |  |  | Non-Lead - Other |  |  | Installation date is after the lead ban |  |  |  |  | Non-Lead |  |  |  | Domestic
MTR_021556 | 14619 SE 192ND ST | 9931-009530 |  |  | Non-Lead - Other | Unknown |  | 0 | Statistical analysis |  |  |  |  | Non-Lead - Other |  |  | Statistical analysis |  |  |  |  | Non-Lead |  |  |  | Assumed
MTR_019755 | 18721 111TH PL SE | L8 GARDENVIEW EST |  |  | Non-Lead - Other | No |  | 0 | Installation date is after the lead ban |  |  |  |  | Non-Lead - Other |  |  | Installation date is after the lead ban |  |  |  |  | Non-Lead |  |  |  | Domestic
MTR_021343 | 14100 SE 193RD ST | LOT 10 LORI LANE |  |  | Non-Lead - Other | No |  | 0 | Installation date is after the lead ban |  |  |  |  | Non-Lead - Other |  |  | Installation date is after the lead ban |  |  |  |  | Non-Lead |  |  |  | Domestic
MTR_019646 | 11043 SE 187TH CT | LOT 32 RUDDELLS 1ST ADDN |  |  | Non-Lead - Other | No |  | 0 | Installation date is after the lead ban |  |  |  |  | Non-Lead - Other |  |  | Installation date is after the lead ban |  |  |  |  | Non-Lead |  |  |  | Domestic
MTR_021542 | 19313 143RD PL SE | TAX LOT 180 3-22-5 |  |  | Non-Lead - Other | No |  | 0 | Installation date is after the lead ban |  |  |  |  | Non-Lead - Other |  |  | Installation date is after the lead ban |  |  |  |  | Non-Lead |  |  |  | Assumed
MTR_019758 | 18817 111TH PL SE | L11 GARDENVIEW EST |  |  | Non-Lead - Other | No |  | 0 | Installation date is after the lead ban |  |  |  |  | Non-Lead - Other |  |  | Installation date is after the lead ban |  |  |  |  | Non-Lead |  |  |  | Domestic
MTR_021197 | 14728 SE 195TH PL | LOT 1 PLAT OF LAKE YOUNGS |  |  | Non-Lead - Other | No | 1997-06-19 | 0 | Installation date is after the lead ban |  |  |  |  | Non-Lead - Other |  |  | Installation date is after the lead ban |  |  |  |  | Non-Lead |  |  |  | Domestic
MTR_016061 | 16013 SE 180TH PL | LOT 11 WHITNEY PLACE |  |  | Non-Lead - Other | No | 1988-08-19 | 0 | Installation date is after the lead ban |  |  |  |  | Non-Lead - Other |  |  | Installation date is after the lead ban |  |  |  |  | Non-Lead |  |  |  | Domestic
MTR_019454 | 18801 111TH PL SE | L9 GARDENVIEW EST |  |  | Non-Lead - Other | No |  | 0 | Installation date is after the lead ban |  |  |  |  | Non-Lead - Other |  |  | Installation date is after the lead ban |  |  |  |  | Non-Lead |  |  |  | Domestic
MTR_019757 | 18809 111TH PL SE | L10 GARDENVIEW EST |  |  | Non-Lead - Other | No |  | 0 | Installation date is after the lead ban |  |  |  |  | Non-Lead - Other |  |  | Installation date is after the lead ban |  |  |  |  | Non-Lead |  |  |  | Domestic
MTR_016752 | 15513 SE 183RD DR | L24 CARRIAGEWOOD #6 |  |  | Non-Lead - Other | No | 1983-08-01 | 0 | Installation date is after the lead ban |  |  |  |  | Non-Lead - Other |  |  | Installation date is after the lead ban |  |  |  |  | Non-Lead |  |  |  | Domestic
MTR_021198 | 14714 SE 195TH PL | LOT 2 PLAT OF LAKE YOUNGS |  |  | Non-Lead - Other | No | 1997-06-19 | 0 | Installation date is after the lead ban |  |  |  |  | Non-Lead - Other |  |  | Installation date is after the lead ban |  |  |  |  | Non-Lead |  |  |  | Domestic
MTR_016192 | 17727 163RD PL SE | LOT 102 CANDLEWOOD RIDGE #3 |  |  | Non-Lead - Plastic | No | 1977-07-13 | 1 | Rectified Plan | No |  |  |  | Non-Lead - Other |  |  | Installation date is after the lead ban |  |  |  |  | Non-Lead |  |  |  | Domestic
MTR_021465 | 14610 SE 198TH ST | LOT 11 RUDDELLS 3RD ADD |  |  | Non-Lead - Other | No |  | 0 | Installation date is after the lead ban |  |  |  |  | Non-Lead - Other |  |  | Installation date is after the lead ban |  |  |  |  | Non-Lead |  |  |  | Domestic
MTR_019683 | 18630 111TH PL SE | LOT41 RUDDELLS 1ST ADDN |  |  | Non-Lead - Other | No |  | 0 | Installation date is after the lead ban |  |  |  |  | Non-Lead - Other |  |  | Installation date is after the lead ban |  |  |  |  | Non-Lead |  |  |  | Domestic
MTR_024408 | 20350 131ST PL SE | LOT 2 GREYSTONE |  |  | Non-Lead - Other | No | 1995-08-03 | 0 | Installation date is after the lead ban |  |  |  |  | Non-Lead - Other |  |  | Installation date is after the lead ban |  |  |  |  | Non-Lead |  |  |  | Domestic
MTR_019583 | 11224 SE 186TH LN | LOT 322 SMITH SHORT PLAT #32-23-5 |  |  | Non-Lead - Other | No |  | 0 | Installation date is after the lead ban |  |  |  |  | Non-Lead - Other |  |  | Installation date is after the lead ban |  |  |  |  | Non-Lead |  |  |  | Domestic
MTR_021457 | 19720 147TH AVE SE | LOT 3 RUDDELLS 3RD ADD |  |  | Non-Lead - Other | No |  | 0 | Installation date is after the lead ban |  |  |  |  | Non-Lead - Other |  |  | Installation date is after the lead ban |  |  |  |  | Non-Lead |  |  |  | Domestic
MTR_019732 | 18818 111TH PL SE | LOT 7 GARDENVIEW ESTATES |  |  | Non-Lead - Other | No |  | 0 | Installation date is after the lead ban |  |  |  |  | Non-Lead - Other |  |  | Installation date is after the lead ban |  |  |  |  | Non-Lead |  |  |  | Domestic
MTR_021462 | 14632 SE 198TH ST | LOT 8 RUDDELLS 3RD ADD |  |  | Non-Lead - Other | No |  | 0 | Installation date is after the lead ban |  |  |  |  | Non-Lead - Other |  |  | Installation date is after the lead ban |  |  |  |  | Non-Lead |  |  |  | Domestic
MTR_019750 | 18718 111TH PL SE | L1 GARDENVIEW EST |  |  | Non-Lead - Other | No |  | 0 | Installation date is after the lead ban |  |  |  |  | Non-Lead - Other |  |  | Installation date is after the lead ban |  |  |  |  | Non-Lead |  |  |  | Domestic
MTR_024635 | 20119 128TH AVE SE | LOT 25 LINDA HIGHLANDS |  |  | Non-Lead - Other | No |  | 0 | Installation date is after the lead ban |  |  |  |  | Non-Lead - Other |  |  | Installation date is after the lead ban |  |  |  |  | Non-Lead |  |  |  | Domestic
MTR_019752 | 18654 111TH PL SE | LOT37 RUDDELLS 1ST ADDN |  |  | Non-Lead - Other | No |  | 0 | Installation date is after the lead ban |  |  |  |  | Non-Lead - Other |  |  | Installation date is after the lead ban |  |  |  |  | Non-Lead |  |  |  | Domestic
MTR_012570 | 18218 168TH WAY SE | LOT 29 TROVITSKY PARK 2 |  |  | Non-Lead - Other | No | 2003-03-14 | 4 | Rectified Plan | No |  |  |  | Non-Lead - Other |  |  | Installation date is after the lead ban |  |  |  |  | Non-Lead |  |  |  | Domestic
MTR_019682 | 18636 111TH PL SE | LOT40 RUDDELLS 1ST ADDN |  |  | Non-Lead - Other | No |  | 0 | Installation date is after the lead ban |  |  |  |  | Non-Lead - Other |  |  | Installation date is after the lead ban |  |  |  |  | Non-Lead |  |  |  | Domestic
MTR_011298 | 16406 109TH AVE SE | WEST 1/4 OF LOT 1 BLOCK 7 AKERS FAR MS #6 |  |  | Non-Lead - Other | No |  | 0 | Installation date is after the lead ban |  |  |  |  | Non-Lead - Other |  |  | Installation date is after the lead ban |  |  |  |  | Non-Lead |  |  |  | Assumed
MTR_019422 | 18924 114TH CT SE | LOT 27 CHINQUAPIN RIDGE |  |  | Non-Lead - Other | No | 1995-09-19 | 0 | Installation date is after the lead ban |  |  |  |  | Non-Lead - Other |  |  | Installation date is after the lead ban |  |  |  |  | Non-Lead |  |  |  | Domestic
MTR_014159 | 17529 110TH LN SE | LOT 12 PALM COURT |  |  | Non-Lead - Plastic | No | 1998-06-18 | 1 | Rectified Plan |  |  |  |  | Non-Lead - Other |  |  | Installation date is after the lead ban |  |  |  |  | Non-Lead |  |  |  | Domestic
MTR_019418 | 18918 114TH CT SE | LOT 28 CHINQUAPIN RIDGE |  |  | Non-Lead - Other | No | 1995-09-19 | 0 | Installation date is after the lead ban |  |  |  |  | Non-Lead - Other |  |  | Installation date is after the lead ban |  |  |  |  | Non-Lead |  |  |  | Domestic
MTR_011161 | 11445 SE 162ND ST | LOT 1 KING COUNTY SHORT PLAT #78108 2 |  |  | Non-Lead Plastic | Unknown |  | 0 | Converted CAD | Yes | Visual inspection at the meter pit | 2024-02-06 |  | Non-Lead Plastic |  |  | Field inspection only with no records | Yes | Visual inspection at the meter pit | 2024-02-06 |  | Non-Lead |  |  |  | Domestic
MTR_016450 | 17826 161ST AVE SE | L16 CANDLEWOOD RIDGE #1 |  |  | Non-Lead - Other | No |  | 0 | Installation date is after the lead ban |  |  |  |  | Non-Lead - Other |  |  | Installation date is after the lead ban |  |  |  |  | Non-Lead |  |  |  | Domestic
MTR_011174 | 11438 SE 164TH ST | E 1/2 LESS S 100 OF W 75 L 2 B 4 |  |  | Non-Lead - Other | Unknown |  | 0 | Statistical analysis |  |  |  |  | Non-Lead - Other |  |  | Statistical analysis |  |  |  |  | Non-Lead |  |  |  | Assumed
MTR_016314 | 15606 SE 178TH ST | LOT 43 CANDLEWOOD RIDGE #2 |  |  | Non-Lead - Other | No | 1976-05-06 | 0 | Installation date is after the lead ban |  |  |  |  | Non-Lead - Other |  |  | Installation date is after the lead ban |  |  |  |  | Non-Lead |  |  |  | Domestic
MTR_007536 | 12325 SE 167TH ST | L 79 CASCADE HILLS 7 |  |  | Non-Lead - Other | No | 2019-08-05 | 1 | Rectified Plan |  |  |  |  | Non-Lead - Other |  |  | Statistical analysis |  |  |  |  | Non-Lead |  |  |  | Domestic
MTR_016419 | 15916 SE 179TH ST | LOT 111 CANDLEWOOD RIDGE #1 |  |  | Non-Lead - Other | No |  | 0 | Installation date is after the lead ban |  |  |  |  | Non-Lead - Other |  |  | Installation date is after the lead ban |  |  |  |  | Non-Lead |  |  |  | Domestic
MTR_009599 | 11916 SE 167TH ST | L 31 CASCADE HILLS 6 |  |  | Non-Lead - Other | No | 2019-08-05 | 0.75 | Rectified Plan |  |  |  |  | Non-Lead - Other |  |  | Statistical analysis |  |  |  |  | Non-Lead |  |  |  | Assumed
MTR_016890 | 15234 SE 176TH PL | LOT 50 CANDLEWOOD RIDGE #5 |  |  | Non-Lead - Other | No | 1978-02-01 | 0 | Installation date is after the lead ban |  |  |  |  | Non-Lead - Other |  |  | Installation date is after the lead ban |  |  |  |  | Non-Lead |  |  |  | Domestic
MTR_012421 | 17727 SE 173RD PL | LOT 1 KCSP #683028 |  |  | Non-Lead - Other | No |  | 0.75 | Installation date is after the lead ban |  |  |  |  | Non-Lead - Other |  |  | Installation date is after the lead ban |  |  |  |  | Non-Lead |  |  |  | Other
MTR_019450 | 18902 113TH WAY SE | LOT 30 CHINQUAPIN RIDGE |  |  | Non-Lead - Other | No | 1995-09-19 | 0 | Installation date is after the lead ban |  |  |  |  | Non-Lead - Other |  |  | Installation date is after the lead ban |  |  |  |  | Non-Lead |  |  |  | Domestic
MTR_012646 | 17408 E LK DESIRE DR SE | LOT 1 KING COUNTY SHORT PLAT #68302 9 |  |  | Non-Lead - Plastic | No | 2010-01-19 | 1 | Rectified Plan |  |  |  |  | Non-Lead - Other |  |  | Installation date is after the lead ban |  |  |  |  | Non-Lead |  |  |  | Domestic
MTR_019882 | 18824 113TH WAY SE | LOT 32 CHINQUAPIN RIDGE |  |  | Non-Lead - Other | No | 1995-09-19 | 0 | Installation date is after the lead ban |  |  |  |  | Non-Lead - Other |  |  | Installation date is after the lead ban |  |  |  |  | Non-Lead |  |  |  | Domestic
MTR_012644 | 17416 E LK DESIRE DR SE | LOT 2 KING COUNTY SHORT PLAT S90S01 |  |  | Non-Lead - Plastic | No | 2010-01-19 | 1 | Rectified Plan |  |  |  |  | Non-Lead - Other |  |  | Installation date is after the lead ban |  |  |  |  | Non-Lead |  |  |  | Domestic
MTR_019437 | 18908 113TH WAY SE | LOT 29 CHINQUAPIN RIDGE |  |  | Non-Lead - Other | No | 1995-09-19 | 0 | Installation date is after the lead ban |  |  |  |  | Non-Lead - Other |  |  | Installation date is after the lead ban |  |  |  |  | Non-Lead |  |  |  | Domestic
MTR_012643 | 17422 E LK DESIRE DR SE | 9929-003420 |  |  | Non-Lead - Plastic | No | 2010-01-19 | 1 | Rectified Plan |  |  |  |  | Non-Lead - Other |  |  | Statistical analysis |  |  |  |  | Non-Lead |  |  |  | Domestic
MTR_019424 | 18830 113TH WAY SE | LOT 31 CHINQUAPIN RIDGE |  |  | Non-Lead - Other | No | 1995-09-19 | 0 | Installation date is after the lead ban |  |  |  |  | Non-Lead - Other |  |  | Installation date is after the lead ban |  |  |  |  | Non-Lead |  |  |  | Domestic
MTR_012642 | 17460 E LK DESIRE DR SE | 9929-003410 |  |  | Non-Lead - Plastic | No | 2010-01-19 | 1 | Rectified Plan |  |  |  |  | Non-Lead - Other |  |  | Installation date is after the lead ban |  |  |  |  | Non-Lead |  |  |  | Domestic
MTR_006196 | 16220 122ND AVE SE | L20 BLK5 CASCADE HILLS#3 |  |  | Non-Lead - Other | No | 2007-07-01 | 1 | Rectified Plan |  |  |  |  | Non-Lead - Other |  |  | Statistical analysis |  |  |  |  | Non-Lead |  |  |  | Domestic
MTR_012641 | 17610 E LK DESIRE DR SE | TAX LOT 88 36-23-5 |  |  | Non-Lead - Plastic | No | 2010-01-19 | 1 | Rectified Plan |  |  |  |  | Non-Lead - Other |  |  | Installation date is after the lead ban |  |  |  |  | Non-Lead |  |  |  | Domestic
MTR_010396 | 12118 SE 161ST ST | L6 BLK4 CASCADE HILLS #3 |  |  | Non-Lead - Other | No | 2007-07-01 | 1 | Rectified Plan |  |  |  |  | Non-Lead - Other |  |  | Statistical analysis |  |  |  |  | Non-Lead |  |  |  | Domestic
MTR_014261 | 17032 110TH PL SE | LOT 40 THRESHOLD I |  |  | Non-Lead - Other | No | 1995-08-21 | 1 | Rectified Plan | No |  |  |  | Non-Lead - Other |  |  | Installation date is after the lead ban |  |  |  |  | Non-Lead |  |  |  | Domestic
MTR_019091 | 10042 SE 190TH ST | L3 HI VIEW HTS |  |  | Non-Lead - Other | No |  | 0 | Installation date is after the lead ban |  |  |  |  | Non-Lead - Other |  |  | Installation date is after the lead ban |  |  |  |  | Non-Lead |  |  |  | Assumed
MTR_015096 | 12002 SE 157TH PL | L1 B2 CASCADE VILLAGE 1 |  |  | Non-Lead - Other | No | 2014-04-16 | 1 | Rectified Plan |  |  |  |  | Non-Lead - Other |  |  | Statistical analysis |  |  |  |  | Non-Lead |  |  |  | Domestic
MTR_017309 | 17629 110TH AVE SE | L21 MELRIDGE ADD. |  |  | Non-Lead - Other | No | 2011-08-10 | 1 | Rectified Plan |  |  |  |  | Non-Lead - Other |  |  | Statistical analysis |  |  |  |  | Non-Lead |  |  |  | Domestic
MTR_021101 | 18807 135TH AVE SE | LOT 22 CEDAR ESTATES |  |  | Non-Lead - Other | No | 1984-04-04 | 0 | Installation date is after the lead ban |  |  |  |  | Non-Lead - Other |  |  | Installation date is after the lead ban |  |  |  |  | Non-Lead |  |  |  | Domestic
MTR_019675 | 18618 112TH AVE SE | TAX LOT 233 S-T-R 32-23-5 |  |  | Non-Lead - Other | No |  | 0 | Installation date is after the lead ban |  |  |  |  | Non-Lead - Other |  |  | Installation date is after the lead ban |  |  |  |  | Non-Lead |  |  |  | Domestic
MTR_019112 | 19121 104TH PL SE | LOT 22 EAGLEBROOK |  |  | Non-Lead - Other | No |  | 0 | Installation date is after the lead ban |  |  |  |  | Non-Lead - Other |  |  | Installation date is after the lead ban |  |  |  |  | Non-Lead |  |  |  | Assumed
MTR_019521 | 11211 SE 186TH ST | L 7 B 4 WALHAVEN |  |  | Non-Lead - Other | No |  | 0 | Installation date is after the lead ban |  |  |  |  | Non-Lead - Other |  |  | Installation date is after the lead ban |  |  |  |  | Non-Lead |  |  |  | Domestic
MTR_003247 | 16222 123RD AVE SE | L7 BLK5 CASCADE HILLS #3 |  |  | Non-Lead - Other | No | 2007-07-01 | 0 | Rectified Plan |  |  |  |  | Non-Lead - Other |  |  | Statistical analysis |  |  |  |  | Non-Lead |  |  |  | Domestic
MTR_016353 | 17837 157TH AVE SE | L60 CANDLEWOOD RIDGE #2 |  |  | Non-Lead - Other | No | 1976-05-06 | 0 | Installation date is after the lead ban |  |  |  |  | Non-Lead - Other |  |  | Installation date is after the lead ban |  |  |  |  | Non-Lead |  |  |  | Domestic
MTR_004309 | 19650 108TH AVE SE | 0708-051365 |  |  | Non-Lead - Other | Unknown |  | 0.75 | Statistical analysis |  |  |  |  | Non-Lead - Other |  |  | Statistical analysis |  |  |  |  | Non-Lead |  |  |  | Assumed
MTR_016039 | 18614 179TH PL SE | LOT 15 BLK 2 LAKE DESIRE VIEW (NORT H 200') |  |  | Non-Lead - Other | No | 2010-01-21 | 0 | Installation date is after the lead ban |  |  |  |  | Non-Lead - Other |  |  | Installation date is after the lead ban |  |  |  |  | Non-Lead |  |  |  | Domestic
MTR_012422 | 17743 SE 173RD PL | LOT 2 KCSP 683029 |  |  | Non-Lead - Other | No |  | 0.75 | Installation date is after the lead ban |  |  |  |  | Non-Lead - Other |  |  | Installation date is after the lead ban |  |  |  |  | Non-Lead |  |  |  | Other
MTR_017035 | 17712 112TH AVE SE | LOT 14 ORCHARD PARK II |  |  | Non-Lead - Other | No | 1995-09-05 | 0 | Rectified Plan |  |  |  |  | Non-Lead - Other |  |  | Statistical analysis |  |  |  |  | Non-Lead |  |  |  | Domestic
MTR_012424 | 17750 SE 173RD PL | LOT 4 KCSP #683029 |  |  | Non-Lead - Other | No |  | 0.75 | Installation date is after the lead ban |  |  |  |  | Non-Lead - Other |  |  | Installation date is after the lead ban |  |  |  |  | Non-Lead |  |  |  | Other
MTR_021283 | 19406 146TH AVE SE | L5 FAIRWOOD GLEN |  |  | Non-Lead - Other | No |  | 0 | Installation date is after the lead ban |  |  |  |  | Non-Lead - Other |  |  | Installation date is after the lead ban |  |  |  |  | Non-Lead |  |  |  | Domestic
MTR_012425 | 17751 SE 173 PL | LOT 4 KCSP #683028 |  |  | Non-Lead - Other | No |  | 0.75 | Installation date is after the lead ban |  |  |  |  | Non-Lead - Other |  |  | Installation date is after the lead ban |  |  |  |  | Non-Lead |  |  |  | Other
MTR_017260 | 17940 110TH PL SE | LOT 2 SERENITY RIDGE |  |  | Non-Lead - Other | No | 2001-07-10 | 0 | Installation date is after the lead ban |  |  |  |  | Non-Lead - Other |  |  | Installation date is after the lead ban |  |  |  |  | Non-Lead |  |  |  | Domestic
MTR_012420 | 17741 SE 173RD PL | LOT 3 KCSP #683028 |  |  | Non-Lead - Other | No |  | 0.75 | Installation date is after the lead ban |  |  |  |  | Non-Lead - Other |  |  | Installation date is after the lead ban |  |  |  |  | Non-Lead |  |  |  | Other
MTR_017268 | 17905 116TH AVE SE | TL 180 E1/2 32-23-5 |  |  | Non-Lead - Other | Unknown |  | 0 | Statistical analysis |  |  |  |  | Non-Lead - Other |  |  | Statistical analysis |  |  |  |  | Non-Lead |  |  |  | Domestic
MTR_012645 | 17340 E LK DESIRE DR SE | 9929-003500 |  |  | Non-Lead - Plastic | No | 2010-01-19 | 1 | Rectified Plan |  |  |  |  | Non-Lead - Other |  |  | Statistical analysis |  |  |  |  | Non-Lead |  |  |  | Domestic
MTR_015774 | 14032 SE 192ND ST | TAX LOT 39 34-23-5 |  |  | Non-Lead - Other | No |  | 0 | Installation date is after the lead ban |  |  |  |  | Non-Lead - Other |  |  | Installation date is after the lead ban |  |  |  |  | Non-Lead |  |  |  | Domestic
MTR_012423 | 17752 SE 173RD PL | LOT 3 KCSP #683029 |  |  | Non-Lead - Other | No |  | 0.75 | Installation date is after the lead ban |  |  |  |  | Non-Lead - Other |  |  | Installation date is after the lead ban |  |  |  |  | Non-Lead |  |  |  | Other
MTR_015745 | 18433 143RD CT SE | LOT 13 FAIRWOOD POND ESTATES |  |  | Non-Lead - Other | No | 1989-02-10 | 0 | Installation date is after the lead ban |  |  |  |  | Non-Lead - Other |  |  | Installation date is after the lead ban |  |  |  |  | Non-Lead |  |  |  | Domestic
MTR_014186 | 11011 SE 173RD ST | L4 ERICKSONS SPRING GLEN |  |  | Non-Lead - Other | Unknown |  | 1 | Statistical analysis |  |  |  |  | Non-Lead - Other |  |  | Statistical analysis |  |  |  |  | Non-Lead |  |  |  | Domestic
MTR_014150 | 17505 110TH LN SE | LOT 15 PALM COURT TOWNHOMES |  |  | Non-Lead - Plastic | No | 1998-06-18 | 1 | Rectified Plan |  |  |  |  | Non-Lead - Other |  |  | Installation date is after the lead ban |  |  |  |  | Non-Lead |  |  |  | Domestic
MTR_015916 | 14411 SE 184TH PL | LOT 22 FAIRWOOD FIRS #2 |  |  | Non-Lead - Other | No | 1988-09-27 | 0 | Installation date is after the lead ban |  |  |  |  | Non-Lead - Other |  |  | Installation date is after the lead ban |  |  |  |  | Non-Lead |  |  |  | Domestic
MTR_011539 | 16376 130TH AVE SE | L 88 FAIRWOOD 9 |  |  | Non-Lead - Other | No | 2007-10-01 | 0 | Installation date is after the lead ban |  |  |  |  | Non-Lead - Other |  |  | Installation date is after the lead ban |  |  |  |  | Non-Lead |  |  |  | Domestic
MTR_018232 | 14104 SE 180TH PL | LOT 47 FAIRWOOD FIRS #1 |  |  | Non-Lead - Other | No | 1986-05-01 | 0 | Installation date is after the lead ban |  |  |  |  | Non-Lead - Other |  |  | Installation date is after the lead ban |  |  |  |  | Non-Lead |  |  |  | Domestic
MTR_011545 | 16371 130TH AVE SE | L 94 FAIRWOOD 9 |  |  | Non-Lead - Other | No | 2007-10-01 | 0 | Installation date is after the lead ban |  |  |  |  | Non-Lead - Other |  |  | Installation date is after the lead ban |  |  |  |  | Non-Lead |  |  |  | Domestic
MTR_018153 | 18161 145TH AVE SE | L23 CARRIAGE LANE #3 |  |  | Non-Lead - Other | No | 2004-04-02 | 0 | Installation date is after the lead ban |  |  |  |  | Non-Lead - Other |  |  | Installation date is after the lead ban |  |  |  |  | Non-Lead |  |  |  | Domestic
MTR_029672 | 10901 SE 227TH PL | L6 CLARKS GLEN |  |  | Non-Lead - Other | Unknown |  | 0 | Statistical analysis |  |  |  |  | Non-Lead - Other |  |  | Statistical analysis |  |  |  |  | Non-Lead |  |  |  | Domestic
MTR_018331 | 14509 SE 183RD ST | L19 CARRIAGE LANE #3 |  |  | Non-Lead - Other | No | 1966-05-24 | 0 | Installation date is after the lead ban |  |  |  |  | Non-Lead - Other |  |  | Installation date is after the lead ban |  |  |  |  | Non-Lead |  |  |  | Domestic
MTR_028036 | 22153 123RD AVE SE | LOT 19 GLENCARIN SOUTH |  |  | Non-Lead - Other | No |  | 0 | Installation date is after the lead ban |  |  |  |  | Non-Lead - Other |  |  | Installation date is after the lead ban |  |  |  |  | Non-Lead |  |  |  | Domestic
MTR_021692 | 19803 138TH AVE SE | L39 STAFFORD HANSELL 11 |  |  | Non-Lead - Other | No |  | 0 | Rectified Plan | No |  |  |  | Non-Lead - Other |  |  | Installation date is after the lead ban |  |  |  |  | Non-Lead |  |  |  | Domestic
MTR_012633 | 18051 E LK DESIRE DR SE | 9929-002730 |  |  | Non-Lead - Plastic | No | 2010-01-19 | 1 | Rectified Plan |  |  |  |  | Non-Lead - Other |  |  | Statistical analysis |  |  |  |  | Non-Lead |  |  |  | Domestic
MTR_021696 | 19909 138TH AVE SE | L 43 STAFFORD HANSELL#11 |  |  | Non-Lead - Other | No |  | 0 | Rectified Plan | No |  |  |  | Non-Lead - Other |  |  | Installation date is after the lead ban |  |  |  |  | Non-Lead |  |  |  | Domestic
MTR_016981 | 15337 SE 178TH ST | LOT 65 CANDLEWOOD RIDGE #4 |  |  | Non-Lead - Other | No | 1977-07-01 | 0 | Installation date is after the lead ban |  |  |  |  | Non-Lead - Other |  |  | Installation date is after the lead ban |  |  |  |  | Non-Lead |  |  |  | Domestic
MTR_016857 | 17717 153RD AVE SE | LOT 36 CANDLEWOOD RIDGE #5 |  |  | Non-Lead - Other | No | 1978-02-01 | 0 | Installation date is after the lead ban |  |  |  |  | Non-Lead - Other |  |  | Installation date is after the lead ban |  |  |  |  | Non-Lead |  |  |  | Domestic
MTR_012635 | 18008 E LAKE DESIRE DR SE | TAX LOT 71 NE 36-23-5 |  |  | Non-Lead - Plastic | No | 2010-01-19 | 1 | Rectified Plan |  |  |  |  | Non-Lead - Other |  |  | Installation date is after the lead ban |  |  |  |  | Non-Lead |  |  |  | Domestic
MTR_024646 | 20112 128TH AVE SE | L36 LINDA HIGHLANDS |  |  | Non-Lead - Other | No |  | 0 | Installation date is after the lead ban |  |  |  |  | Non-Lead - Other |  |  | Installation date is after the lead ban |  |  |  |  | Non-Lead |  |  |  | Domestic
MTR_012634 | 18059 E LK DESIRE DR SE | 9929-002740 |  |  | Non-Lead - Plastic | No | 2010-01-19 | 1 | Rectified Plan |  |  |  |  | Non-Lead - Other |  |  | Statistical analysis |  |  |  |  | Non-Lead |  |  |  | Domestic
MTR_016903 | 15311 SE 179TH ST | LOT 74 CANDLEWOOD RIDGE #5 |  |  | Non-Lead - Other | No | 1978-02-01 | 0 | Installation date is after the lead ban |  |  |  |  | Non-Lead - Other |  |  | Installation date is after the lead ban |  |  |  |  | Non-Lead |  |  |  | Domestic
MTR_012664 | 17826 E LK DESIRE DR SE | 9929-003200 |  |  | Non-Lead - Plastic | No | 2010-01-19 | 1 | Rectified Plan |  |  |  |  | Non-Lead - Other |  |  | Installation date is after the lead ban |  |  |  |  | Non-Lead |  |  |  | Domestic
MTR_021478 | 19527 145TH AVE SE | L24 RUDELLS 3RD ADDITION |  |  | Non-Lead - Other | No |  | 0 | Installation date is after the lead ban |  |  |  |  | Non-Lead - Other |  |  | Installation date is after the lead ban |  |  |  |  | Non-Lead |  |  |  | Domestic
MTR_012637 | 17804 E LK DESIRE DR SE | 9929-003290 |  |  | Non-Lead - Copper | No | 2010-01-19 | 1 | Rectified Plan | No |  |  |  | Non-Lead - Other |  |  | Installation date is after the lead ban |  |  |  |  | Non-Lead |  |  |  | Domestic
MTR_021421 | 19607 143RD PL SE | LOT 46 RUDDELLS 3RD ADD |  |  | Non-Lead - Other | No |  | 0 | Installation date is after the lead ban |  |  |  |  | Non-Lead - Other |  |  | Installation date is after the lead ban |  |  |  |  | Non-Lead |  |  |  | Domestic
MTR_012638 | 17706 E LK DESIRE DR SE | TL 70 SEC 36-23-5 |  |  | Non-Lead - Plastic | No | 2010-01-19 | 1 | Rectified Plan |  |  |  |  | Non-Lead - Other |  |  | Installation date is after the lead ban |  |  |  |  | Non-Lead |  |  |  | Domestic
MTR_024822 | 14211 SE 201ST ST | L2 BLK4 FOWLERS ADD. |  |  | Non-Lead - Other | Unknown |  | 0 | Statistical analysis |  |  |  |  | Non-Lead - Other |  |  | Statistical analysis |  |  |  |  | Non-Lead |  |  |  | Assumed
MTR_017127 | 11008 SE 183RD PL | LOT 28 MAPLE GLEN |  |  | Non-Lead - Other | No | 1977-03-18 | 0 | Installation date is after the lead ban |  |  |  |  | Non-Lead - Other |  |  | Installation date is after the lead ban |  |  |  |  | Non-Lead |  |  |  | Domestic
MTR_021801 | 13328 SE 198TH ST | LOT 44 FOREST TRAILS #2 |  |  | Non-Lead - Other | No |  | 0 | Installation date is after the lead ban |  |  |  |  | Non-Lead - Other |  |  | Installation date is after the lead ban |  |  |  |  | Non-Lead |  |  |  | Domestic
MTR_028197 | 22217 129TH PL SE | LOT 9 MATHESON PARK #1 |  |  | Non-Lead - Other | No | 1995-07-21 | 0 | Installation date is after the lead ban |  |  |  |  | Non-Lead - Other |  |  | Installation date is after the lead ban |  |  |  |  | Non-Lead |  |  |  | Domestic
MTR_020172 | 19329 108TH AVE SE | PORTION OF LOT 18 PANTHER LAKE GARD |  |  | Non-Lead - Other | Unknown |  | 0 | Statistical analysis |  |  |  |  | Non-Lead - Other |  |  | Statistical analysis |  |  |  |  | Non-Lead |  |  |  | Assumed
MTR_006887 | 16631 116TH PL SE | L 92 CASCADE HILLS 5 |  |  | Non-Lead - Other | No | 2019-08-05 | 0.75 | Rectified Plan |  |  |  |  | Non-Lead - Other |  |  | Statistical analysis |  |  |  |  | Non-Lead |  |  |  | Assumed
MTR_028587 | 12360 SE 221ST ST | LOT 6 SUMMERGLEN #1 |  |  | Non-Lead - Other | No |  | 0 | Installation date is after the lead ban |  |  |  |  | Non-Lead - Other |  |  | Installation date is after the lead ban |  |  |  |  | Non-Lead |  |  |  | Domestic
MTR_020187 | 19401 108TH AVE SE | PORTION LOT 23 PANTHER LAKE GARDEN |  |  | Non-Lead - Other | Unknown |  | 0 | Statistical analysis |  |  |  |  | Non-Lead - Other |  |  | Statistical analysis |  |  |  |  | Non-Lead |  |  |  | Assumed
MTR_002431 | 16715 121ST AVE SE | L 57 CASCADE HILLS 6 |  |  | Non-Lead - Other | No | 2019-08-05 | 0.75 | Rectified Plan |  |  |  |  | Non-Lead - Other |  |  | Statistical analysis |  |  |  |  | Non-Lead |  |  |  | Assumed
MTR_027807 | 11714 SE 219TH PL | LOT 69 CROWN ROYAL |  |  | Non-Lead - Other | No |  | 0 | Installation date is after the lead ban |  |  |  |  | Non-Lead - Other |  |  | Installation date is after the lead ban |  |  |  |  | Non-Lead |  |  |  | Assumed
MTR_019425 | 19006 113TH WAY SE | LOT 9 CHINQUAPIN RIDGE |  |  | Non-Lead - Other | No | 1995-09-19 | 0 | Installation date is after the lead ban |  |  |  |  | Non-Lead - Other |  |  | Installation date is after the lead ban |  |  |  |  | Non-Lead |  |  |  | Domestic
MTR_007523 | 16504 124TH AVE SE | LOT 72 CASCADE HILLS #7 |  |  | Non-Lead - Other | No | 2019-08-05 | 1 | Rectified Plan |  |  |  |  | Non-Lead - Other |  |  | Statistical analysis |  |  |  |  | Non-Lead |  |  |  | Domestic
MTR_028020 | 22035 117TH AVE SE | LOT 29 MEADOW GLEN #1 |  |  | Non-Lead - Other | No |  | 0 | Installation date is after the lead ban |  |  |  |  | Non-Lead - Other |  |  | Installation date is after the lead ban |  |  |  |  | Non-Lead |  |  |  | Domestic
MTR_017362 | 12223 SE 179TH PL | LOT 24 HIDDEN CEDARS #2 |  |  | Non-Lead - Other | No | 1995-08-30 | 0 | Installation date is after the lead ban |  |  |  |  | Non-Lead - Other |  |  | Installation date is after the lead ban |  |  |  |  | Non-Lead |  |  |  | Domestic
MTR_029938 | 16135 126TH AVE SE | L5 BLK1 CASCADE VISTA #7 |  |  | Non-Lead - Other | No | 2016-06-22 | 0.75 | Rectified Plan |  |  |  |  | Non-Lead - Other |  |  | Statistical analysis |  |  |  |  | Non-Lead |  |  |  | Domestic
MTR_027911 | 11919 SE 220TH CT | LOT 29 MEADOW GLEN #2 |  |  | Non-Lead - Other | No |  | 0 | Installation date is after the lead ban |  |  |  |  | Non-Lead - Other |  |  | Installation date is after the lead ban |  |  |  |  | Non-Lead |  |  |  | Domestic
MTR_024613 | 12422 SE 201ST PL | L10 LINDA CREST #1 |  |  | Non-Lead - Other | Unknown |  | 0 | Statistical analysis |  |  |  |  | Non-Lead - Other |  |  | Statistical analysis |  |  |  |  | Non-Lead |  |  |  | Domestic
MTR_002596 | 16244 122ND AVE SE | L17 BLK5 CASCADE HILLS#3 |  |  | Non-Lead - Other | No | 2007-07-01 | 1 | Rectified Plan |  |  |  |  | Non-Lead - Other |  |  | Statistical analysis |  |  |  |  | Non-Lead |  |  |  | Domestic
MTR_019167 | 10220 SE 192ND ST | LOT 2 KCSP 383072 |  |  | Non-Lead - Other | No |  | 0 | Installation date is after the lead ban |  |  |  |  | Non-Lead - Other |  |  | Installation date is after the lead ban |  |  |  |  | Non-Lead |  |  |  | Assumed
MTR_012604 | 17437 W LK DESIRE DR SE | TAX LOT 47 LK DESIRE SUMMER HOME TR ACTS |  |  | Non-Lead - Plastic | No | 2010-01-19 | 1 | Rectified Plan |  |  |  |  | Non-Lead - Other |  |  | Installation date is after the lead ban |  |  |  |  | Non-Lead |  |  |  | Domestic
MTR_014983 | 12012 SE 169TH PL | LOT 7 BLOCK 5 CASCADE VISTA #1 |  |  | Non-Lead Plastic | No | 2002-05-02 | 0 | Rectified Plan | Yes | Visual inspection at the meter pit | 2024-02-13 |  | Non-Lead Plastic |  |  | Field inspection only with no records | Yes | Visual inspection at the meter pit | 2024-02-13 |  | Non-Lead |  |  |  | Domestic
MTR_012603 | 17441 W LK DESIRE DR SE | TAX LOT 21 STR 25-23-05 |  |  | Non-Lead Plastic | No | 2010-01-19 | 1 | Rectified Plan | Yes | Visual inspection at the meter pit | 2024-02-26 |  | Non-Lead Plastic |  |  | Field inspection only with no records | Yes | Visual inspection at the meter pit | 2024-02-26 |  | Non-Lead |  |  |  | Domestic
MTR_024524 | 13019 SE 204TH PL | L93 GREEN ACRES EAST |  |  | Non-Lead - Other | No |  | 0 | Installation date is after the lead ban |  |  |  |  | Non-Lead - Other |  |  | Installation date is after the lead ban |  |  |  |  | Non-Lead |  |  |  | Domestic
MTR_006238 | 16158 119TH AVE SE | LOT 8 BLOCK 2 CASCADE HILLS #2 |  |  | Non-Lead - Other | No | 2006-08-31 | 1 | Rectified Plan |  |  |  |  | Non-Lead - Other |  |  | Statistical analysis |  |  |  |  | Non-Lead |  |  |  | Domestic
MTR_012601 | 17447 W LK DESIRE DR SE | 9929-005045 |  |  | Non-Lead - Plastic | No | 2010-01-19 | 1 | Rectified Plan |  |  |  |  | Non-Lead - Other |  |  | Statistical analysis |  |  |  |  | Non-Lead |  |  |  | Domestic
MTR_021555 | 14611 SE 192ND ST | 9931-009520 |  |  | Non-Lead - Other | No |  | 0 | Installation date is after the lead ban |  |  |  |  | Non-Lead - Other |  |  | Installation date is after the lead ban |  |  |  |  | Non-Lead |  |  |  | Assumed
MTR_006239 | 16150 119TH AVE SE | L9 BL2 CASCADE HILLS #2 |  |  | Non-Lead - Other | No | 2006-08-31 | 1 | Rectified Plan |  |  |  |  | Non-Lead - Other |  |  | Statistical analysis |  |  |  |  | Non-Lead |  |  |  | Domestic
MTR_012600 | 17449 W LK DESIRE DR SE | LOT 2 217 LK DESIRE DR N |  |  | Non-Lead - Plastic | No | 2010-01-19 | 1 | Rectified Plan |  |  |  |  | Non-Lead - Other |  |  | Installation date is after the lead ban |  |  |  |  | Non-Lead |  |  |  | Domestic
MTR_024535 | 12417 SE 202ND PL | L3 SHERYLN PARK |  |  | Non-Lead - Other | No |  | 0 | Installation date is after the lead ban |  |  |  |  | Non-Lead - Other |  |  | Installation date is after the lead ban |  |  |  |  | Non-Lead |  |  |  | Domestic
MTR_026820 | 12718 SE 227TH CT | LOT 20 PHEASANTS HOLLOW |  |  | Non-Lead - Other | No | 1996-02-27 | 0 | Installation date is after the lead ban |  |  |  |  | Non-Lead - Other |  |  | Installation date is after the lead ban |  |  |  |  | Non-Lead |  |  |  | Domestic
MTR_012599 | 17451 W LK DESIRE DR SE | LOT 1 BLK 4 LK DESIRE SUMMER HOME TRACTS |  |  | Non-Lead - Plastic | No | 2010-01-19 | 1 | Rectified Plan |  |  |  |  | Non-Lead - Other |  |  | Installation date is after the lead ban |  |  |  |  | Non-Lead |  |  |  | Domestic
MTR_019434 | 19012 113TH WAY SE | LOT 8 CHINQUAPIN RIDGE |  |  | Non-Lead - Other | No | 1995-09-19 | 0 | Installation date is after the lead ban |  |  |  |  | Non-Lead - Other |  |  | Installation date is after the lead ban |  |  |  |  | Non-Lead |  |  |  | Domestic
MTR_007219 | 16633 126TH AVE SE | L 20 B2 CASCADE HILLS 4 |  |  | Non-Lead - Other | Unknown |  | 0.75 | Statistical analysis |  |  |  |  | Non-Lead - Other |  |  | Statistical analysis |  |  |  |  | Non-Lead |  |  |  | Assumed
MTR_012598 | 17455 W LK DESIRE DR SE |  |  |  | Non-Lead - Plastic | No | 2010-01-19 | 1 | Rectified Plan |  |  |  |  | Non-Lead - Other |  |  | Installation date is after the lead ban |  |  |  |  | Non-Lead |  |  |  | Domestic
MTR_019515 | 19018 113TH WAY SE | LOT 7 CHINQUAPIN RIDGE |  |  | Non-Lead - Other | No | 1995-09-19 | 0 | Installation date is after the lead ban |  |  |  |  | Non-Lead - Other |  |  | Installation date is after the lead ban |  |  |  |  | Non-Lead |  |  |  | Domestic
MTR_007641 | 11618 SE 166TH PL | L 51 CASCADE HILLS 5 |  |  | Non-Lead - Other | No | 2019-08-05 | 0.75 | Rectified Plan |  |  |  |  | Non-Lead - Other |  |  | Statistical analysis |  |  |  |  | Non-Lead |  |  |  | Domestic
MTR_019467 | 19030 113TH WAY SE | LOT 5 CHINQUAPIN RIDGE DIVISION 1 |  |  | Non-Lead - Other | No | 1995-09-19 | 0 | Installation date is after the lead ban |  |  |  |  | Non-Lead - Other |  |  | Installation date is after the lead ban |  |  |  |  | Non-Lead |  |  |  | Domestic
MTR_012415 | 17720 W LK DESIRE DR SE | 9929-002400 |  |  | Non-Lead - Other | No |  | 1 | Installation date is after the lead ban |  |  |  |  | Non-Lead - Other |  |  | Installation date is after the lead ban |  |  |  |  | Non-Lead |  |  |  | Domestic
MTR_007528 | 12514 SE 168TH ST | L 13 B2 CASCADE HILLS 4 |  |  | Non-Lead - Other | Unknown |  | 0.75 | Statistical analysis |  |  |  |  | Non-Lead - Other |  |  | Statistical analysis |  |  |  |  | Non-Lead |  |  |  | Assumed
MTR_012418 | 17628 W LK DESIRE DR SE | L1 & 2 BK3 LK DESIRE NOR |  |  | Non-Lead - Other | No |  | 0 | Installation date is after the lead ban |  |  |  |  | Non-Lead - Other |  |  | Installation date is after the lead ban |  |  |  |  | Non-Lead |  |  |  | Domestic
MTR_019514 | 19110 113TH WAY SE | LOT 3 CHINQUAPIN RIDGE |  |  | Non-Lead - Other | No | 1995-09-19 | 0 | Installation date is after the lead ban |  |  |  |  | Non-Lead - Other |  |  | Installation date is after the lead ban |  |  |  |  | Non-Lead |  |  |  | Domestic
MTR_011423 | 16763 128TH AVE SE | L 55 CASCADE HILLS 8 |  |  | Non-Lead - Other | Unknown |  | 1 | Statistical analysis |  |  |  |  | Non-Lead - Other |  |  | Statistical analysis |  |  |  |  | Non-Lead |  |  |  | Domestic
MTR_012414 | 17730 W LK DESIRE DR SE | 9929-002390 |  |  | Non-Lead - Other | No |  | 1 | Installation date is after the lead ban |  |  |  |  | Non-Lead - Other |  |  | Installation date is after the lead ban |  |  |  |  | Non-Lead |  |  |  | Domestic
MTR_019771 | 11306 SE 192ND ST | LOT 1 KCSP #482007 |  |  | Non-Lead - Other | No |  | 0 | Installation date is after the lead ban |  |  |  |  | Non-Lead - Other |  |  | Installation date is after the lead ban |  |  |  |  | Non-Lead |  |  |  | Assumed
MTR_011422 | 16757 128TH AVE SE | LOT 54 CASCADE HILLS #8 |  |  | Non-Lead - Other | Unknown |  | 1 | Statistical analysis |  |  |  |  | Non-Lead - Other |  |  | Statistical analysis |  |  |  |  | Non-Lead |  |  |  | Domestic
MTR_019364 | 11342 SE 192ND ST | LOT 3 GURDEV SINGH SP AKA KULDIP TUMBER |  |  | Non-Lead - Other | No | 2009-09-29 | 0 | Installation date is after the lead ban |  |  |  |  | Non-Lead - Other |  |  | Installation date is after the lead ban |  |  |  |  | Non-Lead |  |  |  | Domestic
MTR_012410 | 17832 W LK DESIRE DR SE | 9929-002360 |  |  | Non-Lead Plastic | Unknown |  | 1 | Converted CAD | Yes | Visual inspection at the meter pit | 2024-02-26 |  | Non-Lead Plastic |  |  | Field inspection only with no records | Yes | Visual inspection at the meter pit | 2024-02-26 |  | Non-Lead |  |  |  | Domestic
MTR_001472 | 11644 SE 164TH ST | L21 BL1 CASCADE HILLS #1 |  |  | Non-Lead - Other | Unknown |  | 0.75 | Statistical analysis |  |  |  |  | Non-Lead - Other |  |  | Statistical analysis |  |  |  |  | Non-Lead |  |  |  | Assumed
MTR_019770 | 11406 SE 192ND ST | TAX LOT 37 E1/2 32-23-5-LOT 18 CHIN QUAQUIN RIDGE |  |  | Non-Lead - Other | Unknown |  | 0 | Statistical analysis |  |  |  |  | Non-Lead - Other |  |  | Statistical analysis |  |  |  |  | Non-Lead |  |  |  | Assumed
MTR_006274 | 11668 SE 164TH ST | L18 BL1 CASCADE HILLS #1 |  |  | Non-Lead - Other | Unknown |  | 0.75 | Statistical analysis |  |  |  |  | Non-Lead - Other |  |  | Statistical analysis |  |  |  |  | Non-Lead |  |  |  | Assumed
MTR_012412 | 17816 W LK DESIRE DR SE | TAX LOT 34 36-23-05 |  |  | Non-Lead - Other | No |  | 1 | Installation date is after the lead ban |  |  |  |  | Non-Lead - Other |  |  | Installation date is after the lead ban |  |  |  |  | Non-Lead |  |  |  | Domestic
MTR_020124 | 19404 102ND AVE SE | TL 126 SEC 5-22-5 |  |  | Non-Lead - Other | Unknown |  | 0 | Statistical analysis |  |  |  |  | Non-Lead - Other |  |  | Statistical analysis |  |  |  |  | Non-Lead |  |  |  | Assumed
MTR_019768 | 19135 114TH PL SE | LOT 2 KING CO SHORT PLAT #90S0205 |  |  | Non-Lead - Other | No | 1995-10-02 | 0 | Installation date is after the lead ban |  |  |  |  | Non-Lead - Other |  |  | Installation date is after the lead ban |  |  |  |  | Non-Lead |  |  |  | Domestic
MTR_012411 | 17822 W LK DESIRE DR SE | 9929-002370 |  |  | Non-Lead - Other | Unknown |  | 1 | Statistical analysis |  |  |  |  | Non-Lead - Other |  |  | Statistical analysis |  |  |  |  | Non-Lead |  |  |  | Domestic
MTR_000527 | 16243 122ND AVE SE | L12 BLK2 CASCADE HILLS#3 |  |  | Non-Lead - Other | No | 2007-07-01 | 1 | Rectified Plan |  |  |  |  | Non-Lead - Other |  |  | Statistical analysis |  |  |  |  | Non-Lead |  |  |  | Domestic
MTR_019503 | 11410 SE 192ND ST | LOT 19 CHINQUAPIN RIDGE |  |  | Non-Lead - Other | No |  | 0 | Installation date is after the lead ban |  |  |  |  | Non-Lead - Other |  |  | Installation date is after the lead ban |  |  |  |  | Non-Lead |  |  |  | Assumed
MTR_016037 | 18573 W LK DESIRE DR SE | PARCEL #401080-0165 |  |  | Non-Lead - Other | No | 2010-01-21 | 0 | Rectified Plan |  |  |  |  | Non-Lead - Other |  |  | Statistical analysis |  |  |  |  | Non-Lead |  |  |  | Domestic
MTR_006895 | 11600 SE 164TH ST | LOT 26 BLOCK 1 CASCADE HILLS #1 |  |  | Non-Lead - Other | Unknown |  | 0.75 | Statistical analysis |  |  |  |  | Non-Lead - Other |  |  | Statistical analysis |  |  |  |  | Non-Lead |  |  |  | Assumed
MTR_019767 | 19131 114TH PL SE | LOT 3 KING CO S.P. #S90S0205 (EAST |  |  | Non-Lead - Other | No | 1995-10-02 | 0 | Installation date is after the lead ban |  |  |  |  | Non-Lead - Other |  |  | Installation date is after the lead ban |  |  |  |  | Non-Lead |  |  |  | Domestic
MTR_016038 | 18626 179TH PL SE | LOT 15 BLK 2 LK DESIRE VIEW ADD P #401080 0170 |  |  | Non-Lead - Other | No | 2010-01-21 | 0 | Installation date is after the lead ban |  |  |  |  | Non-Lead - Other |  |  | Installation date is after the lead ban |  |  |  |  | Non-Lead |  |  |  | Domestic
MTR_019266 | 9436 S 196TH PL | LOT 24 SHADY ESTATES |  |  | Non-Lead - Other | No | 2004-07-14 | 0 | Installation date is after the lead ban |  |  |  |  | Non-Lead - Other |  |  | Installation date is after the lead ban |  |  |  |  | Non-Lead |  |  |  | Domestic
MTR_019885 | 11434 SE 191ST CT | LOT 10 WEST GLEN |  |  | Non-Lead - Other | No | 2005-10-07 | 0 | Installation date is after the lead ban |  |  |  |  | Non-Lead - Other |  |  | Installation date is after the lead ban |  |  |  |  | Non-Lead |  |  |  | Domestic
MTR_016030 | 18574 W LK DESIRE DR SE | LOT 17 BLK 1 LAKE DESIRE VIEW ADDITION |  |  | Non-Lead - Other | No | 2010-01-21 | 0 | Installation date is after the lead ban |  |  |  |  | Non-Lead - Other |  |  | Installation date is after the lead ban |  |  |  |  | Non-Lead |  |  |  | Domestic
MTR_015499 | 17317 125TH AVE SE | L11 VISTA VIEW HEIGHTS#1 |  |  | Non-Lead - Other | No | 2006-09-01 | 0 | Rectified Plan |  |  |  |  | Non-Lead - Other |  |  | Statistical analysis |  |  |  |  | Non-Lead |  |  |  | Domestic
MTR_016031 | 18570 W LK DESIRE DR SE | 9929-002025 |  |  | Non-Lead - Other | No | 2010-01-21 | 0 | Rectified Plan |  |  |  |  | Non-Lead - Other |  |  | Statistical analysis |  |  |  |  | Non-Lead |  |  |  | Domestic
MTR_014997 | 11908 SE 169TH PL | L2 BL6 CASCADE VISTA #1 |  |  | Non-Lead - Other | Unknown |  | 0.75 | Statistical analysis |  |  |  |  | Non-Lead - Other |  |  | Statistical analysis |  |  |  |  | Non-Lead |  |  |  | Assumed
MTR_015036 | 11919 SE 168TH ST | L10 BL6 CASCADE VISTA #1 |  |  | Non-Lead - Other | No | 2006-06-08 | 1 | Rectified Plan |  |  |  |  | Non-Lead - Other |  |  | Statistical analysis |  |  |  |  | Non-Lead |  |  |  | Domestic
MTR_015360 | 12529 SE 170TH PL | L127 CASCADE VISTA #3 |  |  | Non-Lead - Other | No | 2010-10-25 | 0 | Rectified Plan |  |  |  |  | Non-Lead - Other |  |  | Statistical analysis |  |  |  |  | Non-Lead |  |  |  | Domestic
MTR_015328 | 17204 129TH AVE SE | LOT 1 MO SHORT PLAT |  |  | Non-Lead - Other | No | 2011-08-10 | 0 | Rectified Plan |  |  |  |  | Non-Lead - Other |  |  | Statistical analysis |  |  |  |  | Non-Lead |  |  |  | Domestic
MTR_015251 | 17226 130TH AVE SE | L8 RENTON PARK #4 |  |  | Non-Lead - Other | No |  | 0 | Installation date is after the lead ban |  |  |  |  | Non-Lead - Other |  |  | Installation date is after the lead ban |  |  |  |  | Non-Lead |  |  |  | Domestic
MTR_019075 | 4829 MAIN AVE S | TL162 W1/2 SEC 32-23-5 |  |  | Non-Lead - Other | No | 1979-09-01 | 0 | Relative Placement |  |  |  |  | Non-Lead - Other |  |  | Statistical analysis |  |  |  |  | Non-Lead |  |  |  | Assumed
MTR_022981 | 19906 122ND PL SE | LOT 66 VISTA VIEW HEIGHTS #2 |  |  | Non-Lead - Other | No |  | 0 | Installation date is after the lead ban |  |  |  |  | Non-Lead - Other |  |  | Installation date is after the lead ban |  |  |  |  | Non-Lead |  |  |  | Domestic
MTR_016032 | 18566 W LK DESIRE DR SE | 9929-002030 |  |  | Non-Lead - Other | No | 2010-01-21 | 0 | Rectified Plan |  |  |  |  | Non-Lead - Other |  |  | Statistical analysis |  |  |  |  | Non-Lead |  |  |  | Domestic
MTR_023775 | 22011 100TH CT SE | LOT 2 KARA 3 |  |  | Non-Lead - Other | No | 2003-08-27 | 0 | Installation date is after the lead ban |  |  |  |  | Non-Lead - Other |  |  | Installation date is after the lead ban |  |  |  |  | Non-Lead |  |  |  | Domestic
MTR_016040 | 18554 W LK DESIRE DR SE | 9929-002040 |  |  | Non-Lead - Other | No | 2010-01-21 | 0 | Rectified Plan |  |  |  |  | Non-Lead - Other |  |  | Statistical analysis |  |  |  |  | Non-Lead |  |  |  | Domestic
MTR_025914 | 20285 111TH WAY SE | LOT 51 VILA REAL |  |  | Non-Lead - Other | No | 2007-05-03 | 0 | Installation date is after the lead ban |  |  |  |  | Non-Lead - Other |  |  | Installation date is after the lead ban |  |  |  |  | Non-Lead |  |  |  | Domestic
MTR_012504 | 18047 169TH AVE SE | LOT 39 TROVITSKY PARK 2 |  |  | Non-Lead - Other | No | 2003-03-14 | 4 | Rectified Plan | No |  |  |  | Non-Lead - Other |  |  | Installation date is after the lead ban |  |  |  |  | Non-Lead |  |  |  | Domestic
MTR_022947 | 12126 SE 198TH PL | L7 SPRINGBROOK RANCH |  |  | Non-Lead - Other | Unknown |  | 0 | Statistical analysis |  |  |  |  | Non-Lead - Other |  |  | Statistical analysis |  |  |  |  | Non-Lead |  |  |  | Assumed
MTR_012503 | 18039 169TH AVE SE | LOT 38 TROVITSKY PARK 2 |  |  | Non-Lead - Other | No | 2003-03-14 | 4 | Rectified Plan | No |  |  |  | Non-Lead - Other |  |  | Installation date is after the lead ban |  |  |  |  | Non-Lead |  |  |  | Domestic
MTR_023723 | 10046 SE 218TH PL | LOT 41 KARA CREST |  |  | Non-Lead - Other | No | 2001-08-23 | 0 | Installation date is after the lead ban |  |  |  |  | Non-Lead - Other |  |  | Installation date is after the lead ban |  |  |  |  | Non-Lead |  |  |  | Domestic
MTR_012578 | 18054 168TH WAY SE | LOT 37 TROVITSKY PARK 2 |  |  | Non-Lead - Other | No | 2003-03-14 | 4 | Rectified Plan | No |  |  |  | Non-Lead - Other |  |  | Installation date is after the lead ban |  |  |  |  | Non-Lead |  |  |  | Domestic
MTR_014849 | 16811 125TH AVE SE | L33 BL1 CASCADE VISTA #1 |  |  | Non-Lead - Other | No | 2010-10-25 | 1 | Rectified Plan |  |  |  |  | Non-Lead - Other |  |  | Statistical analysis |  |  |  |  | Non-Lead |  |  |  | Domestic
MTR_012505 | 18055 169TH AVE SE | LOT 40 TROVITSKY PARK |  |  | Non-Lead - Other | No | 2003-03-14 | 4 | Rectified Plan | No |  |  |  | Non-Lead - Other |  |  | Installation date is after the lead ban |  |  |  |  | Non-Lead |  |  |  | Domestic
MTR_014355 | 17162 114TH LN SE | LOT 28 GLACIER VIEW TOWNHOMES |  |  | Non-Lead - Other | No | 2005-10-28 | 1 | Installation date is after the lead ban |  |  |  |  | Non-Lead - Other |  |  | Installation date is after the lead ban |  |  |  |  | Non-Lead |  |  |  | Domestic
MTR_023533 | 11135 SE 216TH ST | LOT 36 BENSON PLACE |  |  | Non-Lead - Other | No | 1996-06-08 | 0 | Installation date is after the lead ban |  |  |  |  | Non-Lead - Other |  |  | Installation date is after the lead ban |  |  |  |  | Non-Lead |  |  |  | Domestic
MTR_012508 | 18117 169TH AVE SE | LOT 43 TROVITSKY PARK 2 |  |  | Non-Lead - Other | No | 2003-03-14 | 4 | Rectified Plan | No |  |  |  | Non-Lead - Other |  |  | Installation date is after the lead ban |  |  |  |  | Non-Lead |  |  |  | Domestic
MTR_014356 | 17154 114TH LN SE | LOT 27 GLACIER VIEW TOWNHOMES |  |  | Non-Lead - Other | No | 2005-10-28 | 1 | Installation date is after the lead ban |  |  |  |  | Non-Lead - Other |  |  | Installation date is after the lead ban |  |  |  |  | Non-Lead |  |  |  | Domestic
MTR_018301 | 14206 SE 179TH PL | L19 CARRIAGE LANE #1 |  |  | Non-Lead - Other | Unknown |  | 0 | Statistical analysis |  |  |  |  | Non-Lead - Other |  |  | Statistical analysis |  |  |  |  | Non-Lead |  |  |  | Assumed
MTR_012419 | 17624 W LK DESIRE CT SE | TAX LOT 19 SEC 36-23-5 |  |  | Non-Lead - Plastic | No | 2010-01-19 | 1 | Rectified Plan |  |  |  |  | Non-Lead - Other |  |  | Installation date is after the lead ban |  |  |  |  | Non-Lead |  |  |  | Domestic
MTR_019988 | 10025 SE 192ND PL | LOT 8 TALBOT RIDGE ESTATES |  |  | Non-Lead - Other | No | 2009-08-19 | 0 | Installation date is after the lead ban |  |  |  |  | Non-Lead - Other |  |  | Installation date is after the lead ban |  |  |  |  | Non-Lead |  |  |  | Domestic
MTR_026047 | 11803 SE 203RD ST | LOT 16 HEDLUND MEADOWS |  |  | Non-Lead - Other | No | 1995-08-01 | 0 | Installation date is after the lead ban |  |  |  |  | Non-Lead - Other |  |  | Installation date is after the lead ban |  |  |  |  | Non-Lead |  |  |  | Domestic
MTR_012662 | 17450 W LK DESIRE DR SE | 9929-002460 |  |  | Non-Lead - Plastic | No | 2010-01-19 | 1 | Rectified Plan |  |  |  |  | Non-Lead - Other |  |  | Statistical analysis |  |  |  |  | Non-Lead |  |  |  | Domestic
MTR_019176 | 19251 98TH AVE S | LOT 7 SPRINGBROOK TERRACE |  |  | Non-Lead - Other | No | 1984-06-01 | 0 | Installation date is after the lead ban |  |  |  |  | Non-Lead - Other |  |  | Installation date is after the lead ban |  |  |  |  | Non-Lead |  |  |  | Assumed
MTR_026049 | 11902 SE 203RD ST | LOT 5 HEDLUND MEADOWS |  |  | Non-Lead - Other | No | 1995-08-01 | 0 | Installation date is after the lead ban |  |  |  |  | Non-Lead - Other |  |  | Installation date is after the lead ban |  |  |  |  | Non-Lead |  |  |  | Domestic
MTR_012602 | 17442 W LK DESIRE DR SE | 9929-002470 |  |  | Non-Lead Plastic | No | 2010-01-19 | 1 | Rectified Plan | Yes | Visual inspection at the meter pit | 2024-02-26 |  | Non-Lead Plastic |  |  | Field inspection only with no records | Yes | Visual inspection at the meter pit | 2024-02-26 |  | Non-Lead |  |  |  | Domestic
MTR_018610 | 9516 S 204TH PL | LOT 5 CHESTNUT RIDGE #2 |  |  | Non-Lead - Other | No |  | 0 | Installation date is after the lead ban |  |  |  |  | Non-Lead - Other |  |  | Installation date is after the lead ban |  |  |  |  | Non-Lead |  |  |  | Domestic
MTR_029932 | 16029 126TH AVE SE | TL80 W1/2 SEC 28-23-5 |  |  | Non-Lead - Other | No | 2016-06-22 | 0.75 | Rectified Plan |  |  |  |  | Non-Lead - Other |  |  | Statistical analysis |  |  |  |  | Non-Lead |  |  |  | Domestic
MTR_012606 | 17426 W LK DESIRE DR SE | 9929-002480 |  |  | Non-Lead - Plastic | No | 2010-01-19 | 1 | Rectified Plan |  |  |  |  | Non-Lead - Other |  |  | Statistical analysis |  |  |  |  | Non-Lead |  |  |  | Domestic
MTR_018734 | 20510 96TH AVE S | LOT 21 CHESTNUT RIDGE #2 |  |  | Non-Lead - Other | No |  | 0 | Installation date is after the lead ban |  |  |  |  | Non-Lead - Other |  |  | Installation date is after the lead ban |  |  |  |  | Non-Lead |  |  |  | Domestic
MTR_015125 | 15657 123RD AVE SE | L8 B1 CASCADE VILLAGE 2 |  |  | Non-Lead - Other | No | 2014-04-16 | 1 | Rectified Plan |  |  |  |  | Non-Lead - Other |  |  | Statistical analysis |  |  |  |  | Non-Lead |  |  |  | Domestic
MTR_018551 | 9422 S 205TH PL | L2 B1 VALLEY VIEW HTS. 3 |  |  | Non-Lead - Other | No | 2011-03-01 | 0 | Rectified Plan |  |  |  |  | Non-Lead - Other |  |  | Statistical analysis |  |  |  |  | Non-Lead |  |  |  | Domestic
MTR_012608 | 17414 W LK DESIRE DR SE | 9929-002490 |  |  | Non-Lead - Plastic | No | 2010-01-19 | 1 | Rectified Plan |  |  |  |  | Non-Lead - Other |  |  | Statistical analysis |  |  |  |  | Non-Lead |  |  |  | Domestic
MTR_006123 | 15760 118TH AVE SE | L3 BLK6 CASCADE VISTA#2 |  |  | Non-Lead - Other | No | 2014-04-16 | 0 | Rectified Plan |  |  |  |  | Non-Lead - Other |  |  | Statistical analysis |  |  |  |  | Non-Lead |  |  |  | Domestic
MTR_003546 | 12222 SE 234TH ST | L 37 MERIDIAN VILLA EST. |  |  | Non-Lead - Other | Unknown | 1966-09-01 | 1 | Rectified Plan | No |  |  |  | Non-Lead - Other |  |  | Statistical analysis |  |  |  |  | Non-Lead |  |  |  | Domestic
MTR_012609 | 17420 W LK DESIRE DR SE | LOT 4 BLK 5 LAKE DESIRE SUMMER HOME TRACTS |  |  | Non-Lead - Plastic | No | 2010-01-19 | 1 | Rectified Plan |  |  |  |  | Non-Lead - Other |  |  | Installation date is after the lead ban |  |  |  |  | Non-Lead |  |  |  | Domestic
MTR_015101 | 15755 118TH PL SE | L27 BLK6 CASCADE VISTA#2 |  |  | Non-Lead - Other | No | 2014-04-16 | 1 | Rectified Plan |  |  |  |  | Non-Lead - Other |  |  | Statistical analysis |  |  |  |  | Non-Lead |  |  |  | Domestic
MTR_003541 | 23442 126TH AVE SE | LOT 83 MERIDIAN VILLA ESTATES |  |  | Non-Lead - Other | Unknown | 1966-09-01 | 1 | Rectified Plan | No |  |  |  | Non-Lead - Other |  |  | Statistical analysis |  |  |  |  | Non-Lead |  |  |  | Domestic
MTR_012519 | 16935 SE 182ND PL | LOT 39 TROVITSKY PARK |  |  | Non-Lead - Other | No | 2003-03-14 | 4 | Rectified Plan | No |  |  |  | Non-Lead - Other |  |  | Installation date is after the lead ban |  |  |  |  | Non-Lead |  |  |  | Domestic
MTR_015095 | 15762 118TH PL SE | L4 BLK5 CASCADE VISTA#2 |  |  | Non-Lead - Other | No | 2014-04-16 | 1 | Rectified Plan |  |  |  |  | Non-Lead - Other |  |  | Statistical analysis |  |  |  |  | Non-Lead |  |  |  | Domestic
MTR_015178 | 12637 SE 170TH ST | LOT 76 CASCADE VISTA #3 |  |  | Non-Lead - Other | No | 2011-08-10 | 0 | Rectified Plan |  |  |  |  | Non-Lead - Other |  |  | Statistical analysis |  |  |  |  | Non-Lead |  |  |  | Domestic
MTR_012494 | 16910 SE 182ND PL | LOT 56 TROVITSKY PARK 2 |  |  | Non-Lead - Other | No | 2003-03-14 | 4 | Rectified Plan | No |  |  |  | Non-Lead - Other |  |  | Installation date is after the lead ban |  |  |  |  | Non-Lead |  |  |  | Domestic
MTR_015470 | 12631 SE 170TH ST | L77 CASCADE VISTA 3 |  |  | Non-Lead - Other | No | 2011-08-10 | 0 | Rectified Plan |  |  |  |  | Non-Lead - Other |  |  | Statistical analysis |  |  |  |  | Non-Lead |  |  |  | Domestic
MTR_011095 | 11420 SE 162ND ST | LOT 1 KING COUNTY SHORT PLAT #1077058C |  |  | Non-Lead - Other | No |  | 0 | Installation date is after the lead ban |  |  |  |  | Non-Lead - Other |  |  | Installation date is after the lead ban |  |  |  |  | Non-Lead |  |  |  | Assumed
MTR_012515 | 18216 169TH AVE SE | LOT 54 TROVITSKY PARK 2 |  |  | Non-Lead - Other | No | 2003-03-14 | 4 | Rectified Plan | No |  |  |  | Non-Lead - Other |  |  | Installation date is after the lead ban |  |  |  |  | Non-Lead |  |  |  | Domestic
MTR_015282 | 12616 SE 170TH ST | L 64 CASCADE VISTA 3 |  |  | Non-Lead - Other | No | 2011-08-10 | 0 | Rectified Plan |  |  |  |  | Non-Lead - Other |  |  | Statistical analysis |  |  |  |  | Non-Lead |  |  |  | Domestic
MTR_011115 | 16024 113TH AVE SE | N92 OF S334 LOT5 BLK1 AKERS FARM S #6 LESS E140' |  |  | Non-Lead - Other | Unknown |  | 0 | Statistical analysis |  |  |  |  | Non-Lead - Other |  |  | Statistical analysis |  |  |  |  | Non-Lead |  |  |  | Domestic
MTR_012516 | 16917 SE 182ND PL | LOT 52 TROVITSKY PARK 2 |  |  | Non-Lead - Other | No | 2003-03-14 | 4 | Rectified Plan | No |  |  |  | Non-Lead - Other |  |  | Installation date is after the lead ban |  |  |  |  | Non-Lead |  |  |  | Domestic
MTR_020114 | 10003 SE 192ND ST | L22 HI-VIEW HTS. |  |  | Non-Lead - Other | No | 2004-01-26 | 0 | Installation date is after the lead ban |  |  |  |  | Non-Lead - Other |  |  | Installation date is after the lead ban |  |  |  |  | Non-Lead |  |  |  | Domestic
MTR_003521 | 12320 SE 235TH ST | L 44 MERIDIAN VILLA EST. |  |  | Non-Lead - Other | No | 1966-09-01 | 1 | Rectified Plan | No |  |  |  | Non-Lead - Other |  |  | Installation date is after the lead ban |  |  |  |  | Non-Lead |  |  |  | Domestic
MTR_012517 | 16923 SE 182ND PL | LOT 37 TROVITSKY PARK |  |  | Non-Lead - Other | No | 2003-03-14 | 4 | Rectified Plan | No |  |  |  | Non-Lead - Other |  |  | Installation date is after the lead ban |  |  |  |  | Non-Lead |  |  |  | Domestic
MTR_025518 | 12635 SE 212TH PL | LOT 24 GLENCARIN #3 |  |  | Non-Lead - Other | No |  | 0 | Installation date is after the lead ban |  |  |  |  | Non-Lead - Other |  |  | Installation date is after the lead ban |  |  |  |  | Non-Lead |  |  |  | Domestic
MTR_003545 | 12218 SE 236TH CT | LOT 5 OAKDALE |  |  | Non-Lead - Other | No | 1989-04-20 | 6 | Rectified Plan | No |  |  |  | Non-Lead - Other |  |  | Installation date is after the lead ban |  |  |  |  | Non-Lead |  |  |  | Domestic
MTR_012518 | 16929 SE 182ND PL | LOT 38 TROVITSKY PARK |  |  | Non-Lead - Other | No | 2003-03-14 | 4 | Rectified Plan | No |  |  |  | Non-Lead - Other |  |  | Installation date is after the lead ban |  |  |  |  | Non-Lead |  |  |  | Domestic
MTR_024913 | 14054 SE 201ST ST | L 12 B1 FOWLERS ADD. |  |  | Non-Lead - Other | Unknown |  | 0 | Statistical analysis |  |  |  |  | Non-Lead - Other |  |  | Statistical analysis |  |  |  |  | Non-Lead |  |  |  | Assumed
MTR_011223 | 16526 115TH AVE SE | LOT 4 BIEGLER-NILLES ADDITION |  |  | Non-Lead - Other | Unknown |  | 0 | Statistical analysis |  |  |  |  | Non-Lead - Other |  |  | Statistical analysis |  |  |  |  | Non-Lead |  |  |  | Assumed
MTR_022687 | 12102 SE 195TH PL | LOT 3 SPRINGBROOK PH 1 |  |  | Non-Lead - Other | No | 2013-04-30 | 0 | Installation date is after the lead ban |  |  |  |  | Non-Lead - Other |  |  | Installation date is after the lead ban |  |  |  |  | Non-Lead |  |  |  | Domestic
MTR_012370 | 16333 SE PETROVITSKY RD | 9929-000105 |  |  | Non-Lead - Other | Unknown |  | 0 | Statistical analysis |  |  |  |  | Non-Lead - Other |  |  | Statistical analysis |  |  |  |  | Non-Lead |  |  |  | Assumed
MTR_012372 | 18236 172ND AVE SE | 9929-001010 |  |  | Non-Lead - Other | No |  | 0 | Installation date is after the lead ban |  |  |  |  | Non-Lead - Other |  |  | Installation date is after the lead ban |  |  |  |  | Non-Lead |  |  |  | Assumed
MTR_012373 | 18232 172ND AVE SE | PTN L8 B2 LK DES S.H.TR |  |  | Non-Lead - Other | No |  | 0 | Installation date is after the lead ban |  |  |  |  | Non-Lead - Other |  |  | Installation date is after the lead ban |  |  |  |  | Non-Lead |  |  |  | Assumed
MTR_021490 | 14525 SE 198TH ST | RUDDELLS 3RD L 83 |  |  | Non-Lead - Other | No |  | 0 | Installation date is after the lead ban |  |  |  |  | Non-Lead - Other |  |  | Installation date is after the lead ban |  |  |  |  | Non-Lead |  |  |  | Domestic
MTR_012376 | 18139 W LK DESIRE DR SE | LOT 4 LK DESIRE S H. TR. |  |  | Non-Lead - Plastic | No | 2010-01-20 | 1 | Rectified Plan |  |  |  |  | Non-Lead - Other |  |  | Installation date is after the lead ban |  |  |  |  | Non-Lead |  |  |  | Domestic
MTR_021414 | 14336 SE 196TH CT | LOT 39 RUDDELLS 3RD ADD |  |  | Non-Lead - Other | No |  | 0 | Installation date is after the lead ban |  |  |  |  | Non-Lead - Other |  |  | Installation date is after the lead ban |  |  |  |  | Non-Lead |  |  |  | Domestic
MTR_012375 | 18131 W LK DESIRE DR SE | LOT 3 BLK 2 LK D S TRS |  |  | Non-Lead - Other | No |  | 0 | Installation date is after the lead ban |  |  |  |  | Non-Lead - Other |  |  | Installation date is after the lead ban |  |  |  |  | Non-Lead |  |  |  | Assumed
MTR_028308 | 21457 130TH AVE SE | LOT B KCBLA L04L0008 |  |  | Non-Lead - Other | No |  | 0 | Installation date is after the lead ban |  |  |  |  | Non-Lead - Other |  |  | Installation date is after the lead ban |  |  |  |  | Non-Lead |  |  |  | Assumed
MTR_012371 | 16328 OLD PETROVITSKY RD | TAX LOT 26 SEC 35-23-5 |  |  | Non-Lead - Other | No |  | 0 | Installation date is after the lead ban |  |  |  |  | Non-Lead - Other |  |  | Installation date is after the lead ban |  |  |  |  | Non-Lead |  |  |  | Assumed
MTR_015815 | 18551 147TH CT SE | LOT 35 FAIRHAVEN #2 |  |  | Non-Lead - Other | No | 2001-07-27 | 0 | Installation date is after the lead ban |  |  |  |  | Non-Lead - Other |  |  | Installation date is after the lead ban |  |  |  |  | Non-Lead |  |  |  | Domestic
MTR_016736 | 15341 SE 182ND ST | LOT 26 CARRIAGEWOOD #4 |  |  | Non-Lead - Other | No | 1983-07-01 | 0 | Installation date is after the lead ban |  |  |  |  | Non-Lead - Other |  |  | Installation date is after the lead ban |  |  |  |  | Non-Lead |  |  |  | Domestic
MTR_026063 | 20717 122ND PL SE | LOT 34 FENTON RIDGE (WILLOW RIDGE) |  |  | Non-Lead - Other | No | 1995-08-31 | 0 | Installation date is after the lead ban |  |  |  |  | Non-Lead - Other |  |  | Installation date is after the lead ban |  |  |  |  | Non-Lead |  |  |  | Domestic
MTR_018165 | 14508 SE 178TH PL | L27 CARRAIGE LANE #2 |  |  | Non-Lead - Other | No | 2004-04-02 | 0 | Rectified Plan |  |  |  |  | Non-Lead - Other |  |  | Statistical analysis |  |  |  |  | Non-Lead |  |  |  | Domestic
MTR_026040 | 11922 SE 203RD ST | LOT 2 HEDLUND MEADOWS |  |  | Non-Lead - Other | No | 1995-08-01 | 0 | Installation date is after the lead ban |  |  |  |  | Non-Lead - Other |  |  | Installation date is after the lead ban |  |  |  |  | Non-Lead |  |  |  | Domestic
MTR_018151 | 18103 145TH AVE SE | LOT 29 CARRIAGE LANE 2 |  |  | Non-Lead - Other | No | 2004-04-02 | 0 | Installation date is after the lead ban |  |  |  |  | Non-Lead - Other |  |  | Installation date is after the lead ban |  |  |  |  | Non-Lead |  |  |  | Domestic
MTR_023662 | 21617 99TH AVE S | LOT 16 VERDE MESA |  |  | Non-Lead - Other | No | 2008-10-29 | 0 | Rectified Plan |  |  |  |  | Non-Lead - Other |  |  | Statistical analysis |  |  |  |  | Non-Lead |  |  |  | Domestic
MTR_023069 | 20854 100TH AVE SE | L 55 GUINN CREST |  |  | Non-Lead - Other | No | 2003-04-23 | 0 | Installation date is after the lead ban |  |  |  |  | Non-Lead - Other |  |  | Installation date is after the lead ban |  |  |  |  | Non-Lead |  |  |  | Domestic
MTR_016913 | 15231 SE 178TH PL | LOT 11 CANDLEWOOD RIDGE #5 |  |  | Non-Lead - Other | No | 1978-02-01 | 0 | Installation date is after the lead ban |  |  |  |  | Non-Lead - Other |  |  | Installation date is after the lead ban |  |  |  |  | Non-Lead |  |  |  | Domestic
MTR_005706 | 20216 108TH AVE SE | TL 36 5-22-5 |  |  | Non-Lead - Other | Unknown |  | 0 | Statistical analysis |  |  |  |  | Non-Lead - Other |  |  | Statistical analysis |  |  |  |  | Non-Lead |  |  |  | Assumed
MTR_021750 | 19829 133RD PL SE | LOT 5 FOREST TRAILS #2 |  |  | Non-Lead - Other | No |  | 0 | Installation date is after the lead ban |  |  |  |  | Non-Lead - Other |  |  | Installation date is after the lead ban |  |  |  |  | Non-Lead |  |  |  | Assumed
MTR_017329 | 11228 SE 183RD ST | LOT 8 BIRCHWOOD ESTATES |  |  | Non-Lead - Other | No | 1986-09-01 | 1 | Installation date is after the lead ban |  |  |  |  | Non-Lead - Other |  |  | Installation date is after the lead ban |  |  |  |  | Non-Lead |  |  |  | Domestic
MTR_012360 | 16121 SE PETROVITSKY RD | 9929-000055 |  |  | Non-Lead - Other | No |  | 0 | Installation date is after the lead ban |  |  |  |  | Non-Lead - Other |  |  | Installation date is after the lead ban |  |  |  |  | Non-Lead |  |  |  | Assumed
MTR_018825 | 10416 SE 187TH PL | LOT 29 FREDERICKS PLACE |  |  | Non-Lead - Other | No | 1995-09-21 | 0 | Installation date is after the lead ban |  |  |  |  | Non-Lead - Other |  |  | Installation date is after the lead ban |  |  |  |  | Non-Lead |  |  |  | Domestic
MTR_012361 | 16123 SE PETROVITSKY RD | 9929-000060 |  |  | Non-Lead - Other | No |  | 0 | Installation date is after the lead ban |  |  |  |  | Non-Lead - Other |  |  | Installation date is after the lead ban |  |  |  |  | Non-Lead |  |  |  | Assumed
MTR_017589 | 11214 SE 182ND ST | L13 VIEW GARDENS 1 |  |  | Non-Lead - Other | Unknown |  | 0 | Statistical analysis |  |  |  |  | Non-Lead - Other |  |  | Statistical analysis |  |  |  |  | Non-Lead |  |  |  | Assumed
MTR_012362 | 16125 SE PETROVITSKY RD | 9929-000065 |  |  | Non-Lead - Other | No |  | 0 | Installation date is after the lead ban |  |  |  |  | Non-Lead - Other |  |  | Installation date is after the lead ban |  |  |  |  | Non-Lead |  |  |  | Assumed
MTR_017142 | 11117 SE 183RD PL | LOT 74 MAPLE GLEN |  |  | Non-Lead - Other | No | 1977-03-18 | 0 | Installation date is after the lead ban |  |  |  |  | Non-Lead - Other |  |  | Installation date is after the lead ban |  |  |  |  | Non-Lead |  |  |  | Domestic
MTR_012363 | 16203 SE PETROVITSKY RD | 9929-000070 |  |  | Non-Lead - Other | No |  | 0 | Installation date is after the lead ban |  |  |  |  | Non-Lead - Other |  |  | Installation date is after the lead ban |  |  |  |  | Non-Lead |  |  |  | Assumed
MTR_012364 | 16205 PETROVITSKY RD | 9929-000075 |  |  | Non-Lead - Other | No |  | 0 | Installation date is after the lead ban |  |  |  |  | Non-Lead - Other |  |  | Installation date is after the lead ban |  |  |  |  | Non-Lead |  |  |  | Assumed
MTR_011373 | 1529 S 28TH ST | LOT 10 ROSA MEADOWS |  |  | Non-Lead - Other | No | 2014-09-02 | 0.75 | Installation date is after the lead ban |  |  |  |  | Non-Lead - Other |  |  | Installation date is after the lead ban |  |  |  |  | Non-Lead |  |  |  | Assumed
MTR_010456 | 23915 127TH PL SE | LOT 58 (FIELDSTONE) WINSBERG HAVEN |  |  | Non-Lead - Other | No | 1995-08-22 | 0 | Rectified Plan | No |  |  |  | Non-Lead - Other |  |  | Installation date is after the lead ban |  |  |  |  | Non-Lead |  |  |  | Domestic
MTR_026626 | 22947 130TH PL SE | LOT 15 MISTY MEADOWS 4 |  |  | Non-Lead - Other | No |  | 0 | Installation date is after the lead ban |  |  |  |  | Non-Lead - Other |  |  | Installation date is after the lead ban |  |  |  |  | Non-Lead |  |  |  | Assumed
MTR_019133 | 18636 107TH AVE SE | LOT 11 VISTA HILLS |  |  | Non-Lead - Other | Unknown |  | 0 | Statistical analysis |  |  |  |  | Non-Lead - Other |  |  | Statistical analysis |  |  |  |  | Non-Lead |  |  |  | Assumed
MTR_026628 | 22955 130TH PL SE | LOT 17 MISTY MEADOWS #4 |  |  | Non-Lead - Other | No |  | 0 | Installation date is after the lead ban |  |  |  |  | Non-Lead - Other |  |  | Installation date is after the lead ban |  |  |  |  | Non-Lead |  |  |  | Assumed
MTR_024166 | 11033 SE 214TH ST | LOT 11 WOODHALL |  |  | Non-Lead - Other | No |  | 0 | Installation date is after the lead ban |  |  |  |  | Non-Lead - Other |  |  | Installation date is after the lead ban |  |  |  |  | Non-Lead |  |  |  | Domestic
MTR_012365 | 16207 SE PETROVITSKY RD | 9929-000080 |  |  | Non-Lead - Other | No |  | 0 | Installation date is after the lead ban |  |  |  |  | Non-Lead - Other |  |  | Installation date is after the lead ban |  |  |  |  | Non-Lead |  |  |  | Assumed
MTR_028314 | 21600 129TH AVE SE | LOT 1 BEGONIA PLACE |  |  | Non-Lead - Other | No | 2001-02-23 | 0 | Installation date is after the lead ban |  |  |  |  | Non-Lead - Other |  |  | Installation date is after the lead ban |  |  |  |  | Non-Lead |  |  |  | Domestic
MTR_023491 | 11205 SE 214TH ST | LOT 23 BENSON HILLS #2 |  |  | Non-Lead - Other | Unknown |  | 0 | Statistical analysis |  |  |  |  | Non-Lead - Other |  |  | Statistical analysis |  |  |  |  | Non-Lead |  |  |  | Assumed
MTR_012394 | 18324 W LK DESIRE DR SE | LOT 19 BLK 1 LK DESIRE SUMMER HOME TRACTS |  |  | Non-Lead - Plastic | No | 2010-01-20 | 1 | Rectified Plan |  |  |  |  | Non-Lead - Other |  |  | Statistical analysis |  |  |  |  | Non-Lead |  |  |  | Domestic
MTR_028160 | 13050 SE 222ND PL | LOT 27 MATHESON PARK #2 |  |  | Non-Lead - Other | No | 1995-07-21 | 0 | Installation date is after the lead ban |  |  |  |  | Non-Lead - Other |  |  | Installation date is after the lead ban |  |  |  |  | Non-Lead |  |  |  | Domestic
MTR_025308 | 12207 SE 212TH PL | L239 GLENCARIN #2 |  |  | Non-Lead - Other | No | 1968-07-31 | 0 | Installation date is after the lead ban |  |  |  |  | Non-Lead - Other |  |  | Installation date is after the lead ban |  |  |  |  | Non-Lead |  |  |  | Domestic
MTR_012545 | 18033 168TH WAY SE | LOT 7 TROVITSKY PARK 2 |  |  | Non-Lead - Other | No | 2003-03-14 | 4 | Rectified Plan | No |  |  |  | Non-Lead - Other |  |  | Installation date is after the lead ban |  |  |  |  | Non-Lead |  |  |  | Domestic
MTR_026364 | 12517 SE 225TH CT | LOT 59 PHEASANTS HOLLOW |  |  | Non-Lead - Other | No | 1996-02-26 | 0 | Installation date is after the lead ban |  |  |  |  | Non-Lead - Other |  |  | Installation date is after the lead ban |  |  |  |  | Non-Lead |  |  |  | Domestic
MTR_025221 | 21519 124TH AVE SE | LOT 262 GLENCARIN 2 |  |  | Non-Lead - Other | No | 1968-07-31 | 0 | Installation date is after the lead ban |  |  |  |  | Non-Lead - Other |  |  | Installation date is after the lead ban |  |  |  |  | Non-Lead |  |  |  | Domestic
MTR_012547 | 18049 168TH WAY SE | LOT 9 TROVITSKY PARK 2 |  |  | Non-Lead - Other | No | 2003-03-14 | 4 | Rectified Plan | No |  |  |  | Non-Lead - Other |  |  | Installation date is after the lead ban |  |  |  |  | Non-Lead |  |  |  | Domestic
MTR_025032 | 11936 SE 212TH PL | LOT18 EL DORADO HILLS #1 |  |  | Non-Lead - Other | No | 1981-02-01 | 0 | Installation date is after the lead ban |  |  |  |  | Non-Lead - Other |  |  | Installation date is after the lead ban |  |  |  |  | Non-Lead |  |  |  | Domestic
MTR_011499 | 16611 126TH PL SE | L 88 CASCADE HILLS 8 |  |  | Non-Lead - Other | No |  | 1 | Installation date is after the lead ban |  |  |  |  | Non-Lead - Other |  |  | Installation date is after the lead ban |  |  |  |  | Non-Lead |  |  |  | Domestic
MTR_025049 | 21132 119TH AVE SE | LOT 23 EL DORADO HILLS#1 |  |  | Non-Lead - Other | No | 1981-02-01 | 0 | Installation date is after the lead ban |  |  |  |  | Non-Lead - Other |  |  | Installation date is after the lead ban |  |  |  |  | Non-Lead |  |  |  | Domestic
MTR_012546 | 18041 168TH WAY SE | LOT 8 TROVITSKY PARK 2 |  |  | Non-Lead - Other | No | 2003-03-14 | 4 | Rectified Plan | No |  |  |  | Non-Lead - Other |  |  | Installation date is after the lead ban |  |  |  |  | Non-Lead |  |  |  | Domestic
MTR_011562 | 13019 SE 164TH ST | L79 FAIRWOOD DIV. #9 |  |  | Non-Lead - Other | No | 2007-10-01 | 0 | Installation date is after the lead ban |  |  |  |  | Non-Lead - Other |  |  | Installation date is after the lead ban |  |  |  |  | Non-Lead |  |  |  | Domestic
MTR_029725 | 11406 SE 225TH ST | L 61 STOCKTON |  |  | Non-Lead - Other | No |  | 0 | Installation date is after the lead ban |  |  |  |  | Non-Lead - Other |  |  | Installation date is after the lead ban |  |  |  |  | Non-Lead |  |  |  | Domestic
MTR_012549 | 18103 168TH WAY SE | LOT 11 TROVITSKY PARK 2 |  |  | Non-Lead - Other | No | 2003-03-14 | 4 | Rectified Plan | No |  |  |  | Non-Lead - Other |  |  | Installation date is after the lead ban |  |  |  |  | Non-Lead |  |  |  | Domestic
MTR_029985 | 12647 SE 162ND ST | L9 BLK4 CASCADE VISTA #4 |  |  | Non-Lead - Other | No | 2016-06-22 | 0.75 | Rectified Plan |  |  |  |  | Non-Lead - Other |  |  | Statistical analysis |  |  |  |  | Non-Lead |  |  |  | Domestic
MTR_029249 | 11239 SE 224TH PL | LOT 22 WILLIAMSBERG ESTATES |  |  | Non-Lead - Other | No | 2000-10-04 | 0 | Installation date is after the lead ban |  |  |  |  | Non-Lead - Other |  |  | Installation date is after the lead ban |  |  |  |  | Non-Lead |  |  |  | Domestic
MTR_012550 | 18111 168TH WAY SE | LOT 12 TROVITSKY PARK 2 |  |  | Non-Lead - Other | No | 2003-03-14 | 4 | Rectified Plan | No |  |  |  | Non-Lead - Other |  |  | Installation date is after the lead ban |  |  |  |  | Non-Lead |  |  |  | Domestic
MTR_011622 | 16380 129TH AVE SE | L 98 FAIRWOOD 9 |  |  | Non-Lead - Other | No | 2007-10-01 | 0 | Installation date is after the lead ban |  |  |  |  | Non-Lead - Other |  |  | Installation date is after the lead ban |  |  |  |  | Non-Lead |  |  |  | Domestic
MTR_012544 | 18025 168TH WAY SE | LOT 6 TROVITSKY PARK 2 |  |  | Non-Lead - Other | No | 2003-03-14 | 4 | Rectified Plan | No |  |  |  | Non-Lead - Other |  |  | Installation date is after the lead ban |  |  |  |  | Non-Lead |  |  |  | Domestic
MTR_029627 | 10955 SE 225TH ST | L 17 STOCKTON |  |  | Non-Lead - Other | No |  | 0 | Installation date is after the lead ban |  |  |  |  | Non-Lead - Other |  |  | Installation date is after the lead ban |  |  |  |  | Non-Lead |  |  |  | Domestic
MTR_029994 | 12666 SE 162ND ST | L13 BK2 CASCADE VISTA #4 |  |  | Non-Lead - Other | No | 2016-06-22 | 0.75 | Rectified Plan |  |  |  |  | Non-Lead - Other |  |  | Statistical analysis |  |  |  |  | Non-Lead |  |  |  | Domestic
MTR_012443 | 16918 SE 180TH PL | LOT 22 TROVITSKY PARK |  |  | Non-Lead - Other | No | 2003-03-14 | 4 | Rectified Plan | No |  |  |  | Non-Lead - Other |  |  | Installation date is after the lead ban |  |  |  |  | Non-Lead |  |  |  | Domestic
MTR_030035 | 16305 128TH AVE SE | L 5 B 2 CASCADE VISTA 5 |  |  | Non-Lead - Other | No | 2016-06-22 | 0.75 | Rectified Plan |  |  |  |  | Non-Lead - Other |  |  | Statistical analysis |  |  |  |  | Non-Lead |  |  |  | Domestic
MTR_029630 | 10950 SE 225TH ST | L 15 STOCKTON |  |  | Non-Lead - Other | No |  | 0 | Installation date is after the lead ban |  |  |  |  | Non-Lead - Other |  |  | Installation date is after the lead ban |  |  |  |  | Non-Lead |  |  |  | Domestic
MTR_021653 | 19430 138TH AVE SE | LOT 14 ROCK CREEK |  |  | Non-Lead - Other | No |  | 0 | Rectified Plan | No |  |  |  | Non-Lead - Other |  |  | Installation date is after the lead ban |  |  |  |  | Non-Lead |  |  |  | Domestic
MTR_012542 | 18009 168TH WAY SE | LOT 4 TROVITSKY PARK #2 |  |  | Non-Lead - Other | No | 2003-03-14 | 4 | Rectified Plan | No |  |  |  | Non-Lead - Other |  |  | Installation date is after the lead ban |  |  |  |  | Non-Lead |  |  |  | Domestic
MTR_028041 | 22004 117TH AVE SE | LOT 19 MEADOW GLEN #1 |  |  | Non-Lead - Other | No |  | 0 | Installation date is after the lead ban |  |  |  |  | Non-Lead - Other |  |  | Installation date is after the lead ban |  |  |  |  | Non-Lead |  |  |  | Domestic
MTR_021783 | 13331 SE 197TH ST | LOT 26 FOREST TRAILS #2 |  |  | Non-Lead - Other | No |  | 0 | Installation date is after the lead ban |  |  |  |  | Non-Lead - Other |  |  | Installation date is after the lead ban |  |  |  |  | Non-Lead |  |  |  | Assumed
MTR_012543 | 18015 168TH WAY SE | LOT 5 TROVITSKY PARK 2 |  |  | Non-Lead - Other | No | 2003-03-14 | 4 | Rectified Plan | No |  |  |  | Non-Lead - Other |  |  | Installation date is after the lead ban |  |  |  |  | Non-Lead |  |  |  | Domestic
MTR_029112 | 22322 114TH PL SE | L 8 JOHN VELKOFF ADD |  |  | Non-Lead - Other | Unknown |  | 0 | Statistical analysis |  |  |  |  | Non-Lead - Other |  |  | Statistical analysis |  |  |  |  | Non-Lead |  |  |  | Assumed
MTR_024687 | 20211 137TH AVE SE | LOT 49 FOREST GLEN SOUTH |  |  | Non-Lead - Other | No |  | 0 | Installation date is after the lead ban |  |  |  |  | Non-Lead - Other |  |  | Installation date is after the lead ban |  |  |  |  | Non-Lead |  |  |  | Domestic
MTR_012444 | 16919 SE 180TH PL | LOT 23 TROVITSKY PARK |  |  | Non-Lead - Other | No | 2003-03-14 | 4 | Rectified Plan | No |  |  |  | Non-Lead - Other |  |  | Installation date is after the lead ban |  |  |  |  | Non-Lead |  |  |  | Domestic
MTR_024250 | 21420 113TH PL SE | LOT 16 CARENA GLEN |  |  | Non-Lead - Other | No |  | 0 | Installation date is after the lead ban |  |  |  |  | Non-Lead - Other |  |  | Installation date is after the lead ban |  |  |  |  | Non-Lead |  |  |  | Domestic
MTR_024726 | 13708 SE 201ST ST | LOT 34 FOREST GLEN SOUTH |  |  | Non-Lead - Other | No |  | 0 | Installation date is after the lead ban |  |  |  |  | Non-Lead - Other |  |  | Installation date is after the lead ban |  |  |  |  | Non-Lead |  |  |  | Domestic
MTR_024260 | 21429 113TH PL SE | LOT 21 CARENA GLEN |  |  | Non-Lead - Other | No |  | 0 | Installation date is after the lead ban |  |  |  |  | Non-Lead - Other |  |  | Installation date is after the lead ban |  |  |  |  | Non-Lead |  |  |  | Domestic
MTR_012445 | 18003 170TH PL SE | LOT 24 TROVITSKY PARK |  |  | Non-Lead - Other | No | 2003-03-14 | 4 | Rectified Plan | No |  |  |  | Non-Lead - Other |  |  | Installation date is after the lead ban |  |  |  |  | Non-Lead |  |  |  | Domestic
MTR_021727 | 19833 137TH AVE SE | LOT 29 SOOS CREEK MEADOW |  |  | Non-Lead - Other | No |  | 0 | Rectified Plan | No |  |  |  | Non-Lead - Other |  |  | Installation date is after the lead ban |  |  |  |  | Non-Lead |  |  |  | Domestic
MTR_028649 | 11512 SE 217TH ST | LOT 57 WEST CREEK MEADOWS |  |  | Non-Lead - Other | No | 1995-09-20 | 0 | Installation date is after the lead ban |  |  |  |  | Non-Lead - Other |  |  | Installation date is after the lead ban |  |  |  |  | Non-Lead |  |  |  | Domestic
MTR_021704 | 13707 SE 199TH PL | LOT 6 SOOS CREEK MEADOWS |  |  | Non-Lead - Other | No |  | 0 | Rectified Plan | No |  |  |  | Non-Lead - Other |  |  | Installation date is after the lead ban |  |  |  |  | Non-Lead |  |  |  | Domestic
MTR_012497 | 18114 169TH AVE SE | LOT 59 TROVITSKY PARK 2 |  |  | Non-Lead - Other | No | 2003-03-14 | 4 | Rectified Plan | No |  |  |  | Non-Lead - Other |  |  | Installation date is after the lead ban |  |  |  |  | Non-Lead |  |  |  | Domestic
MTR_028676 | 21717 113TH PL SE | LOT 52 WESTCREEK MEADOWS |  |  | Non-Lead - Other | No | 1995-09-20 | 0 | Installation date is after the lead ban |  |  |  |  | Non-Lead - Other |  |  | Installation date is after the lead ban |  |  |  |  | Non-Lead |  |  |  | Domestic
MTR_018111 | 13319 SE 180TH ST | LOT 2 HOSCHEIT SHORT PLAT |  |  | Non-Lead - Other | No | 2004-11-04 | 0 | Installation date is after the lead ban |  |  |  |  | Non-Lead - Other |  |  | Installation date is after the lead ban |  |  |  |  | Non-Lead |  |  |  | Domestic
MTR_012498 | 18106 169TH AVE SE | LOT 60 TROVITSKY PARK 2 |  |  | Non-Lead - Other | No | 2003-03-14 | 4 | Rectified Plan | No |  |  |  | Non-Lead - Other |  |  | Installation date is after the lead ban |  |  |  |  | Non-Lead |  |  |  | Domestic
MTR_025645 | 21526 129TH AVE SE | LOT 29 HILLSHIRE TERRACE |  |  | Non-Lead - Other | No | 1995-09-19 | 0 | Installation date is after the lead ban |  |  |  |  | Non-Lead - Other |  |  | Installation date is after the lead ban |  |  |  |  | Non-Lead |  |  |  | Domestic
MTR_021020 | 13842 SE 192ND ST | 9923-002970 |  |  | Non-Lead - Other | Unknown |  | 0 | Statistical analysis |  |  |  |  | Non-Lead - Other |  |  | Statistical analysis |  |  |  |  | Non-Lead |  |  |  | Assumed
MTR_012495 | 18130 169TH AVE SE | LOT 57 TROVITSKY PARK 2 |  |  | Non-Lead - Other | No | 2003-03-14 | 4 | Rectified Plan | No |  |  |  | Non-Lead - Other |  |  | Installation date is after the lead ban |  |  |  |  | Non-Lead |  |  |  | Domestic
MTR_025598 | 21413 131ST CT SE | LOT 7 HILLSHIRE TERRACE |  |  | Non-Lead - Other | No | 1995-09-19 | 0 | Installation date is after the lead ban |  |  |  |  | Non-Lead - Other |  |  | Installation date is after the lead ban |  |  |  |  | Non-Lead |  |  |  | Domestic
MTR_017096 | 18312 112TH AVE SE | LOT 1 BIRCHWOOD ESTATES |  |  | Non-Lead - Other | No | 1986-09-01 | 1 | Installation date is after the lead ban |  |  |  |  | Non-Lead - Other |  |  | Installation date is after the lead ban |  |  |  |  | Non-Lead |  |  |  | Domestic
MTR_012496 | 18122 169TH AVE SE | LOT 58 TROVITSKY PARK 2 |  |  | Non-Lead - Other | No | 2003-03-14 | 4 | Rectified Plan | No |  |  |  | Non-Lead - Other |  |  | Installation date is after the lead ban |  |  |  |  | Non-Lead |  |  |  | Domestic
MTR_021600 | 19625 133RD AVE SE | LOT 55 FOREST TRAILS #3 |  |  | Non-Lead - Other | No |  | 0 | Rectified Plan | No |  |  |  | Non-Lead - Other |  |  | Installation date is after the lead ban |  |  |  |  | Non-Lead |  |  |  | Domestic
MTR_022058 | 11675 SE 189TH PL | LOT 27 JESSIE GLEN |  |  | Non-Lead - Other | No | 2007-07-19 | 0 | Rectified Plan | No |  |  |  | Non-Lead - Other |  |  | Installation date is after the lead ban |  |  |  |  | Non-Lead |  |  |  | Domestic
MTR_012499 | 18066 169TH AVE SE | LOT 61 TROVITSKY PARK 2 |  |  | Non-Lead - Other | No | 2003-03-14 | 4 | Rectified Plan | No |  |  |  | Non-Lead - Other |  |  | Installation date is after the lead ban |  |  |  |  | Non-Lead |  |  |  | Domestic
MTR_019787 | 18941 108TH LN SE | LOT 16 BELGROVE @ RENTON PH 2 |  |  | Non-Lead - Other | No | 2004-06-30 | 0 | Installation date is after the lead ban |  |  |  |  | Non-Lead - Other |  |  | Installation date is after the lead ban |  |  |  |  | Non-Lead |  |  |  | Domestic
MTR_024600 | 12800 SE 201ST ST | L20 LINDA HIGHLANDS |  |  | Non-Lead - Other | No |  | 0 | Installation date is after the lead ban |  |  |  |  | Non-Lead - Other |  |  | Installation date is after the lead ban |  |  |  |  | Non-Lead |  |  |  | Domestic
MTR_019805 | 18953 108TH LN SE | LOT 8 BELGROVE @ RENTON PH 1 |  |  | Non-Lead - Other | No | 2004-06-30 | 0 | Installation date is after the lead ban |  |  |  |  | Non-Lead - Other |  |  | Installation date is after the lead ban |  |  |  |  | Non-Lead |  |  |  | Domestic
MTR_012500 | 18058 169TH AVE SE | LOT 62 TROVITSKY PARK 2 |  |  | Non-Lead - Other | No | 2003-03-14 | 4 | Rectified Plan | No |  |  |  | Non-Lead - Other |  |  | Installation date is after the lead ban |  |  |  |  | Non-Lead |  |  |  | Domestic
MTR_024663 | 12704 SE 202ND PL | L28 SHERLYN PARK |  |  | Non-Lead - Other | No |  | 0 | Installation date is after the lead ban |  |  |  |  | Non-Lead - Other |  |  | Installation date is after the lead ban |  |  |  |  | Non-Lead |  |  |  | Assumed
MTR_014984 | 12004 SE 169TH PL | L6 BL5 CASCADE VISTA #1 |  |  | Non-Lead - Other | No | 2002-05-02 | 0 | Rectified Plan |  |  |  |  | Non-Lead - Other |  |  | Statistical analysis |  |  |  |  | Non-Lead |  |  |  | Domestic
MTR_012512 | 18211 169TH AVE SE | LOT 47 TROVITSKY PARK 2 |  |  | Non-Lead - Other | No | 2003-03-14 | 4 | Rectified Plan | No |  |  |  | Non-Lead - Other |  |  | Installation date is after the lead ban |  |  |  |  | Non-Lead |  |  |  | Domestic
MTR_024538 | 20207 125TH PL SE | LOT 6 SHERYLN PARK |  |  | Non-Lead - Other | No |  | 0 | Installation date is after the lead ban |  |  |  |  | Non-Lead - Other |  |  | Installation date is after the lead ban |  |  |  |  | Non-Lead |  |  |  | Domestic
MTR_014939 | 16804 122ND AVE SE | LOT 1 BLOCK 3 CASCADE VISTA #1 |  |  | Non-Lead - Other | No | 2010-10-25 | 1 | Rectified Plan |  |  |  |  | Non-Lead - Other |  |  | Statistical analysis |  |  |  |  | Non-Lead |  |  |  | Domestic
MTR_012511 | 18141 169TH AVE SE | LOT 46 TROVITSKY PARK #2 |  |  | Non-Lead - Other | No | 2003-03-14 | 4 | Rectified Plan | No |  |  |  | Non-Lead - Other |  |  | Installation date is after the lead ban |  |  |  |  | Non-Lead |  |  |  | Domestic
MTR_017266 | 17907 116TH AVE SE | LOT 4 SINGH SHORT PLAT |  |  | Non-Lead - Other | No | 2004-12-15 | 0 | Installation date is after the lead ban |  |  |  |  | Non-Lead - Other |  |  | Installation date is after the lead ban |  |  |  |  | Non-Lead |  |  |  | Domestic
MTR_014129 | 16823 116TH AVE SE | S 100 LOT 5 BLOCK 2 GREEN TRACTS # 1 LESS W 112' |  |  | Non-Lead - Other | Unknown |  | 0.75 | Statistical analysis |  |  |  |  | Non-Lead - Other |  |  | Statistical analysis |  |  |  |  | Non-Lead |  |  |  | Assumed
MTR_012509 | 18125 169TH AVE SE | LOT 44 TROVITSKY PARK 2 |  |  | Non-Lead - Other | No | 2003-03-14 | 4 | Rectified Plan | No |  |  |  | Non-Lead - Other |  |  | Installation date is after the lead ban |  |  |  |  | Non-Lead |  |  |  | Domestic
MTR_022205 | 19001 120TH AVE SE |  |  |  | Non-Lead - Other | No | 2016-03-21 | 0 | Rectified Plan | No |  |  |  | Non-Lead - Other |  |  | Installation date is after the lead ban |  |  |  |  | Non-Lead |  |  |  | Domestic
MTR_014132 | 11580 SE 170TH CT | LOT 43 GLACIER VIEW TOWNHOMES |  |  | Non-Lead - Other | No | 2005-10-28 | 1 | Installation date is after the lead ban |  |  |  |  | Non-Lead - Other |  |  | Installation date is after the lead ban |  |  |  |  | Non-Lead |  |  |  | Domestic
MTR_012510 | 18133 169TH AVE SE | LOT 45 TROVITSKY PARK 2 |  |  | Non-Lead - Other | No | 2003-03-14 | 4 | Rectified Plan | No |  |  |  | Non-Lead - Other |  |  | Installation date is after the lead ban |  |  |  |  | Non-Lead |  |  |  | Domestic
MTR_022899 | 12120 SE 197TH PL | L4 SPRINGBROOK RANCH |  |  | Non-Lead - Other | Unknown |  | 0 | Statistical analysis |  |  |  |  | Non-Lead - Other |  |  | Statistical analysis |  |  |  |  | Non-Lead |  |  |  | Assumed
MTR_012513 | 18219 169TH AVE SE | LOT 48 TROVITSKY PARK 2 |  |  | Non-Lead - Other | No | 2003-03-14 | 4 | Rectified Plan | No |  |  |  | Non-Lead - Other |  |  | Installation date is after the lead ban |  |  |  |  | Non-Lead |  |  |  | Domestic
MTR_022840 | 11808 SE 198TH ST | LOT 3 K.C.S.P. 1270017 (LOT 50 SPRI NG HILL) |  |  | Non-Lead - Other | No | 1995-07-13 | 0 | Installation date is after the lead ban |  |  |  |  | Non-Lead - Other |  |  | Installation date is after the lead ban |  |  |  |  | Non-Lead |  |  |  | Domestic
MTR_012514 | 18224 169TH AVE SE | LOT 53 TROVITSKY PARK 2 |  |  | Non-Lead - Other | No | 2003-03-14 | 4 | Rectified Plan | No |  |  |  | Non-Lead - Other |  |  | Installation date is after the lead ban |  |  |  |  | Non-Lead |  |  |  | Domestic
MTR_025899 | 20322 111TH AVE SE | LOT 21 VILA REAL |  |  | Non-Lead - Other | No | 2007-05-03 | 0 | Installation date is after the lead ban |  |  |  |  | Non-Lead - Other |  |  | Installation date is after the lead ban |  |  |  |  | Non-Lead |  |  |  | Domestic
MTR_012456 | 18202 170TH PL SE | LOT 101 TROVITSKY PARK |  |  | Non-Lead - Other | No | 2003-03-14 | 4 | Rectified Plan | No |  |  |  | Non-Lead - Other |  |  | Installation date is after the lead ban |  |  |  |  | Non-Lead |  |  |  | Domestic
MTR_012458 | 18124 170TH PL SE | LOT 99 TROVITSKY PARK |  |  | Non-Lead - Other | No | 2003-03-14 | 4 | Rectified Plan | No |  |  |  | Non-Lead - Other |  |  | Installation date is after the lead ban |  |  |  |  | Non-Lead |  |  |  | Domestic
MTR_026114 | 11831 SE 206TH ST | LOT 10 PANTHER LAKE TERRACE #3 |  |  | Non-Lead - Other | No | 1978-07-26 | 0 | Installation date is after the lead ban |  |  |  |  | Non-Lead - Other |  |  | Installation date is after the lead ban |  |  |  |  | Non-Lead |  |  |  | Domestic
MTR_012521 | 16949 SE 182ND PL | LOT 41 TROVITSKY PARK |  |  | Non-Lead - Other | No | 2003-03-14 | 4 | Rectified Plan | No |  |  |  | Non-Lead - Other |  |  | Installation date is after the lead ban |  |  |  |  | Non-Lead |  |  |  | Domestic
MTR_026333 | 20630 119TH AVE SE | LOT 3 PANTHER LAKE TERRACE 4 |  |  | Non-Lead - Other | No |  | 0 | Installation date is after the lead ban |  |  |  |  | Non-Lead - Other |  |  | Installation date is after the lead ban |  |  |  |  | Non-Lead |  |  |  | Assumed
MTR_012455 | 18210 170TH PL SE | LOT 102 TROVITSKY PARK |  |  | Non-Lead - Other | No | 2003-03-14 | 4 | Rectified Plan | No |  |  |  | Non-Lead - Other |  |  | Installation date is after the lead ban |  |  |  |  | Non-Lead |  |  |  | Domestic
MTR_022948 | 12125 SE 198TH PL | L8 SPRINGBROOK RANCH |  |  | Non-Lead - Other | Unknown |  | 0 | Statistical analysis |  |  |  |  | Non-Lead - Other |  |  | Statistical analysis |  |  |  |  | Non-Lead |  |  |  | Assumed
MTR_012459 | 18116 170TH PL SE | LOT 98 TROVITSKY PARK |  |  | Non-Lead - Other | No | 2003-03-14 | 4 | Rectified Plan | No |  |  |  | Non-Lead - Other |  |  | Installation date is after the lead ban |  |  |  |  | Non-Lead |  |  |  | Domestic
MTR_029939 | 16143 126TH AVE SE | L6 BLK1 CASCADE VISTA #7 |  |  | Non-Lead - Other | No | 2016-06-22 | 0.75 | Rectified Plan |  |  |  |  | Non-Lead - Other |  |  | Statistical analysis |  |  |  |  | Non-Lead |  |  |  | Domestic
MTR_012460 | 18108 170TH PL SE | LOT 97 TROVITSKY PARK |  |  | Non-Lead - Other | No | 2003-03-14 | 4 | Rectified Plan | No |  |  |  | Non-Lead - Other |  |  | Installation date is after the lead ban |  |  |  |  | Non-Lead |  |  |  | Domestic
MTR_006103 | 15726 117TH AVE SE | L4 BLK7 CASCADE VISTA#2 |  |  | Non-Lead - Other | No | 2014-04-16 | 0 | Rectified Plan |  |  |  |  | Non-Lead - Other |  |  | Statistical analysis |  |  |  |  | Non-Lead |  |  |  | Domestic
MTR_003345 | 15743 117TH AVE SE | L17 BLK1 CASCADE VISTA#2 |  |  | Non-Lead - Other | No | 2014-04-16 | 0 | Rectified Plan |  |  |  |  | Non-Lead - Other |  |  | Statistical analysis |  |  |  |  | Non-Lead |  |  |  | Domestic
MTR_015054 | 11968 SE 160TH ST | L3 B4 CASCADE VISTA 2 |  |  | Non-Lead - Other | No | 2014-04-16 | 0 | Rectified Plan |  |  |  |  | Non-Lead - Other |  |  | Statistical analysis |  |  |  |  | Non-Lead |  |  |  | Domestic
MTR_015092 | 15763 120TH AVE SE | L7 B4 CASCADE VISTA 2 |  |  | Non-Lead - Other | No | 2014-04-16 | 1 | Rectified Plan |  |  |  |  | Non-Lead - Other |  |  | Statistical analysis |  |  |  |  | Non-Lead |  |  |  | Domestic
MTR_011089 | 11515 SE 160TH PL | PC 3 LOT3 AKERS FARM #6 |  |  | Non-Lead - Other | No |  | 0.75 | Installation date is after the lead ban |  |  |  |  | Non-Lead - Other |  |  | Installation date is after the lead ban |  |  |  |  | Non-Lead |  |  |  | Assumed
MTR_015048 | 11868 SE 160TH ST | L14 BLK5 CASCADE VISTA#2 |  |  | Non-Lead - Other | No | 2014-04-16 | 0 | Rectified Plan |  |  |  |  | Non-Lead - Other |  |  | Statistical analysis |  |  |  |  | Non-Lead |  |  |  | Domestic
MTR_011109 | 16023 114TH AVE SE | N92OF S334 LOT 5 BLK 1 AKERS FAR |  |  | Non-Lead - Other | Unknown |  | 0 | Statistical analysis |  |  |  |  | Non-Lead - Other |  |  | Statistical analysis |  |  |  |  | Non-Lead |  |  |  | Domestic
MTR_020463 | 20617 101ST AVE SE | LOT 1 MAYVILLA PARK 2 |  |  | Non-Lead - Other | No |  | 0 | Installation date is after the lead ban |  |  |  |  | Non-Lead - Other |  |  | Installation date is after the lead ban |  |  |  |  | Non-Lead |  |  |  | Domestic
MTR_030167 | 11107-B SE 162ND ST | 11107-B SE 162ND ST |  |  | Non-Lead - Other | No |  | 0 | Installation date is after the lead ban |  |  |  |  | Non-Lead - Other |  |  | Installation date is after the lead ban |  |  |  |  | Non-Lead |  |  |  | Assumed
MTR_014677 | 12935 SE 159TH ST | LOT 82 FAIRLANE WOODS |  |  | Non-Lead - Other | No | 1978-09-22 | 0 | Installation date is after the lead ban |  |  |  |  | Non-Lead - Other |  |  | Installation date is after the lead ban |  |  |  |  | Non-Lead |  |  |  | Domestic
MTR_011252 | 11210 SE 166TH PL | LOT 9 WILKINS WOOD |  |  | Non-Lead - Other | No | 2006-09-18 | 0 | Installation date is after the lead ban |  |  |  |  | Non-Lead - Other |  |  | Installation date is after the lead ban |  |  |  |  | Non-Lead |  |  |  | Domestic
MTR_014678 | 12941 SE 159TH ST | LOT 83 FAIRLANE WOODS |  |  | Non-Lead - Other | No | 1978-09-22 | 0 | Installation date is after the lead ban |  |  |  |  | Non-Lead - Other |  |  | Installation date is after the lead ban |  |  |  |  | Non-Lead |  |  |  | Domestic
MTR_011356 | 1730 SE 30TH PL | LOT 2 NASON SHORT PLAT |  |  | Non-Lead - Other | No |  | 0.75 | Installation date is after the lead ban |  |  |  |  | Non-Lead - Other |  |  | Installation date is after the lead ban |  |  |  |  | Non-Lead |  |  |  | Assumed
MTR_011251 | 11214 SE 166TH PL | LOT 8 WILKINS WOOD |  |  | Non-Lead - Other | No | 2006-09-18 | 0 | Installation date is after the lead ban |  |  |  |  | Non-Lead - Other |  |  | Installation date is after the lead ban |  |  |  |  | Non-Lead |  |  |  | Domestic
MTR_011947 | 3407 MAIN AVE S | LOT 32 WINSPER 2 |  |  | Non-Lead - Other | No | 1998-02-25 | 0 | Installation date is after the lead ban |  |  |  |  | Non-Lead - Other |  |  | Installation date is after the lead ban |  |  |  |  | Non-Lead |  |  |  | Domestic
MTR_017434 | 12047 SE 184TH ST | L3 BLK1 N W GARDEN TR6 |  |  | Non-Lead - Other | No | 2010-01-14 | 0 | Rectified Plan |  |  |  |  | Non-Lead - Other |  |  | Statistical analysis |  |  |  |  | Non-Lead |  |  |  | Domestic
MTR_012380 | 18212 W LK DESIRE DR SE | LOT 10 BLK 1 LK DESIRE SUMMER HOME TRACTS |  |  | Non-Lead - Plastic | No | 2010-01-20 | 1 | Rectified Plan |  |  |  |  | Non-Lead - Other |  |  | Installation date is after the lead ban |  |  |  |  | Non-Lead |  |  |  | Domestic
MTR_011905 | 16803 106TH AVE SE | E 140 LESS S 70.30 LOT 5 BLK 3 AK ER'S FARMS #5 |  |  | Non-Lead - Other | No | 1999-03-24 | 0 | Rectified Plan |  |  |  |  | Non-Lead - Other |  |  | Statistical analysis |  |  |  |  | Non-Lead |  |  |  | Domestic
MTR_028922 | 11534 SE 221ST PL | LOT 3 PEDERSON PLACE #1 |  |  | Non-Lead - Other | No |  | 0 | Installation date is after the lead ban |  |  |  |  | Non-Lead - Other |  |  | Installation date is after the lead ban |  |  |  |  | Non-Lead |  |  |  | Domestic
MTR_012387 | 18240 W LK DESIRE DR SE | LOT 13 BLK 1 LK DESIRE SUMMER HOME |  |  | Non-Lead - Plastic | No | 2010-01-20 | 1 | Rectified Plan |  |  |  |  | Non-Lead - Other |  |  | Statistical analysis |  |  |  |  | Non-Lead |  |  |  | Domestic
MTR_021048 | 18714 136TH PL SE | LOT 68 CEDARWOOD ESTATES |  |  | Non-Lead - Other | No | 1989-09-20 | 0 | Installation date is after the lead ban |  |  |  |  | Non-Lead - Other |  |  | Installation date is after the lead ban |  |  |  |  | Non-Lead |  |  |  | Domestic
MTR_003401 | 11820 SE 232ND PL | LOT 16 PINERIDGE |  |  | Non-Lead - Other | No | 2008-09-03 | 0 | Rectified Plan | No |  |  |  | Non-Lead - Other |  |  | Installation date is after the lead ban |  |  |  |  | Non-Lead |  |  |  | Domestic
MTR_012551 | 18119 168TH WAY SE | LOT 13 TROVITSKY PARK 2 |  |  | Non-Lead - Other | No | 2003-03-14 | 4 | Rectified Plan | No |  |  |  | Non-Lead - Other |  |  | Installation date is after the lead ban |  |  |  |  | Non-Lead |  |  |  | Domestic
MTR_021123 | 18719 137TH CT SE | LOT 64 CEDARWOOD ESTATES |  |  | Non-Lead - Other | No | 1989-09-20 | 0 | Installation date is after the lead ban |  |  |  |  | Non-Lead - Other |  |  | Installation date is after the lead ban |  |  |  |  | Non-Lead |  |  |  | Domestic
MTR_030265 | 14449 SE 208TH ST | TAX LOT 183 |  |  | Non-Lead - Other | Unknown |  | 0 | Statistical analysis |  |  |  |  | Non-Lead - Other |  |  | Statistical analysis |  |  |  |  | Non-Lead |  |  |  | Assumed
MTR_012553 | 18135 168TH WAY SE | LOT 15 TROVITSKY PARK 2 |  |  | Non-Lead - Other | No | 2003-03-14 | 4 | Rectified Plan | No |  |  |  | Non-Lead - Other |  |  | Installation date is after the lead ban |  |  |  |  | Non-Lead |  |  |  | Domestic
MTR_021088 | 13421 SE 189TH PL | LOT 3 CEDAR ESTATES |  |  | Non-Lead - Other | No | 1984-04-04 | 0 | Installation date is after the lead ban |  |  |  |  | Non-Lead - Other |  |  | Installation date is after the lead ban |  |  |  |  | Non-Lead |  |  |  | Domestic
MTR_014798 | 17314 116TH AVE SE | LOT 6 SPRING LANE ADDN |  |  | Non-Lead - Other | No | 2018-01-18 | 0.75 | Installation date is after the lead ban |  |  |  |  | Non-Lead - Other |  |  | Installation date is after the lead ban |  |  |  |  | Non-Lead |  |  |  | Assumed
MTR_012381 | 18144 W LK DESIRE DR SE | LOT 8 BLK 1 LAKE DESIRE SUMMER HOME TRACTS |  |  | Non-Lead - Plastic | No | 2010-01-20 | 1 | Rectified Plan |  |  |  |  | Non-Lead - Other |  |  | Statistical analysis |  |  |  |  | Non-Lead |  |  |  | Domestic
MTR_022075 | 11639 SE 189TH PL | LOT 5 JESSIE GLEN |  |  | Non-Lead - Other | No | 2007-07-19 | 0 | Rectified Plan | No |  |  |  | Non-Lead - Other |  |  | Installation date is after the lead ban |  |  |  |  | Non-Lead |  |  |  | Domestic
MTR_014804 | 11645 SE 170TH PL | L2 BLK8 CASCADE VISTA #1 |  |  | Non-Lead - Other | No | 2010-10-25 | 1 | Rectified Plan |  |  |  |  | Non-Lead - Other |  |  | Statistical analysis |  |  |  |  | Non-Lead |  |  |  | Domestic
MTR_012555 | 18205 168TH WAY SE | LOT 17 TROVITSKY PARK 2 |  |  | Non-Lead - Other | No | 2003-03-14 | 4 | Rectified Plan | No |  |  |  | Non-Lead - Other |  |  | Installation date is after the lead ban |  |  |  |  | Non-Lead |  |  |  | Domestic
MTR_015495 | 12414 SE 173RD PL | L5 VISTA VIEW HEIGHTS #1 |  |  | Non-Lead - Other | No | 2002-08-09 | 0 | Installation date is after the lead ban |  |  |  |  | Non-Lead - Other |  |  | Installation date is after the lead ban |  |  |  |  | Non-Lead |  |  |  | Domestic
MTR_024624 | 12525 SE 201ST PL | LOT 1 LINDA CREST #2 |  |  | Non-Lead - Other | No |  | 0 | Installation date is after the lead ban |  |  |  |  | Non-Lead - Other |  |  | Installation date is after the lead ban |  |  |  |  | Non-Lead |  |  |  | Domestic
MTR_022122 | 12111 SE 186TH ST | LOT 22 AURIA WOODS |  |  | Non-Lead - Other | No | 2004-03-31 | 0 | Rectified Plan | No |  |  |  | Non-Lead - Other |  |  | Installation date is after the lead ban |  |  |  |  | Non-Lead |  |  |  | Domestic
MTR_015529 | 17011 125TH AVE SE | L24 BL1 CASCADE VISTA #1 |  |  | Non-Lead - Other | No | 2010-10-25 | 0 | Rectified Plan |  |  |  |  | Non-Lead - Other |  |  | Statistical analysis |  |  |  |  | Non-Lead |  |  |  | Domestic
MTR_024980 | 11915 SE 210TH PL | LOT 16 VILLA ESTATES |  |  | Non-Lead - Plastic | No | 1977-08-01 | 1 | Rectified Plan | No |  |  |  | Non-Lead - Other |  |  | Installation date is after the lead ban |  |  |  |  | Non-Lead |  |  |  | Domestic
MTR_014855 | 17054 124TH AVE SE | L17 BL1 CASCADE VISTA #1 |  |  | Non-Lead - Other | No | 2010-10-25 | 0 | Rectified Plan |  |  |  |  | Non-Lead - Other |  |  | Statistical analysis |  |  |  |  | Non-Lead |  |  |  | Domestic
MTR_019596 | 18516 114TH AVE SE | LOT 17 TOTH ESTATES |  |  | Non-Lead - Other | No | 1996-08-20 | 0 | Installation date is after the lead ban |  |  |  |  | Non-Lead - Other |  |  | Installation date is after the lead ban |  |  |  |  | Non-Lead |  |  |  | Domestic
MTR_022216 | 11616 SE 189TH PL | LOT 8 JESSIE GLEN |  |  | Non-Lead - Other | No | 2007-07-19 | 0 | Rectified Plan | No |  |  |  | Non-Lead - Other |  |  | Installation date is after the lead ban |  |  |  |  | Non-Lead |  |  |  | Domestic
MTR_012576 | 18112 168TH WAY SE | LOT 35 TROVITSKY PARK 2 |  |  | Non-Lead - Other | No | 2003-03-14 | 4 | Rectified Plan | No |  |  |  | Non-Lead - Other |  |  | Installation date is after the lead ban |  |  |  |  | Non-Lead |  |  |  | Domestic
MTR_020955 | 18623 134TH AVE SE | LOT 85 FOREST ESTATES |  |  | Non-Lead - Other | No | 1978-08-01 | 0 | Installation date is after the lead ban |  |  |  |  | Non-Lead - Other |  |  | Installation date is after the lead ban |  |  |  |  | Non-Lead |  |  |  | Domestic
MTR_012577 | 18104 168TH WAY SE | LOT 36 TROVITSKY PARK 2 |  |  | Non-Lead - Other | No | 2003-03-14 | 4 | Rectified Plan | No |  |  |  | Non-Lead - Other |  |  | Installation date is after the lead ban |  |  |  |  | Non-Lead |  |  |  | Domestic
MTR_021072 | 18505 135TH PL SE | LOT 236 FOREST ESTATES 2 |  |  | Non-Lead - Other | No |  | 0 | Installation date is after the lead ban |  |  |  |  | Non-Lead - Other |  |  | Installation date is after the lead ban |  |  |  |  | Non-Lead |  |  |  | Domestic
MTR_021102 | 18813 135TH AVE SE | LOT 23 CEDAR ESTATES |  |  | Non-Lead - Other | No | 1984-04-04 | 0 | Installation date is after the lead ban |  |  |  |  | Non-Lead - Other |  |  | Installation date is after the lead ban |  |  |  |  | Non-Lead |  |  |  | Domestic
MTR_018048 | 13522 SE 181ST PL | LOT 25 FOREST ESTATES #4 |  |  | Non-Lead - Other | No | 1986-04-01 | 0 | Installation date is after the lead ban |  |  |  |  | Non-Lead - Other |  |  | Installation date is after the lead ban |  |  |  |  | Non-Lead |  |  |  | Domestic
MTR_012572 | 18144 168TH WAY SE | LOT 31 TROVITSKY PARK 2 |  |  | Non-Lead - Other | No | 2003-03-14 | 4 | Rectified Plan | No |  |  |  | Non-Lead - Other |  |  | Installation date is after the lead ban |  |  |  |  | Non-Lead |  |  |  | Domestic
MTR_020924 | 13502 SE 186TH PL | LOT 12 FOREST ESTATES |  |  | Non-Lead - Other | No | 1978-08-01 | 1 | Installation date is after the lead ban |  |  |  |  | Non-Lead - Other |  |  | Installation date is after the lead ban |  |  |  |  | Non-Lead |  |  |  | Domestic
MTR_012573 | 18136 168TH WAY SE | LOT 32 TROVITSKY PARK 2 |  |  | Non-Lead - Other | No | 2003-03-14 | 4 | Rectified Plan | No |  |  |  | Non-Lead - Other |  |  | Installation date is after the lead ban |  |  |  |  | Non-Lead |  |  |  | Domestic
MTR_019728 | 10848 SE 192ND ST | PORTION LOT 11 PANTHER LAKE GARDEN |  |  | Non-Lead - Other | Unknown |  | 0 | Statistical analysis |  |  |  |  | Non-Lead - Other |  |  | Statistical analysis |  |  |  |  | Non-Lead |  |  |  | Assumed
MTR_012574 | 18128 168TH WAY SE | LOT 33 TROVITSKY PARK 2 |  |  | Non-Lead - Other | No | 2003-03-14 | 4 | Rectified Plan | No |  |  |  | Non-Lead - Other |  |  | Installation date is after the lead ban |  |  |  |  | Non-Lead |  |  |  | Domestic
MTR_025567 | 12628 SE 213TH ST | L 29 GLENCARIN #3 |  |  | Non-Lead - Other | No |  | 0 | Installation date is after the lead ban |  |  |  |  | Non-Lead - Other |  |  | Installation date is after the lead ban |  |  |  |  | Non-Lead |  |  |  | Domestic
MTR_012575 | 18120 168TH WAY SE | LOT 34 TROVITSKY PARK 2 |  |  | Non-Lead - Other | No | 2003-03-14 | 4 | Rectified Plan | No |  |  |  | Non-Lead - Other |  |  | Installation date is after the lead ban |  |  |  |  | Non-Lead |  |  |  | Domestic
MTR_025313 | 21401 125TH AVE SE | L309 GLENCARIN #2 |  |  | Non-Lead - Other | No | 1968-07-31 | 0 | Installation date is after the lead ban |  |  |  |  | Non-Lead - Other |  |  | Installation date is after the lead ban |  |  |  |  | Non-Lead |  |  |  | Domestic
MTR_025336 | 12514 SE 213TH ST | L342 GLENCARIN #2 |  |  | Non-Lead - Other | No | 1968-07-31 | 0 | Installation date is after the lead ban |  |  |  |  | Non-Lead - Other |  |  | Installation date is after the lead ban |  |  |  |  | Non-Lead |  |  |  | Domestic
MTR_012468 | 18029 171ST AVE SE | LOT 89 TROVITSKY PARK |  |  | Non-Lead - Other | No | 2003-03-14 | 4 | Rectified Plan | No |  |  |  | Non-Lead - Other |  |  | Installation date is after the lead ban |  |  |  |  | Non-Lead |  |  |  | Domestic
MTR_025164 | 21014 124TH AVE SE | L32 GLENCARIN # 1 |  |  | Non-Lead - Other | No | 1968-03-08 | 0 | Installation date is after the lead ban |  |  |  |  | Non-Lead - Other |  |  | Installation date is after the lead ban |  |  |  |  | Non-Lead |  |  |  | Domestic
MTR_012467 | 18021 171ST AVE SE | LOT 90 TROVITSKY PARK |  |  | Non-Lead - Other | No | 2003-03-14 | 4 | Rectified Plan | No |  |  |  | Non-Lead - Other |  |  | Installation date is after the lead ban |  |  |  |  | Non-Lead |  |  |  | Domestic
MTR_025145 | 12309 SE 209TH ST | L6 GLENCARIN #1 |  |  | Non-Lead - Other | No | 1968-03-08 | 0 | Installation date is after the lead ban |  |  |  |  | Non-Lead - Other |  |  | Installation date is after the lead ban |  |  |  |  | Non-Lead |  |  |  | Domestic
MTR_016009 | 16909 SE PETROVITSKY RD | LOT 1 SHORT PL 1177101 |  |  | Non-Lead - Other | No |  | 0.75 | Installation date is after the lead ban |  |  |  |  | Non-Lead - Other |  |  | Installation date is after the lead ban |  |  |  |  | Non-Lead |  |  |  | Assumed
MTR_025255 | 21560 123RD AVE SE | L268 GLENCARIN #2 |  |  | Non-Lead - Other | No | 1968-07-31 | 0 | Installation date is after the lead ban |  |  |  |  | Non-Lead - Other |  |  | Installation date is after the lead ban |  |  |  |  | Non-Lead |  |  |  | Domestic
MTR_012466 | 18013 171ST AVE SE | LOT 91 TROVITSKY PARK |  |  | Non-Lead - Other | No | 2003-03-14 | 4 | Rectified Plan | No |  |  |  | Non-Lead - Other |  |  | Installation date is after the lead ban |  |  |  |  | Non-Lead |  |  |  | Domestic
MTR_027125 | 22718 129TH PL SE | LOT 103 FERN CREST WEST |  |  | Non-Lead - Other | No | 2006-04-28 | 0 | Installation date is after the lead ban |  |  |  |  | Non-Lead - Other |  |  | Installation date is after the lead ban |  |  |  |  | Non-Lead |  |  |  | Domestic
MTR_012469 | 18037 171ST AVE SE | LOT 88 TROVITSKY PARK |  |  | Non-Lead - Other | No | 2003-03-14 | 4 | Rectified Plan | No |  |  |  | Non-Lead - Other |  |  | Installation date is after the lead ban |  |  |  |  | Non-Lead |  |  |  | Domestic
MTR_027132 | 12550 SE 225TH PL | LOT 51 PHEASANTS HOLLOW |  |  | Non-Lead - Other | No | 1996-02-26 | 0 | Installation date is after the lead ban |  |  |  |  | Non-Lead - Other |  |  | Installation date is after the lead ban |  |  |  |  | Non-Lead |  |  |  | Domestic
MTR_012464 | 17013 SE 180TH PL | LOT 93 TROVITSKY PARK |  |  | Non-Lead - Other | No | 2003-03-14 | 4 | Rectified Plan | No |  |  |  | Non-Lead - Other |  |  | Installation date is after the lead ban |  |  |  |  | Non-Lead |  |  |  | Domestic
MTR_012465 | 17021 SE 180TH PL | LOT 92 TROVITSKY PARK |  |  | Non-Lead - Other | No | 2003-03-14 | 4 | Rectified Plan | No |  |  |  | Non-Lead - Other |  |  | Installation date is after the lead ban |  |  |  |  | Non-Lead |  |  |  | Domestic
MTR_022097 | 19146 117TH PL SE | LOT 8 RATHINAM PLAT |  |  | Non-Lead - Other | No | 2007-09-28 | 0 | Rectified Plan | No |  |  |  | Non-Lead - Other |  |  | Installation date is after the lead ban |  |  |  |  | Non-Lead |  |  |  | Domestic
MTR_016006 | 16963 SE PETROVITSKY RD | LT4 SH PLT 1177101 |  |  | Non-Lead - Other | No |  | 0.75 | Installation date is after the lead ban |  |  |  |  | Non-Lead - Other |  |  | Installation date is after the lead ban |  |  |  |  | Non-Lead |  |  |  | Assumed
MTR_019878 | 11014 SE 192ND ST | LOT 2 KING CO. SHORT PLAT #S9150048 |  |  | Non-Lead - Other | No | 1997-06-17 | 0 | Installation date is after the lead ban |  |  |  |  | Non-Lead - Other |  |  | Installation date is after the lead ban |  |  |  |  | Non-Lead |  |  |  | Domestic
MTR_012462 | 18030 170TH PL SE | LOT 95 TROVITSKY PARK |  |  | Non-Lead - Other | No | 2003-03-14 | 4 | Rectified Plan | No |  |  |  | Non-Lead - Other |  |  | Installation date is after the lead ban |  |  |  |  | Non-Lead |  |  |  | Domestic
MTR_020892 | 13240 SE 188TH PL | LOT 8 EMERALD FOREST |  |  | Non-Lead - Other | No | 2003-10-21 | 0 | Installation date is after the lead ban |  |  |  |  | Non-Lead - Other |  |  | Installation date is after the lead ban |  |  |  |  | Non-Lead |  |  |  | Domestic
MTR_026416 | 22502 126TH AVE SE | LOT 50 PHEASANTS HOLLOW |  |  | Non-Lead - Other | No | 1996-02-26 | 0 | Installation date is after the lead ban |  |  |  |  | Non-Lead - Other |  |  | Installation date is after the lead ban |  |  |  |  | Non-Lead |  |  |  | Domestic
MTR_012463 | 18022 170TH PL SE | LOT 94 TROVITSKY PARK |  |  | Non-Lead - Other | No | 2003-03-14 | 4 | Rectified Plan | No |  |  |  | Non-Lead - Other |  |  | Installation date is after the lead ban |  |  |  |  | Non-Lead |  |  |  | Domestic
MTR_018078 | 18123 132ND PL SE | LOT 30 FOREST ESTATES DIVISION #5 |  |  | Non-Lead - Other | No |  | 0 | Installation date is after the lead ban |  |  |  |  | Non-Lead - Other |  |  | Installation date is after the lead ban |  |  |  |  | Non-Lead |  |  |  | Domestic
MTR_026408 | 22415 127TH AVE SE | LOT 37 PHEASANTS HOLLOW |  |  | Non-Lead - Other | No | 1996-02-26 | 0 | Installation date is after the lead ban |  |  |  |  | Non-Lead - Other |  |  | Installation date is after the lead ban |  |  |  |  | Non-Lead |  |  |  | Domestic
MTR_016007 | 16951 SE PETROVITSKY RD | LOT 3 SHORT PLAT 117101 |  |  | Non-Lead - Other | No |  | 0.75 | Installation date is after the lead ban |  |  |  |  | Non-Lead - Other |  |  | Installation date is after the lead ban |  |  |  |  | Non-Lead |  |  |  | Assumed
MTR_020898 | 13234 SE 188TH PL | LOT 9 EMERALD FOREST |  |  | Non-Lead - Other | No | 2003-10-21 | 0 | Installation date is after the lead ban |  |  |  |  | Non-Lead - Other |  |  | Installation date is after the lead ban |  |  |  |  | Non-Lead |  |  |  | Domestic
MTR_016008 | 16915 SE PETROVITSKY RD | TAX LOT 2 SH PL 1177101 |  |  | Non-Lead - Other | No |  | 0.75 | Installation date is after the lead ban |  |  |  |  | Non-Lead - Other |  |  | Installation date is after the lead ban |  |  |  |  | Non-Lead |  |  |  | Assumed
MTR_014177 | 17579 110TH LN SE | 1ST UNIT;BLDG 2 PALM COURT |  |  | Non-Lead - Plastic | No | 1998-06-18 | 1 | Rectified Plan |  |  |  |  | Non-Lead - Other |  |  | Installation date is after the lead ban |  |  |  |  | Non-Lead |  |  |  | Domestic
MTR_015874 | 14310 SE 184TH PL | LOT 6 FAIRWOOD POND ESTATES |  |  | Non-Lead - Other | No | 1989-02-10 | 0 | Installation date is after the lead ban |  |  |  |  | Non-Lead - Other |  |  | Installation date is after the lead ban |  |  |  |  | Non-Lead |  |  |  | Domestic
MTR_015061 | 15779 118TH PL SE | L21 BLK6 CASCADE VISTA#2 |  |  | Non-Lead - Other | No | 2014-04-16 | 1 | Rectified Plan |  |  |  |  | Non-Lead - Other |  |  | Statistical analysis |  |  |  |  | Non-Lead |  |  |  | Domestic
MTR_017730 | 17816 113TH PL SE | L 24 HIGH CHAPARRAL |  |  | Non-Lead - Other | No |  | 0 | Installation date is after the lead ban |  |  |  |  | Non-Lead - Other |  |  | Installation date is after the lead ban |  |  |  |  | Non-Lead |  |  |  | Assumed
MTR_015105 | 15751 120TH AVE SE | L23 B 5 CASCADE VISTA 2 |  |  | Non-Lead - Other | No | 2014-04-16 | 1 | Rectified Plan |  |  |  |  | Non-Lead - Other |  |  | Statistical analysis |  |  |  |  | Non-Lead |  |  |  | Domestic
MTR_017345 | 11254 SE 182ND ST | L8 VIEW GARDENS 1 |  |  | Non-Lead - Other | No | 1979-09-01 | 0 | Relative Placement |  |  |  |  | Non-Lead - Other |  |  | Statistical analysis |  |  |  |  | Non-Lead |  |  |  | Assumed
MTR_002974 | 12121 SE 167TH ST | L 90 CASCADE HILLS 7 |  |  | Non-Lead - Other | No | 2019-08-05 | 1 | Rectified Plan |  |  |  |  | Non-Lead - Other |  |  | Statistical analysis |  |  |  |  | Non-Lead |  |  |  | Domestic
MTR_017166 | 18319 108TH PL SE | LOT 39 MAPLE GLEN |  |  | Non-Lead - Other | No | 1977-03-18 | 0 | Installation date is after the lead ban |  |  |  |  | Non-Lead - Other |  |  | Installation date is after the lead ban |  |  |  |  | Non-Lead |  |  |  | Domestic
MTR_022659 | 19222 120TH PL SE | LOT 2 HANSEN SHORT PLAT PH 1 |  |  | Non-Lead - Other | No | 2014-02-13 | 0 | Installation date is after the lead ban |  |  |  |  | Non-Lead - Other |  |  | Installation date is after the lead ban |  |  |  |  | Non-Lead |  |  |  | Domestic
MTR_022723 | 11806 SE 196TH ST | 9921-001550 |  |  | Non-Lead - Other | No | 2001-03-28 | 0 | Rectified Plan |  |  |  |  | Non-Lead - Other |  |  | Statistical analysis |  |  |  |  | Non-Lead |  |  |  | Domestic
MTR_006140 | 11719 SE 160TH ST | L5 B3 CASCADE VISTA 2 |  |  | Non-Lead - Other | No | 2014-04-16 | 0 | Rectified Plan |  |  |  |  | Non-Lead - Other |  |  | Statistical analysis |  |  |  |  | Non-Lead |  |  |  | Domestic
MTR_022504 | 19303 113TH AVE SE | LOT 39 PANTHER MEADOWS |  |  | Non-Lead - Other | No | 2004-07-26 | 0 | Installation date is after the lead ban |  |  |  |  | Non-Lead - Other |  |  | Installation date is after the lead ban |  |  |  |  | Non-Lead |  |  |  | Domestic
MTR_007657 | 12312 SE 166TH ST | L 37 CASCADE HILLS 7 |  |  | Non-Lead - Other | No | 2019-08-05 | 1 | Rectified Plan |  |  |  |  | Non-Lead - Other |  |  | Statistical analysis |  |  |  |  | Non-Lead |  |  |  | Domestic
MTR_019202 | 19230 98TH AVE S | LOT 16 SPRINGBROOK TERRACE |  |  | Non-Lead - Other | No | 1984-06-01 | 0 | Installation date is after the lead ban |  |  |  |  | Non-Lead - Other |  |  | Installation date is after the lead ban |  |  |  |  | Non-Lead |  |  |  | Assumed
MTR_001590 | 11804 SE 165TH ST | LOT 72 CASCADE HILLS #5 |  |  | Non-Lead - Other | No | 2019-08-05 | 0.75 | Rectified Plan |  |  |  |  | Non-Lead - Other |  |  | Statistical analysis |  |  |  |  | Non-Lead |  |  |  | Domestic
MTR_018961 | 1222 S 47TH PL | LOT 15 PANTHER RIDGE |  |  | Non-Lead - Other | No | 2012-08-28 | 0 | Installation date is after the lead ban |  |  |  |  | Non-Lead - Other |  |  | Installation date is after the lead ban |  |  |  |  | Non-Lead |  |  |  | Domestic
MTR_014805 | 11653 SE 170TH PL | L3 BLK8 CASCADE VISTA #1 |  |  | Non-Lead - Other | No | 2010-10-25 | 1 | Rectified Plan |  |  |  |  | Non-Lead - Other |  |  | Statistical analysis |  |  |  |  | Non-Lead |  |  |  | Domestic
MTR_017652 | 11328 SE 180TH PL | L7 BLK2 BANKERS 1ST |  |  | Non-Lead - Other | Unknown |  | 0 | Statistical analysis |  |  |  |  | Non-Lead - Other |  |  | Statistical analysis |  |  |  |  | Non-Lead |  |  |  | Assumed
MTR_015549 | 12822 SE 175TH CT | LOT 3 EMERALD VISTA |  |  | Non-Lead - Other | No | 2001-03-01 | 0 | Installation date is after the lead ban |  |  |  |  | Non-Lead - Other |  |  | Installation date is after the lead ban |  |  |  |  | Non-Lead |  |  |  | Domestic
MTR_016679 | 14924 SE 181ST ST | L3 CARRIAGEWOOD #2 |  |  | Non-Lead - Other | No | 1982-09-01 | 0 | Installation date is after the lead ban |  |  |  |  | Non-Lead - Other |  |  | Installation date is after the lead ban |  |  |  |  | Non-Lead |  |  |  | Domestic
MTR_014182 | 10823 SE 173RD ST | L3 B2 CLIFFORDS ADDN |  |  | Non-Lead - Other | Unknown |  | 1 | Statistical analysis |  |  |  |  | Non-Lead - Other |  |  | Statistical analysis |  |  |  |  | Non-Lead |  |  |  | Domestic
MTR_027222 | 23607 131ST AVE SE | L67 TWIN CREEKS |  |  | Non-Lead - Other | No |  | 1 | Installation date is after the lead ban |  |  |  |  | Non-Lead - Other |  |  | Installation date is after the lead ban |  |  |  |  | Non-Lead |  |  |  | Domestic
MTR_015480 | 12610 SE 168TH ST | L 8 B 5 CASCADE HILLS 4 |  |  | Non-Lead - Other | Unknown |  | 0 | Statistical analysis |  |  |  |  | Non-Lead - Other |  |  | Statistical analysis |  |  |  |  | Non-Lead |  |  |  | Domestic
MTR_016671 | 18111 150TH CT SE | L21 CARRIAGEWOOD #2 |  |  | Non-Lead - Other | No | 1982-09-01 | 0 | Installation date is after the lead ban |  |  |  |  | Non-Lead - Other |  |  | Installation date is after the lead ban |  |  |  |  | Non-Lead |  |  |  | Domestic
MTR_002706 | 12421 SE 238TH PL | LOT 2 MERIDIAN GLENN |  |  | Non-Lead - Other | No | 2000-11-08 | 0 | Rectified Plan | No |  |  |  | Non-Lead - Other |  |  | Installation date is after the lead ban |  |  |  |  | Non-Lead |  |  |  | Domestic
MTR_014853 | 16841 125TH AVE SE | L29 BLK 1 CASCADE VISTA #1 |  |  | Non-Lead - Other | No | 2010-10-25 | 1 | Rectified Plan |  |  |  |  | Non-Lead - Other |  |  | Statistical analysis |  |  |  |  | Non-Lead |  |  |  | Domestic
MTR_011904 | 16647 106TH AVE SE | EAST 140 LOT 4 BLOCK 3 AKERS FARM S #5 |  |  | Non-Lead - Other | No | 1999-03-24 | 0 | Rectified Plan |  |  |  |  | Non-Lead - Other |  |  | Statistical analysis |  |  |  |  | Non-Lead |  |  |  | Domestic
MTR_002624 | 23854 125TH PL SE | LOT 21 MERIDIAN GLENN |  |  | Non-Lead - Other | No | 2000-11-08 | 0 | Rectified Plan | No |  |  |  | Non-Lead - Other |  |  | Installation date is after the lead ban |  |  |  |  | Non-Lead |  |  |  | Domestic
MTR_011948 | 3413 MAIN AVE S | LOT 33 WINSPER 2 |  |  | Non-Lead - Other | No | 1998-02-25 | 0 | Installation date is after the lead ban |  |  |  |  | Non-Lead - Other |  |  | Installation date is after the lead ban |  |  |  |  | Non-Lead |  |  |  | Domestic
MTR_011805 | 10712 SE 170TH ST | LOT 3-B MARVIN GARDENS |  |  | Non-Lead - Plastic | No | 2002-07-28 | 1 | Rectified Plan |  |  |  |  | Non-Lead - Other |  |  | Installation date is after the lead ban |  |  |  |  | Non-Lead |  |  |  | Domestic
MTR_008869 | 23624 124TH AVE SE | LOT 17 GAGES GROVE |  |  | Non-Lead - Other | No | 2005-08-18 | 0 | Rectified Plan | No |  |  |  | Non-Lead - Other |  |  | Installation date is after the lead ban |  |  |  |  | Non-Lead |  |  |  | Domestic
MTR_014866 | 16842 124TH AVE SE | L6 BL1 CASCADE VISTA #1 |  |  | Non-Lead - Other | No | 2010-10-25 | 1 | Rectified Plan |  |  |  |  | Non-Lead - Other |  |  | Statistical analysis |  |  |  |  | Non-Lead |  |  |  | Domestic
MTR_030154 | 12327 SE 158TH ST | L4 B4 CASCADE VILLAGE 2 |  |  | Non-Lead - Other | No | 2016-06-22 | 0.75 | Rectified Plan |  |  |  |  | Non-Lead - Other |  |  | Statistical analysis |  |  |  |  | Non-Lead |  |  |  | Domestic
MTR_029304 | 23115 120TH AVE SE | LOT 20 TERRA HEIGHTS |  |  | Non-Lead - Other | No |  | 0 | Installation date is after the lead ban |  |  |  |  | Non-Lead - Other |  |  | Installation date is after the lead ban |  |  |  |  | Non-Lead |  |  |  | Domestic
MTR_012588 | 16945 SE 183RD PL | LOT 51 TROVITSKY PARK |  |  | Non-Lead - Other | No | 2003-03-14 | 4 | Rectified Plan | No |  |  |  | Non-Lead - Other |  |  | Installation date is after the lead ban |  |  |  |  | Non-Lead |  |  |  | Domestic
MTR_025248 | 12513 SE 214TH PL | L325 GLENCARIN #2 |  |  | Non-Lead - Other | No | 1968-07-31 | 0 | Installation date is after the lead ban |  |  |  |  | Non-Lead - Other |  |  | Installation date is after the lead ban |  |  |  |  | Non-Lead |  |  |  | Domestic
MTR_012582 | 16956 SE 183RD PL | LOT 45 TROVITSKY PARK |  |  | Non-Lead - Other | No | 2003-03-14 | 4 | Rectified Plan | No |  |  |  | Non-Lead - Other |  |  | Installation date is after the lead ban |  |  |  |  | Non-Lead |  |  |  | Domestic
MTR_029016 | 11118 SE 219TH PL | LOT 29 FALCON CREST |  |  | Non-Lead - Other | No |  | 0 | Installation date is after the lead ban |  |  |  |  | Non-Lead - Other |  |  | Installation date is after the lead ban |  |  |  |  | Non-Lead |  |  |  | Domestic
MTR_012587 | 16939 SE 183RD PL | LOT 50 TROVITSKY PARK |  |  | Non-Lead - Other | No | 2003-03-14 | 4 | Rectified Plan | No |  |  |  | Non-Lead - Other |  |  | Installation date is after the lead ban |  |  |  |  | Non-Lead |  |  |  | Domestic
MTR_025590 | 12524 SE 216TH ST | L 78 GLENCARIN #3 |  |  | Non-Lead - Other | No |  | 0 | Installation date is after the lead ban |  |  |  |  | Non-Lead - Other |  |  | Installation date is after the lead ban |  |  |  |  | Non-Lead |  |  |  | Domestic
MTR_014114 | 16813 108TH AVE SE | NORTH 60 LOT 21 BLOCK 4 AKERS FAR MS #5 |  |  | Non-Lead - Other | Unknown |  | 0.75 | Statistical analysis |  |  |  |  | Non-Lead - Other |  |  | Statistical analysis |  |  |  |  | Non-Lead |  |  |  | Assumed
MTR_012520 | 16941 SE 182ND PL | LOT 40 TROVITSKY PARK |  |  | Non-Lead - Other | No | 2003-03-14 | 4 | Rectified Plan | No |  |  |  | Non-Lead - Other |  |  | Installation date is after the lead ban |  |  |  |  | Non-Lead |  |  |  | Domestic
MTR_012589 | 16951 SE 183RD PL | LOT 52 TROVITSKY PARK |  |  | Non-Lead - Other | No | 2003-03-14 | 4 | Rectified Plan | No |  |  |  | Non-Lead - Other |  |  | Installation date is after the lead ban |  |  |  |  | Non-Lead |  |  |  | Domestic
MTR_028981 | 11103 SE 219TH PL | LOT 24 FALCON CREST |  |  | Non-Lead - Other | No |  | 0 | Installation date is after the lead ban |  |  |  |  | Non-Lead - Other |  |  | Installation date is after the lead ban |  |  |  |  | Non-Lead |  |  |  | Domestic
MTR_012535 | 18212 171ST CT SE | LOT 71 TROVITSKY PARK |  |  | Non-Lead - Other | No | 2003-03-14 | 4 | Rectified Plan | No |  |  |  | Non-Lead - Other |  |  | Installation date is after the lead ban |  |  |  |  | Non-Lead |  |  |  | Domestic
MTR_025553 | 21511 127TH PL SE | LOT 72 GLENCARIN #3 |  |  | Non-Lead - Other | No |  | 0 | Installation date is after the lead ban |  |  |  |  | Non-Lead - Other |  |  | Installation date is after the lead ban |  |  |  |  | Non-Lead |  |  |  | Domestic
MTR_012536 | 18208 171ST CT SE | LOT 72 TROVITSKY PARK |  |  | Non-Lead - Other | No | 2003-03-14 | 4 | Rectified Plan | No |  |  |  | Non-Lead - Other |  |  | Installation date is after the lead ban |  |  |  |  | Non-Lead |  |  |  | Domestic
MTR_027665 | 11735 SE 217TH PL | LOT 16 CROWN ROYAL II |  |  | Non-Lead - Other | No |  | 0 | Installation date is after the lead ban |  |  |  |  | Non-Lead - Other |  |  | Installation date is after the lead ban |  |  |  |  | Non-Lead |  |  |  | Assumed
MTR_027624 | 11684 SE 217TH PL | LOT 2 ROYAL CREST ESTATES |  |  | Non-Lead - Other | No | 2005-12-20 | 0 | Installation date is after the lead ban |  |  |  |  | Non-Lead - Other |  |  | Installation date is after the lead ban |  |  |  |  | Non-Lead |  |  |  | Domestic
MTR_024580 | 12807 SE 202ND PL | LOT 1 LINDA HIGHLANDS |  |  | Non-Lead - Other | No |  | 0 | Installation date is after the lead ban |  |  |  |  | Non-Lead - Other |  |  | Installation date is after the lead ban |  |  |  |  | Non-Lead |  |  |  | Domestic
MTR_027896 | 11812 SE 221ST ST | LOT 36 MEADOW GLEN #2 |  |  | Non-Lead - Other | No |  | 0 | Installation date is after the lead ban |  |  |  |  | Non-Lead - Other |  |  | Installation date is after the lead ban |  |  |  |  | Non-Lead |  |  |  | Domestic
MTR_030084 | 12644 SE 160TH ST | L11 B2 CASCADE VILLAGE 4 |  |  | Non-Lead - Other | No | 2016-06-22 | 0.75 | Rectified Plan |  |  |  |  | Non-Lead - Other |  |  | Statistical analysis |  |  |  |  | Non-Lead |  |  |  | Domestic
MTR_012523 | 18235 171ST CT SE | LOT 59 TROVITSKY PARK |  |  | Non-Lead - Other | No | 2003-03-14 | 4 | Rectified Plan | No |  |  |  | Non-Lead - Other |  |  | Installation date is after the lead ban |  |  |  |  | Non-Lead |  |  |  | Domestic
MTR_030118 | 12644 SE 158TH ST | L8 BK1 CASCADE VILLAGE#4 |  |  | Non-Lead - Other | No | 2016-06-22 | 0.75 | Rectified Plan |  |  |  |  | Non-Lead - Other |  |  | Statistical analysis |  |  |  |  | Non-Lead |  |  |  | Domestic
MTR_012525 | 18259 171ST CT SE | LOT 61 TROVITSKY PARK |  |  | Non-Lead - Other | No | 2003-03-14 | 4 | Rectified Plan | No |  |  |  | Non-Lead - Other |  |  | Installation date is after the lead ban |  |  |  |  | Non-Lead |  |  |  | Domestic
MTR_014737 | 15618 129TH PL SE | LOT 46 FAIRLANE WOODS |  |  | Non-Lead - Other | No | 1978-09-22 | 0 | Installation date is after the lead ban |  |  |  |  | Non-Lead - Other |  |  | Installation date is after the lead ban |  |  |  |  | Non-Lead |  |  |  | Domestic
MTR_012534 | 18216 171ST CT SE | LOT 70 TROVITSKY PARK |  |  | Non-Lead - Other | No | 2003-03-14 | 4 | Rectified Plan | No |  |  |  | Non-Lead - Other |  |  | Installation date is after the lead ban |  |  |  |  | Non-Lead |  |  |  | Domestic
MTR_028027 | 11657 SE 218TH PL | LOT 8 CROWN TERRACE |  |  | Non-Lead - Other | No |  | 0 | Installation date is after the lead ban |  |  |  |  | Non-Lead - Other |  |  | Installation date is after the lead ban |  |  |  |  | Non-Lead |  |  |  | Domestic
MTR_030228 | 15335 SE 179TH ST | LOT 71 CANDLEWOOD RIDGE #4 |  |  | Non-Lead - Other | No |  | 0.75 | Installation date is after the lead ban |  |  |  |  | Non-Lead - Other |  |  | Installation date is after the lead ban |  |  |  |  | Non-Lead |  |  |  | Assumed
MTR_012537 | 16907 SE 180TH PL | LOT 66 TROVITSKY PARK 2 |  |  | Non-Lead - Other | No | 2003-03-14 | 4 | Rectified Plan | No |  |  |  | Non-Lead - Other |  |  | Installation date is after the lead ban |  |  |  |  | Non-Lead |  |  |  | Domestic
MTR_028918 | 22315 115TH PL SE | LOT 3 JOHN VELKOFF ADDITION |  |  | Non-Lead - Other | Unknown |  | 0 | Statistical analysis |  |  |  |  | Non-Lead - Other |  |  | Statistical analysis |  |  |  |  | Non-Lead |  |  |  | Assumed
MTR_016957 | 15512 SE 179TH ST | LOT 4 CANDLEWOOD RIDGE #4 |  |  | Non-Lead - Other | No | 1977-07-01 | 0 | Installation date is after the lead ban |  |  |  |  | Non-Lead - Other |  |  | Installation date is after the lead ban |  |  |  |  | Non-Lead |  |  |  | Domestic
MTR_012538 | 16913 SE 180TH PL | LOT 67 TROVITSKY PARK 2 |  |  | Non-Lead - Other | No | 2003-03-14 | 4 | Rectified Plan | No |  |  |  | Non-Lead - Other |  |  | Installation date is after the lead ban |  |  |  |  | Non-Lead |  |  |  | Domestic
MTR_029012 | 22304 115TH PL SE | L 1 JOHN VELKOFF ADD |  |  | Non-Lead - Other | Unknown |  | 0 | Statistical analysis |  |  |  |  | Non-Lead - Other |  |  | Statistical analysis |  |  |  |  | Non-Lead |  |  |  | Assumed
MTR_012502 | 18042 169TH AVE SE | LOT 64 TROVITSKY PARK 2 |  |  | Non-Lead - Other | No | 2003-03-14 | 4 | Rectified Plan | No |  |  |  | Non-Lead - Other |  |  | Installation date is after the lead ban |  |  |  |  | Non-Lead |  |  |  | Domestic
MTR_027638 | 12008 SE 223RD DR | L82 MEADOWGREEN ESTATES |  |  | Non-Lead - Other | No |  | 0 | Installation date is after the lead ban |  |  |  |  | Non-Lead - Other |  |  | Installation date is after the lead ban |  |  |  |  | Non-Lead |  |  |  | Domestic
MTR_027859 | 12031 SE 222ND PL | LOT 91 MEADOWGREEN EST. |  |  | Non-Lead - Other | No |  | 0 | Installation date is after the lead ban |  |  |  |  | Non-Lead - Other |  |  | Installation date is after the lead ban |  |  |  |  | Non-Lead |  |  |  | Domestic
MTR_012668 | 16901 SE 180TH PL | LOT 65 TROVITSKY PARK 2 |  |  | Non-Lead - Other | No | 2003-03-14 | 4 | Rectified Plan | No |  |  |  | Non-Lead - Other |  |  | Installation date is after the lead ban |  |  |  |  | Non-Lead |  |  |  | Domestic
MTR_028081 | 11841 SE 221ST ST | LOT 9 MEADOW GLEN #2 |  |  | Non-Lead - Other | No |  | 0 | Installation date is after the lead ban |  |  |  |  | Non-Lead - Other |  |  | Installation date is after the lead ban |  |  |  |  | Non-Lead |  |  |  | Domestic
MTR_012539 | 16912 SE 180TH PL | LOT 1 TROVITSKY PARK 2 |  |  | Non-Lead - Other | No | 2003-03-14 | 4 | Rectified Plan | No |  |  |  | Non-Lead - Other |  |  | Installation date is after the lead ban |  |  |  |  | Non-Lead |  |  |  | Domestic
MTR_028035 | 22148 123RD AVE SE | LOT 22 GLENCARIN SOUTH |  |  | Non-Lead - Other | No |  | 0 | Installation date is after the lead ban |  |  |  |  | Non-Lead - Other |  |  | Installation date is after the lead ban |  |  |  |  | Non-Lead |  |  |  | Domestic
MTR_012541 | 18005 168TH WAY SE | LOT 3 TROVITSKY PARK 2 |  |  | Non-Lead - Other | No | 2003-03-14 | 4 | Rectified Plan | No |  |  |  | Non-Lead - Other |  |  | Installation date is after the lead ban |  |  |  |  | Non-Lead |  |  |  | Domestic
MTR_027994 | 12030 SE 221ST ST | LOT 57 GLENCARIN SOUTH |  |  | Non-Lead - Other | No |  | 0 | Installation date is after the lead ban |  |  |  |  | Non-Lead - Other |  |  | Installation date is after the lead ban |  |  |  |  | Non-Lead |  |  |  | Domestic
MTR_015795 | 14620 SE 185TH PL | LOT 14 FAIRHAVEN #2 |  |  | Non-Lead - Other | No | 2001-07-27 | 0 | Installation date is after the lead ban |  |  |  |  | Non-Lead - Other |  |  | Installation date is after the lead ban |  |  |  |  | Non-Lead |  |  |  | Domestic
MTR_027695 | 21612 117TH PL SE | LOT 49 CROWN ROYAL II |  |  | Non-Lead - Other | No |  | 0 | Installation date is after the lead ban |  |  |  |  | Non-Lead - Other |  |  | Installation date is after the lead ban |  |  |  |  | Non-Lead |  |  |  | Assumed
MTR_017579 | 18343 130TH AVE SE | LOT 13 FOX ESTATES |  |  | Non-Lead - Other | No | 1988-01-19 | 0 | Installation date is after the lead ban |  |  |  |  | Non-Lead - Other |  |  | Installation date is after the lead ban |  |  |  |  | Non-Lead |  |  |  | Domestic
MTR_023744 | 21925 101ST PL SE | LOT 7 KARA CREST |  |  | Non-Lead - Other | No | 2001-08-23 | 0 | Installation date is after the lead ban |  |  |  |  | Non-Lead - Other |  |  | Installation date is after the lead ban |  |  |  |  | Non-Lead |  |  |  | Domestic
MTR_015860 | 14007 SE 188TH WAY | LOT 23 FAIRHAVEN |  |  | Non-Lead - Other | No | 1995-08-03 | 0 | Installation date is after the lead ban |  |  |  |  | Non-Lead - Other |  |  | Installation date is after the lead ban |  |  |  |  | Non-Lead |  |  |  | Domestic
MTR_016937 | 15419 SE 179TH ST | LOT 75 CANDLEWOOD RIDGE #4 |  |  | Non-Lead - Other | No | 1977-07-01 | 0 | Installation date is after the lead ban |  |  |  |  | Non-Lead - Other |  |  | Installation date is after the lead ban |  |  |  |  | Non-Lead |  |  |  | Domestic
MTR_016159 | 18207 159TH CT SE | LOT 25 CARRIAGEWOOD #8 |  |  | Non-Lead - Plastic | No | 1983-07-01 | 0 | Rectified Plan | No |  |  |  | Non-Lead - Other |  |  | Installation date is after the lead ban |  |  |  |  | Non-Lead |  |  |  | Domestic
MTR_024336 | 10447 SE 222ND ST | L 46 UNDEEDAN ORCHARD |  |  | Non-Lead - Other | No |  | 0 | Installation date is after the lead ban |  |  |  |  | Non-Lead - Other |  |  | Installation date is after the lead ban |  |  |  |  | Non-Lead |  |  |  | Assumed
MTR_021564 | 14016 SE 200TH ST | LOT D K.C.SHORT PLAT #3337R (KOVAL SUBDIVISION) |  |  | Non-Lead - Other | No |  | 0 | Installation date is after the lead ban |  |  |  |  | Non-Lead - Other |  |  | Installation date is after the lead ban |  |  |  |  | Non-Lead |  |  |  | Domestic
MTR_016005 | 17007 SE 184TH ST | NORTHWOOD JR HIGH - DETECTOR CHECK |  |  | Non-Lead - Other | No | 1996-03-05 | 0 | Installation date is after the lead ban |  |  |  |  | Non-Lead - Other |  |  | Installation date is after the lead ban |  |  |  |  | Non-Lead |  |  |  | Domestic
MTR_021237 | 14216 SE 198TH ST | LOT 3 COUNTRY GATE |  |  | Non-Lead - Other | No | 2001-02-01 | 0 | Installation date is after the lead ban |  |  |  |  | Non-Lead - Other |  |  | Installation date is after the lead ban |  |  |  |  | Non-Lead |  |  |  | Domestic
MTR_000921 | 16022 116TH AVE SE | 0708-001556-TAX LOT 34 NW 28-23-5 - Det Check |  |  | Non-Lead - Other | No |  | 0 | Installation date is after the lead ban |  |  |  |  | Non-Lead - Other |  |  | Installation date is after the lead ban |  |  |  |  | Non-Lead |  |  |  | Domestic
MTR_021497 | 14701 SE 198TH ST | LOT 90 RUDDELLS 3RD ADD |  |  | Non-Lead - Other | No |  | 0 | Installation date is after the lead ban |  |  |  |  | Non-Lead - Other |  |  | Installation date is after the lead ban |  |  |  |  | Non-Lead |  |  |  | Domestic
MTR_021251 | 14242 SE 200TH ST | TL79 E1/2 SEC 3-22-5 |  |  | Non-Lead - Other | No | 2004-04-16 | 0 | Rectified Plan |  |  |  |  | Non-Lead - Other |  |  | Statistical analysis |  |  |  |  | Non-Lead |  |  |  | Domestic
MTR_010946 | 2640 BENSON RD S | TAX LOT 102 29-23-05 |  |  | Non-Lead - Other | No | 2014-10-14 | 6 | Rectified Plan |  |  |  |  | Non-Lead - Other |  |  | Statistical analysis |  |  |  |  | Non-Lead |  |  |  | Hydrant
MTR_024797 | 20010 143RD PL SE | L3 BLK5 FOWLERS ADD. |  |  | Non-Lead - Other | Unknown |  | 0 | Statistical analysis |  |  |  |  | Non-Lead - Other |  |  | Statistical analysis |  |  |  |  | Non-Lead |  |  |  | Assumed
MTR_023713 | 219TH & 100TH AVE SE-IRRIGATION | 219TH & 100TH AVE SE-IRRIGATION |  |  | Non-Lead - Other | No | 2001-08-23 | 0 | Statistical analysis |  |  |  |  | Non-Lead - Other |  |  | Statistical analysis |  |  |  |  | Non-Lead |  |  |  | Domestic
MTR_020188 | 19415 108TH AVE SE | POR L23 PANT LK GARD TRT |  |  | Non-Lead - Other | Unknown |  | 0 | Statistical analysis |  |  |  |  | Non-Lead - Other |  |  | Statistical analysis |  |  |  |  | Non-Lead |  |  |  | Assumed
MTR_007625 | 16420 120TH AVE SE | LOT 103 CASCADE HILLS #6 |  |  | Non-Lead - Other | No | 2019-08-05 | 0.75 | Rectified Plan |  |  |  |  | Non-Lead - Other |  |  | Statistical analysis |  |  |  |  | Non-Lead |  |  |  | Domestic
MTR_021268 | 14536 SE 196TH PL | LOT 8 PHEASANT MEADOWS |  |  | Non-Lead - Other | No |  | 0 | Installation date is after the lead ban |  |  |  |  | Non-Lead - Other |  |  | Installation date is after the lead ban |  |  |  |  | Non-Lead |  |  |  | Domestic
MTR_002035 | 16531 116TH PL SE | L 86 CASCADE HILLS 5 |  |  | Non-Lead - Other | No | 2019-08-05 | 0.75 | Rectified Plan |  |  |  |  | Non-Lead - Other |  |  | Statistical analysis |  |  |  |  | Non-Lead |  |  |  | Domestic
MTR_021626 | 19930 138TH AVE SE | L 2 STAFFORD HANSELL#11 |  |  | Non-Lead - Other | No |  | 0 | Rectified Plan | No |  |  |  | Non-Lead - Other |  |  | Installation date is after the lead ban |  |  |  |  | Non-Lead |  |  |  | Domestic
MTR_003455 | 16522 121ST AVE SE | L 95 CASCADE HILLS 6 |  |  | Non-Lead - Other | No | 2019-08-05 | 0.75 | Rectified Plan |  |  |  |  | Non-Lead - Other |  |  | Statistical analysis |  |  |  |  | Non-Lead |  |  |  | Domestic
MTR_021438 | 19801 144TH PL SE | LOT 63 RUDELLS 3RD ADDITION |  |  | Non-Lead - Other | No |  | 0 | Installation date is after the lead ban |  |  |  |  | Non-Lead - Other |  |  | Installation date is after the lead ban |  |  |  |  | Non-Lead |  |  |  | Domestic
MTR_021723 | 19811 137TH AVE SE | LOT 25 SOOS CREEK MEADOWS |  |  | Non-Lead - Other | No |  | 0 | Rectified Plan | No |  |  |  | Non-Lead - Other |  |  | Installation date is after the lead ban |  |  |  |  | Non-Lead |  |  |  | Domestic
MTR_007284 | 15734 116TH AVE SE | L5 BLK1 CASCADE VISTA #2 |  |  | Non-Lead - Other | No | 2014-04-16 | 0 | Rectified Plan |  |  |  |  | Non-Lead - Other |  |  | Statistical analysis |  |  |  |  | Non-Lead |  |  |  | Domestic
MTR_021656 | 19408 138TH AVE SE | LOT 17 ROCK CREEK |  |  | Non-Lead - Other | No |  | 0 | Rectified Plan | No |  |  |  | Non-Lead - Other |  |  | Installation date is after the lead ban |  |  |  |  | Non-Lead |  |  |  | Domestic
MTR_030006 | 12678 SE 161ST ST | L 14 B 1 CASCADE VISTA 4 |  |  | Non-Lead - Other | No | 2016-06-22 | 0.75 | Rectified Plan |  |  |  |  | Non-Lead - Other |  |  | Statistical analysis |  |  |  |  | Non-Lead |  |  |  | Domestic
MTR_030067 | 12401 SE 160TH ST | L2 BK4 CASCADE VILLAGE#3 |  |  | Non-Lead - Other | No | 2016-06-22 | 0.75 | Rectified Plan |  |  |  |  | Non-Lead - Other |  |  | Statistical analysis |  |  |  |  | Non-Lead |  |  |  | Domestic
MTR_016983 | 17635 156TH AVE SE | LOT 46 CANDLEWOOD RIDGE #4 |  |  | Non-Lead - Other | No | 1977-07-01 | 0 | Installation date is after the lead ban |  |  |  |  | Non-Lead - Other |  |  | Installation date is after the lead ban |  |  |  |  | Non-Lead |  |  |  | Domestic
MTR_011431 | 12704 SE 168TH ST | L 8 CASCADE HILLS 8 |  |  | Non-Lead - Other | No |  | 1 | Installation date is after the lead ban |  |  |  |  | Non-Lead - Other |  |  | Installation date is after the lead ban |  |  |  |  | Non-Lead |  |  |  | Domestic
MTR_003282 | 11856 SE 234TH ST | 9918-016243 |  |  | Non-Lead - Other | No | 2008-09-03 | 0 | Rectified Plan | No |  |  |  | Non-Lead - Other |  |  | Installation date is after the lead ban |  |  |  |  | Non-Lead |  |  |  | Domestic
MTR_021587 | 19341 133RD AVE SE | LOT 43 FOREST TRAILS #3 |  |  | Non-Lead - Other | No |  | 0 | Rectified Plan | No |  |  |  | Non-Lead - Other |  |  | Installation date is after the lead ban |  |  |  |  | Non-Lead |  |  |  | Domestic
MTR_006979 | 16621 125TH AVE SE | L 69 CASCADE HILLS 7 |  |  | Non-Lead - Other | No | 2019-08-05 | 0 | Rectified Plan |  |  |  |  | Non-Lead - Other |  |  | Statistical analysis |  |  |  |  | Non-Lead |  |  |  | Domestic
MTR_030144 | 12821 SE 160TH ST | L1 B4 CASCADE VILLAGE#4 |  |  | Non-Lead - Other | No | 2016-06-22 | 0.75 | Rectified Plan |  |  |  |  | Non-Lead - Other |  |  | Statistical analysis |  |  |  |  | Non-Lead |  |  |  | Domestic
MTR_024498 | 20453 131ST PL SE | LOT 81 GREEN ACRES EAST |  |  | Non-Lead - Other | No |  | 0 | Installation date is after the lead ban |  |  |  |  | Non-Lead - Other |  |  | Installation date is after the lead ban |  |  |  |  | Non-Lead |  |  |  | Domestic
MTR_007961 | 16712 125TH AVE SE | L7 B2 CASCADE HILLS 4 |  |  | Non-Lead - Other | No | 2019-08-05 | 0 | Rectified Plan |  |  |  |  | Non-Lead - Other |  |  | Statistical analysis |  |  |  |  | Non-Lead |  |  |  | Domestic
MTR_027174 | 23620 128TH AVE SE | L30 TWIN CREEKS |  |  | Non-Lead - Other | No |  | 1 | Installation date is after the lead ban |  |  |  |  | Non-Lead - Other |  |  | Installation date is after the lead ban |  |  |  |  | Non-Lead |  |  |  | Domestic
MTR_020443 | 10208 SE 205TH ST | L4 BLK1 SUNSET VILLA |  |  | Non-Lead - Other | Unknown |  | 0 | Statistical analysis |  |  |  |  | Non-Lead - Other |  |  | Statistical analysis |  |  |  |  | Non-Lead |  |  |  | Domestic
MTR_029931 | 16023 126TH AVE SE | TAX LOT 82 WEST 1/2 SECTION 28-23-5 |  |  | Non-Lead - Other | No | 2016-06-22 | 0.75 | Rectified Plan |  |  |  |  | Non-Lead - Other |  |  | Statistical analysis |  |  |  |  | Non-Lead |  |  |  | Domestic
MTR_006126 | 15791 118TH PL SE | L18 BLK6 CASCADE VISTA#2 |  |  | Non-Lead - Other | No | 2014-04-16 | 0 | Rectified Plan |  |  |  |  | Non-Lead - Other |  |  | Statistical analysis |  |  |  |  | Non-Lead |  |  |  | Domestic
MTR_020373 | 20404 100TH AVE SE | L25 MAYVILLA PARK |  |  | Non-Lead - Other | Unknown |  | 0 | Statistical analysis |  |  |  |  | Non-Lead - Other |  |  | Statistical analysis |  |  |  |  | Non-Lead |  |  |  | Assumed
MTR_029933 | 16035 126TH AVE SE | LOT 1 BLOCK 5 CASCADE VISTA #4 |  |  | Non-Lead - Other | No | 2016-06-22 | 0.75 | Rectified Plan |  |  |  |  | Non-Lead - Other |  |  | Statistical analysis |  |  |  |  | Non-Lead |  |  |  | Domestic
MTR_011228 | 16511 116TH AVE SE | LOT 14 BIEGLER-NILLES ADDITION |  |  | Galvanized Requiring Replacement | Unknown |  | 0 | Relative Placement | Yes | Visual inspection at the meter pit | 2024-02-06 |  | Galvanized Requiring Replacement |  |  | Field inspection only with no records | Yes | Visual inspection at the meter pit | 2024-02-06 |  | Galvanized Requiring Replacement |  |  |  | Assumed
MTR_012649 | 17232 174TH AVE SE | 9929-003730 |  |  | Non-Lead - Plastic | No | 2010-01-19 | 1 | Rectified Plan |  |  |  |  | Non-Lead - Other |  |  | Installation date is after the lead ban |  |  |  |  | Non-Lead |  |  |  | Domestic
MTR_020482 | 20434 104TH AVE SE | LOT 16 TODDS ADDITION |  |  | Non-Lead - Other | No |  | 0 | Installation date is after the lead ban |  |  |  |  | Non-Lead - Other |  |  | Installation date is after the lead ban |  |  |  |  | Non-Lead |  |  |  | Domestic
MTR_014100 | 11212 SE 168TH ST | LOT 1 KING COUNTY SHORT PLAT #48506 |  |  | Non-Lead Plastic | Unknown |  | 0.75 | Relative Placement | Yes | Visual inspection at the meter pit | 2024-02-06 |  | Non-Lead Plastic |  |  | Field inspection only with no records | Yes | Visual inspection at the meter pit | 2024-02-06 |  | Non-Lead |  |  |  | Assumed
MTR_012653 | 17223 174TH AVE SE | 9929-004980 |  |  | Non-Lead - Plastic | No | 2010-01-19 | 1 | Rectified Plan |  |  |  |  | Non-Lead - Other |  |  | Installation date is after the lead ban |  |  |  |  | Non-Lead |  |  |  | Domestic
MTR_020362 | 20419 100TH AVE SE | 9902-013250 |  |  | Non-Lead - Other | Unknown |  | 0 | Statistical analysis |  |  |  |  | Non-Lead - Other |  |  | Statistical analysis |  |  |  |  | Non-Lead |  |  |  | Assumed
MTR_027408 | 13815 SE 237TH PL | LOT 10 JANES PLACE |  |  | Non-Lead - Other | No | 1989-01-13 | 0 | Installation date is after the lead ban |  |  |  |  | Non-Lead - Other |  |  | Installation date is after the lead ban |  |  |  |  | Non-Lead |  |  |  | Domestic
MTR_018365 | 17806 147TH AVE SE | L59 CARRIAGE LANE #2 |  |  | Non-Lead - Other | Unknown |  | 0 | Statistical analysis |  |  |  |  | Non-Lead - Other |  |  | Statistical analysis |  |  |  |  | Non-Lead |  |  |  | Assumed
MTR_020244 | 10529 SE 206TH PL | LOT 6 KIRKS ADDITION |  |  | Non-Lead - Other | No |  | 0 | Installation date is after the lead ban |  |  |  |  | Non-Lead - Other |  |  | Installation date is after the lead ban |  |  |  |  | Non-Lead |  |  |  | Domestic
MTR_011179 | 11408 SE 164TH ST | SOUTH 70 LOT 1 BLOCK 4 AKERS FARM S #6 |  |  | Non-Lead - Other | Unknown |  | 0 | Statistical analysis |  |  |  |  | Non-Lead - Other |  |  | Statistical analysis |  |  |  |  | Non-Lead |  |  |  | Domestic
MTR_029646 | 22628 112TH AVE SE | LOT 134 KENTON FIRS |  |  | Non-Lead - Other | Unknown |  | 0 | Statistical analysis |  |  |  |  | Non-Lead - Other |  |  | Statistical analysis |  |  |  |  | Non-Lead |  |  |  | Domestic
MTR_020269 | 20714 104TH PL SE | LOT 5 BLK 1 JOVEL MANOR |  |  | Non-Lead - Other | Unknown |  | 0 | Statistical analysis |  |  |  |  | Non-Lead - Other |  |  | Statistical analysis |  |  |  |  | Non-Lead |  |  |  | Assumed
MTR_027461 | 23716 138TH AVE SE | LOT 40 NORTHPEAK CREST |  |  | Non-Lead - Other | No | 1979-07-01 | 0 | Installation date is after the lead ban |  |  |  |  | Non-Lead - Other |  |  | Installation date is after the lead ban |  |  |  |  | Non-Lead |  |  |  | Domestic
MTR_012648 | 17341 W LK DESIRE DR SE | L29 SECCTION 25-23-5 |  |  | Non-Lead - Plastic | No | 2010-01-19 | 1 | Rectified Plan |  |  |  |  | Non-Lead - Other |  |  | Installation date is after the lead ban |  |  |  |  | Non-Lead |  |  |  | Domestic
MTR_019275 | 9461 S 196TH PL | LOT 7 OLYMPIC PEAK ESTATES |  |  | Non-Lead - Other | No | 2004-07-14 | 0 | Installation date is after the lead ban |  |  |  |  | Non-Lead - Other |  |  | Installation date is after the lead ban |  |  |  |  | Non-Lead |  |  |  | Domestic
MTR_029429 | 11720 SE 228TH PL | LOT 34 HUNTERS RUN |  |  | Non-Lead - Other | No |  | 0 | Installation date is after the lead ban |  |  |  |  | Non-Lead - Other |  |  | Installation date is after the lead ban |  |  |  |  | Non-Lead |  |  |  | Domestic
MTR_019292 | 9615 S 198TH PL | LOT 2 KING COUNTY SHORT PLAT #88004 6 |  |  | Non-Lead - Other | No |  | 0 | Installation date is after the lead ban |  |  |  |  | Non-Lead - Other |  |  | Installation date is after the lead ban |  |  |  |  | Non-Lead |  |  |  | Assumed
MTR_012607 | 17421 W LK DESIRE DR SE | SW 1/4 SE1/4 25-23-5 |  |  | Non-Lead - Plastic | No | 2010-01-19 | 1 | Rectified Plan |  |  |  |  | Non-Lead - Other |  |  | Installation date is after the lead ban |  |  |  |  | Non-Lead |  |  |  | Domestic
MTR_019279 | 19826 97TH AVE S | L9 MALABAR HILLS #1 |  |  | Non-Lead - Other | Unknown |  | 0 | Statistical analysis |  |  |  |  | Non-Lead - Other |  |  | Statistical analysis |  |  |  |  | Non-Lead |  |  |  | Assumed
MTR_022174 | 11642 SE 188TH ST | 9921-010925 |  |  | Non-Lead - Other | Unknown |  | 0 | Statistical analysis |  |  |  |  | Non-Lead - Other |  |  | Statistical analysis |  |  |  |  | Non-Lead |  |  |  | Assumed
MTR_022011 | 11830 SE 189TH PL | LOT 3 RYLEE'S PLACE |  |  | Non-Lead - Other | No | 2016-03-21 | 0 | Rectified Plan | No |  |  |  | Non-Lead - Other |  |  | Installation date is after the lead ban |  |  |  |  | Non-Lead |  |  |  | Domestic
MTR_019306 | 9601 S 198TH PL | PORTION OF LOT 2 SPRINGBROOK ACRE TRTS-7931000002 |  |  | Non-Lead - Other | Unknown |  | 0 | Statistical analysis |  |  |  |  | Non-Lead - Other |  |  | Statistical analysis |  |  |  |  | Non-Lead |  |  |  | Assumed
MTR_017538 | 11823 SE 176TH CT | LOT 4 PETROVISTA |  |  | Non-Lead - Other | No | 2006-12-21 | 0 | Installation date is after the lead ban |  |  |  |  | Non-Lead - Other |  |  | Installation date is after the lead ban |  |  |  |  | Non-Lead |  |  |  | Domestic
MTR_012437 | 17022 SE 180TH PL | LOT 16 TROVITSKY PARK |  |  | Non-Lead - Other | No | 2003-03-14 | 4 | Rectified Plan | No |  |  |  | Non-Lead - Other |  |  | Installation date is after the lead ban |  |  |  |  | Non-Lead |  |  |  | Domestic
MTR_018415 | 9024 S 204TH PL | LOT 24 SOPHIA GLEN |  |  | Non-Lead - Other | No | 2009-07-07 | 0 | Installation date is after the lead ban |  |  |  |  | Non-Lead - Other |  |  | Installation date is after the lead ban |  |  |  |  | Non-Lead |  |  |  | Domestic
MTR_017558 | 18201 124TH AVE SE | LOT 1 KSCP #7810642 |  |  | Non-Lead - Other | No | 1985-07-01 | 0 | Relative Placement |  |  |  |  | Non-Lead - Other |  |  | Statistical analysis |  |  |  |  | Non-Lead |  |  |  | Assumed
MTR_012436 | 17108 SE 180TH CT | LOT 15 TROVITSKY PARK |  |  | Non-Lead - Other | No | 2003-03-14 | 4 | Rectified Plan | No |  |  |  | Non-Lead - Other |  |  | Installation date is after the lead ban |  |  |  |  | Non-Lead |  |  |  | Domestic
MTR_020092 | 20349 105TH CT SE | TL 48 W1/2 5-22-5 |  |  | Non-Lead - Other | No | 2007-10-26 | 0 | Rectified Plan |  |  |  |  | Non-Lead - Other |  |  | Statistical analysis |  |  |  |  | Non-Lead |  |  |  | Domestic
MTR_022124 | 12123 SE 186TH ST | LOT 20 AURIA WOODS |  |  | Non-Lead - Other | No | 2004-03-31 | 0 | Rectified Plan | No |  |  |  | Non-Lead - Other |  |  | Installation date is after the lead ban |  |  |  |  | Non-Lead |  |  |  | Domestic
MTR_012434 | 17120 SE 180TH CT | LOT 13 TROVITSKY PARK |  |  | Non-Lead - Other | No | 2003-03-14 | 4 | Rectified Plan | No |  |  |  | Non-Lead - Other |  |  | Installation date is after the lead ban |  |  |  |  | Non-Lead |  |  |  | Domestic
MTR_024519 | 20428 130TH AVE SE | LOT 88 GREEN ACRES EAST |  |  | Non-Lead - Other | No |  | 0 | Installation date is after the lead ban |  |  |  |  | Non-Lead - Other |  |  | Installation date is after the lead ban |  |  |  |  | Non-Lead |  |  |  | Domestic
MTR_022033 | 12020 SE 191ST PL | LOT 4 KELSEY'S CROSSING |  |  | Non-Lead - Other | No | 2014-03-03 | 0 | Installation date is after the lead ban |  |  |  |  | Non-Lead - Other |  |  | Installation date is after the lead ban |  |  |  |  | Non-Lead |  |  |  | Domestic
MTR_012432 | 17123 SE 180TH CT | LOT 11 TROVITSKY PARK |  |  | Non-Lead - Other | No | 2003-03-14 | 4 | Rectified Plan | No |  |  |  | Non-Lead - Other |  |  | Installation date is after the lead ban |  |  |  |  | Non-Lead |  |  |  | Domestic
MTR_022022 | 19125 121ST PL SE | LOT 2 KING COUNTY SHORT PLAT #87908 2 |  |  | Non-Lead - Other | No |  | 0 | Converted CAD | No |  |  |  | Non-Lead - Other |  |  | Installation date is after the lead ban |  |  |  |  | Non-Lead |  |  |  | Domestic
MTR_020326 | 20021 106TH AVE SE | L3 MEADOWLARK LANE |  |  | Non-Lead - Other | Unknown |  | 0 | Statistical analysis |  |  |  |  | Non-Lead - Other |  |  | Statistical analysis |  |  |  |  | Non-Lead |  |  |  | Assumed
MTR_012430 | 17109 SE 180TH CT | LOT 9 TROVITSKY PARK |  |  | Non-Lead - Other | No | 2003-03-14 | 4 | Rectified Plan | No |  |  |  | Non-Lead - Other |  |  | Installation date is after the lead ban |  |  |  |  | Non-Lead |  |  |  | Domestic
MTR_021761 | 19810 134TH PL SE | LOT 16 FOREST TRAILS 2 |  |  | Non-Lead - Other | No |  | 0 | Installation date is after the lead ban |  |  |  |  | Non-Lead - Other |  |  | Installation date is after the lead ban |  |  |  |  | Non-Lead |  |  |  | Assumed
MTR_024806 | 14048 SE 201ST ST | LOT 11 BLK 1 FOWLERS ADDITION |  |  | Non-Lead - Other | Unknown |  | 0 | Statistical analysis |  |  |  |  | Non-Lead - Other |  |  | Statistical analysis |  |  |  |  | Non-Lead |  |  |  | Assumed
MTR_012597 | 17509 W LK DESIRE DR SE | 9929-005085 |  |  | Non-Lead - Plastic | No | 2010-01-19 | 1 | Rectified Plan |  |  |  |  | Non-Lead - Other |  |  | Installation date is after the lead ban |  |  |  |  | Non-Lead |  |  |  | Domestic
MTR_021803 | 13316 SE 198TH ST | LOT 46 FOREST TRAILS #2 |  |  | Non-Lead - Other | No |  | 0 | Installation date is after the lead ban |  |  |  |  | Non-Lead - Other |  |  | Installation date is after the lead ban |  |  |  |  | Non-Lead |  |  |  | Assumed
MTR_012596 | 17531 W LK DESIRE DR SE | TAX LOT 9034 25-23-05 |  |  | Non-Lead - Plastic | No | 2010-01-19 | 1 | Rectified Plan |  |  |  |  | Non-Lead - Other |  |  | Statistical analysis |  |  |  |  | Non-Lead |  |  |  | Domestic
MTR_020524 | 20128 102ND PL SE | LOT 42 PARKRIDGE EAST #2 |  |  | Non-Lead - Other | No |  | 0 | Installation date is after the lead ban |  |  |  |  | Non-Lead - Other |  |  | Installation date is after the lead ban |  |  |  |  | Non-Lead |  |  |  | Assumed
MTR_016813 | 18227 150TH AVE SE | L40 CARRIAGEWOOD 5 |  |  | Non-Lead - Other | No | 1983-07-01 | 0 | Installation date is after the lead ban |  |  |  |  | Non-Lead - Other |  |  | Installation date is after the lead ban |  |  |  |  | Non-Lead |  |  |  | Domestic
MTR_012487 | 17124 SE 181ST PL | LOT 2 TROVITSKY PARK |  |  | Non-Lead - Other | No | 2003-03-14 | 4 | Rectified Plan | No |  |  |  | Non-Lead - Other |  |  | Installation date is after the lead ban |  |  |  |  | Non-Lead |  |  |  | Domestic
MTR_020040 | 10707 SE 201ST ST | LOT 8 ARCON DIV 1 |  |  | Non-Lead - Other | No | 1978-07-26 | 0 | Installation date is after the lead ban |  |  |  |  | Non-Lead - Other |  |  | Installation date is after the lead ban |  |  |  |  | Non-Lead |  |  |  | Domestic
MTR_016818 | 18212 150TH AVE SE | L36 CARRIAGEWOOD 5 |  |  | Non-Lead - Other | No | 1983-07-01 | 0 | Installation date is after the lead ban |  |  |  |  | Non-Lead - Other |  |  | Installation date is after the lead ban |  |  |  |  | Non-Lead |  |  |  | Domestic
MTR_020370 | 20024 100TH AVE SE | LOT 3 KCSP 384037 |  |  | Non-Lead - Other | No |  | 0 | Installation date is after the lead ban |  |  |  |  | Non-Lead - Other |  |  | Installation date is after the lead ban |  |  |  |  | Non-Lead |  |  |  | Assumed
MTR_012426 | 18118 171ST AVE SE | LOT 5 TROVITSKY PARK |  |  | Non-Lead - Other | No | 2003-03-14 | 4 | Rectified Plan | No |  |  |  | Non-Lead - Other |  |  | Installation date is after the lead ban |  |  |  |  | Non-Lead |  |  |  | Domestic
MTR_016685 | 14910 SE 183RD ST | L21 CARRIAGEWOOD #3 |  |  | Non-Lead - Other | No |  | 0 | Installation date is after the lead ban |  |  |  |  | Non-Lead - Other |  |  | Installation date is after the lead ban |  |  |  |  | Non-Lead |  |  |  | Assumed
MTR_017001 | 15418 SE 177TH PL | LOT 52 CANDLEWOOD RIDGE #4 |  |  | Non-Lead - Other | No | 1977-07-01 | 0 | Installation date is after the lead ban |  |  |  |  | Non-Lead - Other |  |  | Installation date is after the lead ban |  |  |  |  | Non-Lead |  |  |  | Domestic
MTR_012428 | 18036 171ST AVE SE | LOT 7 TROVITSKY PARK |  |  | Non-Lead - Other | No | 2003-03-14 | 4 | Rectified Plan | No |  |  |  | Non-Lead - Other |  |  | Installation date is after the lead ban |  |  |  |  | Non-Lead |  |  |  | Domestic
MTR_020639 | 19060 106TH AVE SE | LOT 3 SHORT PLAT #775013 |  |  | Non-Lead - Other | Unknown |  | 0 | Statistical analysis |  |  |  |  | Non-Lead - Other |  |  | Statistical analysis |  |  |  |  | Non-Lead |  |  |  | Assumed
MTR_021963 | 19412 136TH PL SE | L9 BLK2 ALPINE MANOR |  |  | Non-Lead - Other | Unknown |  | 0 | Statistical analysis |  |  |  |  | Non-Lead - Other |  |  | Statistical analysis |  |  |  |  | Non-Lead |  |  |  | Assumed
MTR_012429 | 18028 171ST AVE SE | LOT 8 TROVITSKY PARK |  |  | Non-Lead - Other | No | 2003-03-14 | 4 | Rectified Plan | No |  |  |  | Non-Lead - Other |  |  | Installation date is after the lead ban |  |  |  |  | Non-Lead |  |  |  | Domestic
MTR_007369 | 11733 SE 166TH PL | L 28 CASCADE HILLS 5 |  |  | Non-Lead Plastic | No | 2019-08-05 | 0.75 | Rectified Plan | Yes | Visual inspection at the meter pit | 2024-02-08 |  | Non-Lead Plastic |  |  | Field inspection only with no records | Yes | Visual inspection at the meter pit | 2024-02-08 |  | Non-Lead |  |  |  | Domestic
MTR_021487 | 14501 SE 198TH ST | RUDDELLS 3RD L 80 |  |  | Non-Lead - Other | No |  | 0 | Installation date is after the lead ban |  |  |  |  | Non-Lead - Other |  |  | Installation date is after the lead ban |  |  |  |  | Non-Lead |  |  |  | Domestic
MTR_019252 | 19809 97TH AVE S | LOT 16 MALABAR HILLS |  |  | Non-Lead - Other | No |  | 0 | Installation date is after the lead ban |  |  |  |  | Non-Lead - Other |  |  | Installation date is after the lead ban |  |  |  |  | Non-Lead |  |  |  | Assumed
MTR_019102 | 19120 104TH PL SE | LOT 4 EAGLEBROOK |  |  | Non-Lead - Other | No |  | 0 | Installation date is after the lead ban |  |  |  |  | Non-Lead - Other |  |  | Installation date is after the lead ban |  |  |  |  | Non-Lead |  |  |  | Assumed
MTR_021851 | 19522 134TH AVE SE | LOT 38 FOREST TRAILS #4 |  |  | Non-Lead - Other | No |  | 0 | Rectified Plan | No |  |  |  | Non-Lead - Other |  |  | Installation date is after the lead ban |  |  |  |  | Non-Lead |  |  |  | Domestic
MTR_012552 | 18127 168TH WAY SE | LOT 14 TROVITSKY PARK 2 |  |  | Non-Lead - Other | No | 2003-03-14 | 4 | Rectified Plan | No |  |  |  | Non-Lead - Other |  |  | Installation date is after the lead ban |  |  |  |  | Non-Lead |  |  |  | Domestic
MTR_011504 | 16624 126TH PL SE | L 93 CASCADE HILLS 8 |  |  | Non-Lead - Other | No |  | 1 | Installation date is after the lead ban |  |  |  |  | Non-Lead - Other |  |  | Installation date is after the lead ban |  |  |  |  | Non-Lead |  |  |  | Domestic
MTR_020990 | 18502 134TH AVE SE | L31 FOREST ESTATES |  |  | Non-Lead - Other | No | 1978-08-01 | 0 | Installation date is after the lead ban |  |  |  |  | Non-Lead - Other |  |  | Installation date is after the lead ban |  |  |  |  | Non-Lead |  |  |  | Domestic
MTR_021451 | 19808 144TH PL SE | LOT 76 RUDDELLS 3RD ADD. |  |  | Non-Lead - Other | No |  | 0 | Installation date is after the lead ban |  |  |  |  | Non-Lead - Other |  |  | Installation date is after the lead ban |  |  |  |  | Non-Lead |  |  |  | Domestic
MTR_011557 | 12909 SE 164TH ST | L74 FAIRWOOD DIV. #9 |  |  | Non-Lead - Other | No | 2007-10-01 | 0 | Installation date is after the lead ban |  |  |  |  | Non-Lead - Other |  |  | Installation date is after the lead ban |  |  |  |  | Non-Lead |  |  |  | Domestic
MTR_021325 | 14728 SE 197TH CT | LOT 1 KCSP #283008 |  |  | Non-Lead - Other | No |  | 0 | Installation date is after the lead ban |  |  |  |  | Non-Lead - Other |  |  | Installation date is after the lead ban |  |  |  |  | Non-Lead |  |  |  | Assumed
MTR_021474 | 14514 SE 196TH PL | LOT 20 RUDELLS 3RD ADDITION |  |  | Non-Lead - Other | No |  | 0 | Installation date is after the lead ban |  |  |  |  | Non-Lead - Other |  |  | Installation date is after the lead ban |  |  |  |  | Non-Lead |  |  |  | Domestic
MTR_011603 | 16304 131ST AVE SE | L44 FAIRWOOD DIV. #9 |  |  | Non-Lead - Other | No |  | 1 | Installation date is after the lead ban |  |  |  |  | Non-Lead - Other |  |  | Installation date is after the lead ban |  |  |  |  | Non-Lead |  |  |  | Domestic
MTR_017638 | 17717 113TH PL SE | L 4 HIGH CHAPARRAL |  |  | Non-Lead - Other | No |  | 0 | Installation date is after the lead ban |  |  |  |  | Non-Lead - Other |  |  | Installation date is after the lead ban |  |  |  |  | Non-Lead |  |  |  | Assumed
MTR_026674 | 23128 131ST AVE SE | LOT 45 MISTY MEADOWS #1 |  |  | Non-Lead - Other | No |  | 0 | Installation date is after the lead ban |  |  |  |  | Non-Lead - Other |  |  | Installation date is after the lead ban |  |  |  |  | Non-Lead |  |  |  | Domestic
MTR_006184 | 16246 123RD AVE SE | L1 BLK5 CASCADE HILLS #3 |  |  | Non-Lead - Other | No | 2007-07-01 | 1 | Rectified Plan |  |  |  |  | Non-Lead - Other |  |  | Statistical analysis |  |  |  |  | Non-Lead |  |  |  | Domestic
MTR_024675 | 12424 SE 202ND PL | L40 SHERLYN PARK |  |  | Non-Lead - Other | No |  | 0 | Installation date is after the lead ban |  |  |  |  | Non-Lead - Other |  |  | Installation date is after the lead ban |  |  |  |  | Non-Lead |  |  |  | Domestic
MTR_026521 | 12809 SE 231ST CT | LOT 26 MISTY MEADOWS #2 |  |  | Non-Lead - Other | No |  | 0 | Installation date is after the lead ban |  |  |  |  | Non-Lead - Other |  |  | Installation date is after the lead ban |  |  |  |  | Non-Lead |  |  |  | Domestic
MTR_011859 | 17000 104TH AVE SE | LOT 9 BLOCK 2 AKERS FARMS #5 |  |  | Non-Lead - Other | No | 1995-08-29 | 0 | Installation date is after the lead ban |  |  |  |  | Non-Lead - Other |  |  | Installation date is after the lead ban |  |  |  |  | Non-Lead |  |  |  | Domestic
MTR_015085 | 11957 SE 160TH ST | L13 B3 CASCADE VISTA 2 |  |  | Non-Lead - Other | No | 2014-04-16 | 0 | Rectified Plan |  |  |  |  | Non-Lead - Other |  |  | Statistical analysis |  |  |  |  | Non-Lead |  |  |  | Domestic
MTR_026533 | 23142 128TH PL SE | L 24 MISTY MEADOWS #1 |  |  | Non-Lead - Other | No |  | 0 | Installation date is after the lead ban |  |  |  |  | Non-Lead - Other |  |  | Installation date is after the lead ban |  |  |  |  | Non-Lead |  |  |  | Domestic
MTR_011826 | 16634 106TH AVE SE | W 160 LOT 3 BLOCK 4 AKERS FARMS # 5 LESS N 80.60' |  |  | Non-Lead - Other | No | 1999-03-24 | 0 | Rectified Plan |  |  |  |  | Non-Lead - Other |  |  | Statistical analysis |  |  |  |  | Non-Lead |  |  |  | Domestic
MTR_003346 | 15851 118TH AVE SE | L12 BLK7 CASCADE VISTA#2 |  |  | Non-Lead - Other | No | 2014-04-16 | 0 | Rectified Plan |  |  |  |  | Non-Lead - Other |  |  | Statistical analysis |  |  |  |  | Non-Lead |  |  |  | Domestic
MTR_026413 | 12529 SE 226TH ST | LOT 90 PHEASANTS HOLLOW |  |  | Non-Lead - Other | No | 1996-02-26 | 0 | Installation date is after the lead ban |  |  |  |  | Non-Lead - Other |  |  | Installation date is after the lead ban |  |  |  |  | Non-Lead |  |  |  | Domestic
MTR_011895 | 16632 105TH AVE SE | WEST 140 LOT 3 BLOCK 3 AKERS FARM S #5 |  |  | Non-Lead Plastic | No | 1999-03-24 | 0 | Rectified Plan | Yes | Visual inspection at the meter pit | 2024-02-12 |  | Copper |  |  | Field inspection only with no records | Yes | Visual inspection at the meter pit | 2024-02-12 |  | Non-Lead |  |  |  | Domestic
MTR_011363 | 1409 S 28TH ST | LOT 21 ROSA MEADOWS |  |  | Non-Lead - Other | No | 1999-03-24 | 0 | Installation date is after the lead ban |  |  |  |  | Non-Lead - Other |  |  | Installation date is after the lead ban |  |  |  |  | Non-Lead |  |  |  | Domestic
MTR_026384 | 12527 SE 225TH PL | LOT 74 PHEASANTS HOLLOW |  |  | Non-Lead - Other | No | 1996-02-26 | 0 | Installation date is after the lead ban |  |  |  |  | Non-Lead - Other |  |  | Installation date is after the lead ban |  |  |  |  | Non-Lead |  |  |  | Domestic
MTR_014820 | 12005 SE 170TH PL | L1 BLK10 CASCADE VISTA#1 |  |  | Non-Lead - Other | No | 2010-10-25 | 1 | Rectified Plan |  |  |  |  | Non-Lead - Other |  |  | Statistical analysis |  |  |  |  | Non-Lead |  |  |  | Domestic
MTR_011395 | 16609 BENSON RD S | SOUTH 60 LOT 2 BLOCK 4 AKERS FARM S #5 |  |  | Non-Lead Plastic | No | 1999-03-24 | 0 | Rectified Plan | Yes | Visual inspection at the meter pit | 2024-02-06 |  | Non-Lead Plastic |  |  | Field inspection only with no records | Yes | Visual inspection at the meter pit | 2024-02-06 |  | Non-Lead |  |  |  | Domestic
MTR_026377 | 12526 SE 225TH PL | LOT 55 PHEASANTS HOLLOW |  |  | Non-Lead - Other | No | 1996-02-26 | 0 | Installation date is after the lead ban |  |  |  |  | Non-Lead - Other |  |  | Installation date is after the lead ban |  |  |  |  | Non-Lead |  |  |  | Domestic
MTR_011882 | 17013 105TH AVE SE | S 1/2 OF E 127.705 LOT 11 BLK 2 AK ER'S FARMS #5 |  |  | Non-Lead Plastic | No | 1999-03-24 | 0 | Rectified Plan | Yes | Visual inspection at the meter pit | 2024-02-12 |  | Non-Lead Plastic |  |  | Field inspection only with no records | Yes | Visual inspection at the meter pit | 2024-02-12 |  | Non-Lead |  |  |  | Domestic
MTR_011385 | 2705 BENSON RD S | N PORTION TAX LOT 106 W 1/2 S-T-R- |  |  | Non-Lead - Other | No | 1999-03-24 | 0 | Rectified Plan |  |  |  |  | Non-Lead - Other |  |  | Statistical analysis |  |  |  |  | Non-Lead |  |  |  | Domestic
MTR_011309 | 10808 SE 166TH ST | W 90 FT LOT 6 BLOCK 9 AKERS FARM # |  |  | Non-Lead - Other | Unknown |  | 0.75 | Statistical analysis |  |  |  |  | Non-Lead - Other |  |  | Statistical analysis |  |  |  |  | Non-Lead |  |  |  | Assumed
MTR_012506 | 18063 169TH AVE SE | LOT 41 TROVITSKY PARK 2 |  |  | Non-Lead - Other | No | 2003-03-14 | 4 | Rectified Plan | No |  |  |  | Non-Lead - Other |  |  | Installation date is after the lead ban |  |  |  |  | Non-Lead |  |  |  | Domestic
MTR_026230 | 12300 SE 204TH ST | LOT 6 WHITNEY GLEN |  |  | Non-Lead - Other | No |  | 0 | Installation date is after the lead ban |  |  |  |  | Non-Lead - Other |  |  | Installation date is after the lead ban |  |  |  |  | Non-Lead |  |  |  | Domestic
MTR_019182 | 9626 S 194TH ST | LOT 4 TALBOT ESTATES |  |  | Non-Lead - Other | No | 1995-07-13 | 0 | Installation date is after the lead ban |  |  |  |  | Non-Lead - Other |  |  | Installation date is after the lead ban |  |  |  |  | Non-Lead |  |  |  | Domestic
MTR_021917 | 13318 SE 195TH ST | LOT 21 FOREST TRAILS #3 |  |  | Non-Lead - Other | No |  | 0 | Rectified Plan | No |  |  |  | Non-Lead - Other |  |  | Installation date is after the lead ban |  |  |  |  | Non-Lead |  |  |  | Domestic
MTR_011372 | 1523 S 28TH ST | LOT 11 ROSA MEADOWS AKA LAROSA MEADOWS |  |  | Non-Lead - Other | No | 2014-09-02 | 0.75 | Installation date is after the lead ban |  |  |  |  | Non-Lead - Other |  |  | Installation date is after the lead ban |  |  |  |  | Non-Lead |  |  |  | Assumed
MTR_012368 | 16305 SE PETROVITSKY RD | 9929-000095 |  |  | Non-Lead - Other | No |  | 0 | Installation date is after the lead ban |  |  |  |  | Non-Lead - Other |  |  | Installation date is after the lead ban |  |  |  |  | Non-Lead |  |  |  | Assumed
MTR_028951 | 11405 SE 218TH PL | LOT 24 FOREST MEADOWS |  |  | Non-Lead - Other | No |  | 0 | Installation date is after the lead ban |  |  |  |  | Non-Lead - Other |  |  | Installation date is after the lead ban |  |  |  |  | Non-Lead |  |  |  | Domestic
MTR_028577 | 12601 SE 221ST PL | LOT 70 SUMMERGLEN 2 |  |  | Non-Lead - Other | No |  | 5.25 | Installation date is after the lead ban |  |  |  |  | Non-Lead - Other |  |  | Installation date is after the lead ban |  |  |  |  | Non-Lead |  |  |  | Hydrant
MTR_012367 | 16303 SE PETROVITSKY RD | LOT 8 MASONS PLACE |  |  | Non-Lead - Other | No |  | 0 | Installation date is after the lead ban |  |  |  |  | Non-Lead - Other |  |  | Installation date is after the lead ban |  |  |  |  | Non-Lead |  |  |  | Assumed
MTR_029080 | 11505 SE 218TH PL | LOT 28 FOREST MEADOWS |  |  | Non-Lead - Other | No |  | 0 | Installation date is after the lead ban |  |  |  |  | Non-Lead - Other |  |  | Installation date is after the lead ban |  |  |  |  | Non-Lead |  |  |  | Domestic
MTR_016412 | 16230 SE PETROVITSKY RD | TAX LOT 31 35-23-5 |  |  | Non-Lead - Other | Unknown |  | 0 | Statistical analysis |  |  |  |  | Non-Lead - Other |  |  | Statistical analysis |  |  |  |  | Non-Lead |  |  |  | Irrigation
MTR_028263 | 22022 128TH PL SE | LOT 37 SUMMER GLEN EAST (STRATHMORE ) |  |  | Non-Lead - Other | No | 1995-08-28 | 0 | Installation date is after the lead ban |  |  |  |  | Non-Lead - Other |  |  | Installation date is after the lead ban |  |  |  |  | Non-Lead |  |  |  | Domestic
MTR_029440 | 11717 SE 225TH ST | LOT 11 MAPLEWOOD EAST |  |  | Non-Lead - Other | No |  | 0 | Installation date is after the lead ban |  |  |  |  | Non-Lead - Other |  |  | Installation date is after the lead ban |  |  |  |  | Non-Lead |  |  |  | Domestic
MTR_012369 | 16307 SE PETROVITSKY RD | 9929-000100 |  |  | Non-Lead - Other | No |  | 0 | Installation date is after the lead ban |  |  |  |  | Non-Lead - Other |  |  | Installation date is after the lead ban |  |  |  |  | Non-Lead |  |  |  | Assumed
MTR_028535 | 22327 123RD PL SE | LOT 39 SUMMERGLEN #1 |  |  | Non-Lead - Other | No |  | 0 | Installation date is after the lead ban |  |  |  |  | Non-Lead - Other |  |  | Installation date is after the lead ban |  |  |  |  | Non-Lead |  |  |  | Domestic
MTR_022769 | 11700 SE 193RD PL | LOT 7 LYNDEN PLACE |  |  | Non-Lead - Other | No | 1999-03-24 | 0 | Installation date is after the lead ban |  |  |  |  | Non-Lead - Other |  |  | Installation date is after the lead ban |  |  |  |  | Non-Lead |  |  |  | Domestic
MTR_012610 | 17408 W LAKE DESIRE DR SE | L7 B4 LK DESIRE SMR HM T |  |  | Non-Lead - Plastic | No | 2010-01-19 | 1 | Rectified Plan |  |  |  |  | Non-Lead - Other |  |  | Statistical analysis |  |  |  |  | Non-Lead |  |  |  | Domestic
MTR_028500 | 22328 126TH PL SE | LOT 118 SUMMERGLEN #3 |  |  | Non-Lead - Other | No |  | 0 | Installation date is after the lead ban |  |  |  |  | Non-Lead - Other |  |  | Installation date is after the lead ban |  |  |  |  | Non-Lead |  |  |  | Domestic
MTR_019447 | 11226 SE 189TH CT | LOT 85 CHINQUAPIN RIDGE |  |  | Non-Lead - Other | No | 1995-09-19 | 0 | Installation date is after the lead ban |  |  |  |  | Non-Lead - Other |  |  | Installation date is after the lead ban |  |  |  |  | Non-Lead |  |  |  | Domestic
MTR_028579 | 12519 SE 221ST PL | LOT 69 SUMMERGLEN #2 |  |  | Non-Lead - Other | No |  | 5.25 | Installation date is after the lead ban |  |  |  |  | Non-Lead - Other |  |  | Installation date is after the lead ban |  |  |  |  | Non-Lead |  |  |  | Hydrant
MTR_012658 | 16112 SE PETROVITSKY RD | TAX LOT 38 NE 35-23-5 |  |  | Non-Lead - Other | No |  | 0 | Installation date is after the lead ban |  |  |  |  | Non-Lead - Other |  |  | Installation date is after the lead ban |  |  |  |  | Non-Lead |  |  |  | Assumed
MTR_017055 | 17618 114TH PL SE | LOT 3 MORNING GLEN |  |  | Non-Lead - Other | No | 1996-03-12 | 0 | Installation date is after the lead ban |  |  |  |  | Non-Lead - Other |  |  | Installation date is after the lead ban |  |  |  |  | Non-Lead |  |  |  | Domestic
MTR_028519 | 22204 123RD PL SE | LOT 27 SUMMERGLEN #1 |  |  | Non-Lead - Other | No |  | 5.25 | Installation date is after the lead ban |  |  |  |  | Non-Lead - Other |  |  | Installation date is after the lead ban |  |  |  |  | Non-Lead |  |  |  | Hydrant
MTR_012488 | 17118 SE 181ST PL | LOT 3 TROVITSKY PARK |  |  | Non-Lead - Other | No | 2003-03-14 | 4 | Rectified Plan | No |  |  |  | Non-Lead - Other |  |  | Installation date is after the lead ban |  |  |  |  | Non-Lead |  |  |  | Domestic
MTR_022623 | 11443 SE 194TH ST | LOT 80 PLATEAU @ PANTHER LAKE |  |  | Non-Lead - Other | No | 2007-03-05 | 0 | Installation date is after the lead ban |  |  |  |  | Non-Lead - Other |  |  | Installation date is after the lead ban |  |  |  |  | Non-Lead |  |  |  | Domestic
MTR_029485 | 11719 SE 225TH CT | LOT 24 MAPLEWOOD EAST |  |  | Non-Lead - Other | No |  | 0 | Installation date is after the lead ban |  |  |  |  | Non-Lead - Other |  |  | Installation date is after the lead ban |  |  |  |  | Non-Lead |  |  |  | Domestic
MTR_002151 | 12202 SE 165TH ST | L 25 CASCADE HILLS 7 |  |  | Non-Lead - Other | No | 2019-08-05 | 1 | Rectified Plan |  |  |  |  | Non-Lead - Other |  |  | Statistical analysis |  |  |  |  | Non-Lead |  |  |  | Domestic
MTR_019428 | 11207 SE 190TH PL | LOT 55 CHINQUAPIN RIDGE |  |  | Non-Lead - Other | No | 1995-09-19 | 0 | Installation date is after the lead ban |  |  |  |  | Non-Lead - Other |  |  | Installation date is after the lead ban |  |  |  |  | Non-Lead |  |  |  | Domestic
MTR_029482 | 11800 SE 225TH ST | L55 MAPLEWOOD EAST |  |  | Non-Lead - Other | No |  | 0 | Installation date is after the lead ban |  |  |  |  | Non-Lead - Other |  |  | Installation date is after the lead ban |  |  |  |  | Non-Lead |  |  |  | Domestic
MTR_012442 | 16924 SE 180TH PL | LOT 21 TROVITSKY PARK |  |  | Non-Lead - Other | No | 2003-03-14 | 4 | Rectified Plan | No |  |  |  | Non-Lead - Other |  |  | Installation date is after the lead ban |  |  |  |  | Non-Lead |  |  |  | Domestic
MTR_017073 | 17727 114TH PL SE | LOT 10 BELTERRA #10 |  |  | Non-Lead - Other | No | 1996-03-12 | 0 | Installation date is after the lead ban |  |  |  |  | Non-Lead - Other |  |  | Installation date is after the lead ban |  |  |  |  | Non-Lead |  |  |  | Domestic
MTR_029437 | 11614 SE 225TH ST | LOT 67 MAPLEWOOD EAST |  |  | Non-Lead - Other | No |  | 0 | Installation date is after the lead ban |  |  |  |  | Non-Lead - Other |  |  | Installation date is after the lead ban |  |  |  |  | Non-Lead |  |  |  | Domestic
MTR_012446 | 18011 170TH PL SE | LOT 25 TROVITSKY PARK |  |  | Non-Lead - Other | No | 2003-03-14 | 4 | Rectified Plan | No |  |  |  | Non-Lead - Other |  |  | Installation date is after the lead ban |  |  |  |  | Non-Lead |  |  |  | Domestic
MTR_019027 | 10322 SE 190TH PL | LOT 2 PANTHER MEADOW |  |  | Non-Lead - Other | No | 1989-06-05 | 0 | Installation date is after the lead ban |  |  |  |  | Non-Lead - Other |  |  | Installation date is after the lead ban |  |  |  |  | Non-Lead |  |  |  | Domestic
MTR_029438 | 11608 SE 225TH ST | LOT 68 MAPLEWOOD EAST |  |  | Non-Lead - Other | No |  | 0 | Installation date is after the lead ban |  |  |  |  | Non-Lead - Other |  |  | Installation date is after the lead ban |  |  |  |  | Non-Lead |  |  |  | Domestic
MTR_012447 | 18019 170TH PL SE | LOT 26 TROVITSKY PARK |  |  | Non-Lead - Other | No | 2003-03-14 | 4 | Rectified Plan | No |  |  |  | Non-Lead - Other |  |  | Installation date is after the lead ban |  |  |  |  | Non-Lead |  |  |  | Domestic
MTR_014978 | 16841 121ST AVE SE | L12 BL5 CASCADE VISTA#1 |  |  | Non-Lead - Other | No | 2002-05-02 | 0 | Rectified Plan |  |  |  |  | Non-Lead - Other |  |  | Statistical analysis |  |  |  |  | Non-Lead |  |  |  | Domestic
MTR_017279 | 17844 110TH AVE SE | L13 MELRIDGE ADD. |  |  | Non-Lead Plastic | No | 2011-08-10 | 1 | Rectified Plan | Yes | Visual inspection at the meter pit | 2024-02-14 |  | Copper |  |  | Field inspection only with no records | Yes | Visual inspection at the meter pit | 2024-02-14 |  | Non-Lead |  |  |  | Domestic
MTR_012448 | 18027 170TH PL SE | LOT 27 TROVITSKY PARK |  |  | Non-Lead - Other | No | 2003-03-14 | 4 | Rectified Plan | No |  |  |  | Non-Lead - Other |  |  | Installation date is after the lead ban |  |  |  |  | Non-Lead |  |  |  | Domestic
MTR_014988 | 16812 120TH AVE SE | L2 BL5 CASCADE VISTA #1 |  |  | Non-Lead - Other | No | 2002-05-02 | 0 | Rectified Plan |  |  |  |  | Non-Lead - Other |  |  | Statistical analysis |  |  |  |  | Non-Lead |  |  |  | Domestic
MTR_015407 | 12664 SE 169TH PL | L 49 CASCADE VISTA 3 |  |  | Non-Lead - Other | No | 2011-08-10 | 0 | Rectified Plan |  |  |  |  | Non-Lead - Other |  |  | Statistical analysis |  |  |  |  | Non-Lead |  |  |  | Domestic
MTR_030157 | 12835 SE 160TH ST | L3 B4 CASCADE VILLAGE#4 |  |  | Non-Lead - Other | No | 2016-06-22 | 0.75 | Rectified Plan |  |  |  |  | Non-Lead - Other |  |  | Statistical analysis |  |  |  |  | Non-Lead |  |  |  | Domestic
MTR_029633 | 22634 114TH AVE SE | L110 KENTON FIRS |  |  | Non-Lead - Other | Unknown |  | 0 | Statistical analysis |  |  |  |  | Non-Lead - Other |  |  | Statistical analysis |  |  |  |  | Non-Lead |  |  |  | Domestic
MTR_015244 | 12691 SE 168TH ST | L2 CASCADE VISTA 3 |  |  | Non-Lead - Other | Unknown |  | 0 | Statistical analysis |  |  |  |  | Non-Lead - Other |  |  | Statistical analysis |  |  |  |  | Non-Lead |  |  |  | Domestic
MTR_017680 | 11071 SE 181ST ST | L7 BENSON TERR. DIV. #2 |  |  | Non-Lead - Other | Unknown |  | 0 | Statistical analysis |  |  |  |  | Non-Lead - Other |  |  | Statistical analysis |  |  |  |  | Non-Lead |  |  |  | Assumed
MTR_027766 | 22351 122ND AVE SE | L34 MEADOWGREEN EST |  |  | Non-Lead - Other | No |  | 5.25 | Installation date is after the lead ban |  |  |  |  | Non-Lead - Other |  |  | Installation date is after the lead ban |  |  |  |  | Non-Lead |  |  |  | Hydrant
MTR_018892 | 10741 SE 184TH LN | LOT 25 VANTAGE GLEN II |  |  | Non-Lead - Other | No | 1996-01-16 | 0 | Statistical analysis |  |  |  |  | Non-Lead - Other |  |  | Statistical analysis |  |  |  |  | Non-Lead |  |  |  | Domestic
MTR_018842 | 10377 SE 187TH PL | LOT 38 FREDERICKS PLACE |  |  | Non-Lead - Other | No | 1995-09-21 | 0 | Installation date is after the lead ban |  |  |  |  | Non-Lead - Other |  |  | Installation date is after the lead ban |  |  |  |  | Non-Lead |  |  |  | Domestic
MTR_029744 | 10834 SE 226TH ST | L12 KENTON FIRS #2 |  |  | Non-Lead - Other | Unknown |  | 0 | Statistical analysis |  |  |  |  | Non-Lead - Other |  |  | Statistical analysis |  |  |  |  | Non-Lead |  |  |  | Domestic
MTR_018857 | 10317 SE 186TH ST | LOT 61 FREDERICKS PLACE |  |  | Non-Lead - Other | No | 1995-09-21 | 0 | Installation date is after the lead ban |  |  |  |  | Non-Lead - Other |  |  | Installation date is after the lead ban |  |  |  |  | Non-Lead |  |  |  | Domestic
MTR_029552 | 11041 SE 227TH PL | LOT 19 CLARKS GLEN |  |  | Non-Lead - Other | Unknown |  | 0 | Statistical analysis |  |  |  |  | Non-Lead - Other |  |  | Statistical analysis |  |  |  |  | Non-Lead |  |  |  | Domestic
MTR_017679 | 11027 SE 181ST ST | L4 BENSON TERR. DIV. #2 |  |  | Non-Lead - Other | Unknown |  | 0 | Statistical analysis |  |  |  |  | Non-Lead - Other |  |  | Statistical analysis |  |  |  |  | Non-Lead |  |  |  | Assumed
MTR_003560 | 23444 130TH AVE SE | LOT 30 BUILDING I VILLAGE AT SINGLE |  |  | Non-Lead - Other | No | 1983-07-01 | 0 | Installation date is after the lead ban |  |  |  |  | Non-Lead - Other |  |  | Installation date is after the lead ban |  |  |  |  | Non-Lead |  |  |  | Domestic
MTR_028554 | 22026 127TH CT SE | LOT 76 SUMMERGLEN #2 |  |  | Non-Lead - Other | No |  | 5.25 | Installation date is after the lead ban |  |  |  |  | Non-Lead - Other |  |  | Installation date is after the lead ban |  |  |  |  | Non-Lead |  |  |  | Hydrant
MTR_015390 | 17414 128TH AVE SE | LOT 14 BLOCK 1 RENTON PARK |  |  | Non-Lead - Other | Unknown |  | 0 | Statistical analysis |  |  |  |  | Non-Lead - Other |  |  | Statistical analysis |  |  |  |  | Non-Lead |  |  |  | Domestic
MTR_003724 | 12800 SE 234TH ST | L 12 MERIDIAN VILLA EST. |  |  | Non-Lead - Other | Unknown | 1966-09-01 | 1 | Rectified Plan | No |  |  |  | Non-Lead - Other |  |  | Statistical analysis |  |  |  |  | Non-Lead |  |  |  | Domestic
MTR_028484 | 22208 126TH PL SE | LOT 147 SUMMERGLEN #3 |  |  | Non-Lead - Other | No |  | 5.25 | Installation date is after the lead ban |  |  |  |  | Non-Lead - Other |  |  | Installation date is after the lead ban |  |  |  |  | Non-Lead |  |  |  | Hydrant
MTR_017735 | 11101 SE 180TH ST | L7 BLK3 BENSON TERR. #3 |  |  | Non-Lead - Other | Unknown |  | 0 | Statistical analysis |  |  |  |  | Non-Lead - Other |  |  | Statistical analysis |  |  |  |  | Non-Lead |  |  |  | Assumed
MTR_027151 | 12820 SE 234TH ST | L 10 MERIDIAN VILLA EST |  |  | Non-Lead - Other | No | 2008-05-19 | 1 | Installation date is after the lead ban |  |  |  |  | Non-Lead - Other |  |  | Installation date is after the lead ban |  |  |  |  | Non-Lead |  |  |  | Domestic
MTR_026221 | 12239 SE 206TH ST | LOT 53 SWANSON COURT |  |  | Galvanized Requiring Replacement | Unknown |  | 0 | Converted CAD | Yes | Visual inspection at the meter pit | 2024-01-30 |  | Non-Lead Plastic |  |  | Field inspection only with no records | Yes | Visual inspection at the meter pit | 2024-01-30 |  | Galvanized Requiring Replacement |  |  |  | Domestic
MTR_019623 | 10914 SE 187TH LN | BLDG N UNIT 43 MORGAN COURT CONDOS |  |  | Non-Lead - Other | No | 2000-09-14 | 0 | Installation date is after the lead ban |  |  |  |  | Non-Lead - Other |  |  | Installation date is after the lead ban |  |  |  |  | Non-Lead |  |  |  | Domestic
MTR_003474 | 13110 SE 234TH ST | N 1/2 L3 MERIDIAN VILLA |  |  | Non-Lead - Other | No |  | 0 | Installation date is after the lead ban |  |  |  |  | Non-Lead - Other |  |  | Installation date is after the lead ban |  |  |  |  | Non-Lead |  |  |  | Assumed
MTR_026310 | 20428 120TH AVE SE | L5 PANTHER LK TERR 2 |  |  | Non-Lead - Other | No |  | 0 | Installation date is after the lead ban |  |  |  |  | Non-Lead - Other |  |  | Installation date is after the lead ban |  |  |  |  | Non-Lead |  |  |  | Assumed
MTR_016033 | 18560 W LK DESIRE DR SE | 9929-002035 |  |  | Non-Lead - Other | No | 2010-01-21 | 0 | Rectified Plan |  |  |  |  | Non-Lead - Other |  |  | Statistical analysis |  |  |  |  | Non-Lead |  |  |  | Domestic
MTR_026459 | 22819 127TH AVE SE | LOT 112 PHEASANTS HOLLOW |  |  | Non-Lead - Other | No | 1996-02-27 | 0 | Installation date is after the lead ban |  |  |  |  | Non-Lead - Other |  |  | Installation date is after the lead ban |  |  |  |  | Non-Lead |  |  |  | Domestic
MTR_003506 | 13021 SE 232ND PL | LOT 37 MISTY MEADOWS #1 |  |  | Non-Lead - Other | No |  | 0 | Installation date is after the lead ban |  |  |  |  | Non-Lead - Other |  |  | Installation date is after the lead ban |  |  |  |  | Non-Lead |  |  |  | Domestic
MTR_018676 | 20623 98TH PL S | L5 BELVA LANE |  |  | Non-Lead - Other | Unknown |  | 0 | Statistical analysis |  |  |  |  | Non-Lead - Other |  |  | Statistical analysis |  |  |  |  | Non-Lead |  |  |  | Domestic
MTR_019637 | 10932 SE 187TH LN | LOT 39 MORGAN COURT CONDOMINIUMS |  |  | Non-Lead - Other | No | 2000-09-14 | 0 | Installation date is after the lead ban |  |  |  |  | Non-Lead - Other |  |  | Installation date is after the lead ban |  |  |  |  | Non-Lead |  |  |  | Domestic
MTR_023630 | 22106 99TH PL S | LOT 23 GLEN KARA |  |  | Non-Lead - Other | No | 1998-03-30 | 0 | Installation date is after the lead ban |  |  |  |  | Non-Lead - Other |  |  | Installation date is after the lead ban |  |  |  |  | Non-Lead |  |  |  | Domestic
MTR_020264 | 20710 104TH PL SE | LOT 6 BLOCK 1 JO-VEL MANOR |  |  | Non-Lead - Other | Unknown |  | 0 | Statistical analysis |  |  |  |  | Non-Lead - Other |  |  | Statistical analysis |  |  |  |  | Non-Lead |  |  |  | Assumed
MTR_019622 | 10918 SE 187TH LN | BLDG N UNIT 42 MORGAN COURT CONDOS |  |  | Non-Lead - Other | No | 2000-09-14 | 0 | Installation date is after the lead ban |  |  |  |  | Non-Lead - Other |  |  | Installation date is after the lead ban |  |  |  |  | Non-Lead |  |  |  | Domestic
MTR_023766 | 10119 SE 220TH PL | LOT 19 KARA 3 |  |  | Non-Lead - Other | No | 2003-08-27 | 0 | Installation date is after the lead ban |  |  |  |  | Non-Lead - Other |  |  | Installation date is after the lead ban |  |  |  |  | Non-Lead |  |  |  | Domestic
MTR_026292 | 11917 SE 205TH ST | L16 PANTHER LK. TERR. #2 |  |  | Non-Lead - Other | No |  | 0 | Installation date is after the lead ban |  |  |  |  | Non-Lead - Other |  |  | Installation date is after the lead ban |  |  |  |  | Non-Lead |  |  |  | Domestic
MTR_019719 | 18632 109TH AVE SE | L9 PANTHER LAKE ESTATES |  |  | Non-Lead - Other | Unknown |  | 0 | Statistical analysis |  |  |  |  | Non-Lead - Other |  |  | Statistical analysis |  |  |  |  | Non-Lead |  |  |  | Domestic
MTR_024929 | 21005 123RD PL SE | LOT 4 GLACIER III (EAST) |  |  | Non-Lead - Other | No | 2009-05-03 | 0 | Installation date is after the lead ban |  |  |  |  | Non-Lead - Other |  |  | Installation date is after the lead ban |  |  |  |  | Non-Lead |  |  |  | Domestic
MTR_026301 | 20327 120TH AVE SE | LOT 3 EAST PANTHER #1 |  |  | Non-Lead - Other | No |  | 0 | Installation date is after the lead ban |  |  |  |  | Non-Lead - Other |  |  | Installation date is after the lead ban |  |  |  |  | Non-Lead |  |  |  | Domestic
MTR_019520 | 10919 SE 186TH ST | L 3 B 2 WALHAVEN NO 2 |  |  | Non-Lead - Other | No |  | 0 | Installation date is after the lead ban |  |  |  |  | Non-Lead - Other |  |  | Installation date is after the lead ban |  |  |  |  | Non-Lead |  |  |  | Domestic
MTR_023823 | 10610 SE 216TH ST | TL 98 8-22-5 |  |  | Non-Lead - Other | Unknown |  | 0 | Statistical analysis |  |  |  |  | Non-Lead - Other |  |  | Statistical analysis |  |  |  |  | Non-Lead |  |  |  | Assumed
MTR_024370 | 22028 103RD PL SE | E128.76 S345+ N213+ TR 21 UNEEDA N ORCHARDS |  |  | Non-Lead - Other | Unknown |  | 0 | Statistical analysis |  |  |  |  | Non-Lead - Other |  |  | Statistical analysis |  |  |  |  | Non-Lead |  |  |  | Domestic
MTR_019721 | 18616 109TH AVE SE | TL 34 SEC 32-23-5 |  |  | Non-Lead - Other | Unknown |  | 0 | Statistical analysis |  |  |  |  | Non-Lead - Other |  |  | Statistical analysis |  |  |  |  | Non-Lead |  |  |  | Domestic
MTR_023709 | 220TH & 101ST PL SE-IRRIGATION | 220TH & 101ST PL SE-IRRIGATION |  |  | Non-Lead - Other | Unknown |  | 0 | Statistical analysis |  |  |  |  | Non-Lead - Other |  |  | Statistical analysis |  |  |  |  | Non-Lead |  |  |  | Assumed
MTR_020809 | 13038 SE 184TH PL | L 12 BLVD. LANE 4 |  |  | Non-Lead - Other | No | 1968-06-14 | 0 | Installation date is after the lead ban |  |  |  |  | Non-Lead - Other |  |  | Installation date is after the lead ban |  |  |  |  | Non-Lead |  |  |  | Domestic
MTR_023681 | 10034 SE 224TH ST | LOT 42 UNEEDAN ORCHARD TRACTS |  |  | Non-Lead - Other | No | 2000-12-08 | 0 | Installation date is after the lead ban |  |  |  |  | Non-Lead - Other |  |  | Installation date is after the lead ban |  |  |  |  | Non-Lead |  |  |  | Domestic
MTR_023893 | 21702 103RD PL SE | LOT 25 GARRISON GLEN |  |  | Non-Lead - Other | No | 2014-01-15 | 0 | Installation date is after the lead ban |  |  |  |  | Non-Lead - Other |  |  | Installation date is after the lead ban |  |  |  |  | Non-Lead |  |  |  | Domestic
MTR_019695 | 10930 SE 186TH PL | LOT 2 PANTHER LAKE EST. |  |  | Non-Lead - Other | Unknown |  | 0 | Statistical analysis |  |  |  |  | Non-Lead - Other |  |  | Statistical analysis |  |  |  |  | Non-Lead |  |  |  | Domestic
MTR_028844 | 21729 108TH PL SE | L4 B1 TWIN MAPLES |  |  | Copper | Unknown |  | 0 | Relative Placement | Yes | Visual inspection at the meter pit | 2024-02-01 |  | Galvanized Requiring Replacement |  |  | Field inspection only with no records | Yes | Visual inspection at the meter pit | 2024-02-01 |  | Galvanized Requiring Replacement |  |  |  | Assumed
MTR_017349 | 18103 114TH AVE SE | L1 VIEW GARDENS 2 |  |  | Non-Lead - Other | No | 1979-09-01 | 0 | Relative Placement |  |  |  |  | Non-Lead - Other |  |  | Statistical analysis |  |  |  |  | Non-Lead |  |  |  | Assumed
MTR_019693 | 10942 SE 186TH PL | LOT 49 RUDDELLS ADDITION #1 |  |  | Non-Lead - Other | No |  | 0 | Installation date is after the lead ban |  |  |  |  | Non-Lead - Other |  |  | Installation date is after the lead ban |  |  |  |  | Non-Lead |  |  |  | Domestic
MTR_028843 | 10809 SE 218TH ST | L7 B1 TWIN MAPLES |  |  | Non-Lead - Other | Unknown |  | 0 | Statistical analysis |  |  |  |  | Non-Lead - Other |  |  | Statistical analysis |  |  |  |  | Non-Lead |  |  |  | Assumed
MTR_019565 | 19132 110TH PL SE | LOT 4 FORD TOWNHOMES |  |  | Non-Lead - Other | No | 1997-06-17 | 0 | Installation date is after the lead ban |  |  |  |  | Non-Lead - Other |  |  | Installation date is after the lead ban |  |  |  |  | Non-Lead |  |  |  | Domestic
MTR_019773 | 11034 SE 186TH PL | LOT3 RUDDELLS 1ST ADDN |  |  | Non-Lead - Other | No |  | 0 | Installation date is after the lead ban |  |  |  |  | Non-Lead - Other |  |  | Installation date is after the lead ban |  |  |  |  | Non-Lead |  |  |  | Domestic
MTR_024177 | 11017 SE 214TH ST | LOT 14 WOODHALL |  |  | Non-Lead - Other | No |  | 0 | Installation date is after the lead ban |  |  |  |  | Non-Lead - Other |  |  | Installation date is after the lead ban |  |  |  |  | Non-Lead |  |  |  | Assumed
MTR_027040 | 22632 135TH AVE SE | LOT 19 FERN CREST 3 |  |  | Non-Lead - Other | No | 2006-10-17 | 0 | Installation date is after the lead ban |  |  |  |  | Non-Lead - Other |  |  | Installation date is after the lead ban |  |  |  |  | Non-Lead |  |  |  | Domestic
MTR_019772 | 18623 112TH AVE SE | LOT 2 RUDDELLS 1ST ADDITION |  |  | Non-Lead - Other | No |  | 0 | Installation date is after the lead ban |  |  |  |  | Non-Lead - Other |  |  | Installation date is after the lead ban |  |  |  |  | Non-Lead |  |  |  | Domestic
MTR_018836 | 10348 SE 187TH PL | LOT 51 FREDERICKS PLACE |  |  | Non-Lead - Other | No | 1995-09-21 | 0 | Installation date is after the lead ban |  |  |  |  | Non-Lead - Other |  |  | Installation date is after the lead ban |  |  |  |  | Non-Lead |  |  |  | Domestic
MTR_019692 | 10948 SE 186TH PL | LOT 8 RUDDELLS ADD 1 |  |  | Non-Lead - Other | No |  | 0 | Installation date is after the lead ban |  |  |  |  | Non-Lead - Other |  |  | Installation date is after the lead ban |  |  |  |  | Non-Lead |  |  |  | Domestic
MTR_023684 | 22230 100TH AVE SE | 9908-010781 |  |  | Non-Lead - Other | No | 2000-12-08 | 0 | Installation date is after the lead ban |  |  |  |  | Non-Lead - Other |  |  | Installation date is after the lead ban |  |  |  |  | Non-Lead |  |  |  | Domestic
MTR_019776 | 11010 SE 186TH PL | LOT6 RUDDELLS 1ST ADDN |  |  | Non-Lead - Other | No |  | 0 | Installation date is after the lead ban |  |  |  |  | Non-Lead - Other |  |  | Installation date is after the lead ban |  |  |  |  | Non-Lead |  |  |  | Domestic
MTR_029372 | 11915 SE 228TH PL | LOT 21 HUNTERS RUN |  |  | Non-Lead - Other | No |  | 0 | Installation date is after the lead ban |  |  |  |  | Non-Lead - Other |  |  | Installation date is after the lead ban |  |  |  |  | Non-Lead |  |  |  | Domestic
MTR_023344 | 21220 106TH AVE SE | TAX LOT 155 8-22-5 |  |  | Non-Lead - Other | No | 1995-10-18 | 0 | Rectified Plan |  |  |  |  | Non-Lead - Other |  |  | Statistical analysis |  |  |  |  | Non-Lead |  |  |  | Domestic
MTR_022822 | 11902 SE 199TH CT | LOT 14 SPRING HILL |  |  | Non-Lead - Other | No | 1995-07-13 | 0 | Installation date is after the lead ban |  |  |  |  | Non-Lead - Other |  |  | Installation date is after the lead ban |  |  |  |  | Non-Lead |  |  |  | Domestic
MTR_029405 | 11636 SE 228TH PL | LOT 38 HUNTERS RUN |  |  | Non-Lead - Other | No |  | 0 | Installation date is after the lead ban |  |  |  |  | Non-Lead - Other |  |  | Installation date is after the lead ban |  |  |  |  | Non-Lead |  |  |  | Domestic
MTR_023301 | 10518 SE 214TH PL | LOT 18 STONEPINE EAST |  |  | Non-Lead - Other | No | 1995-10-18 | 0 | Installation date is after the lead ban |  |  |  |  | Non-Lead - Other |  |  | Installation date is after the lead ban |  |  |  |  | Non-Lead |  |  |  | Domestic
MTR_027321 | 23528 132ND AVE SE | TAX LOT 43 S-T-R 15-22-05 |  |  | Non-Lead - Other | No |  | 0 | Installation date is after the lead ban |  |  |  |  | Non-Lead - Other |  |  | Installation date is after the lead ban |  |  |  |  | Non-Lead |  |  |  | Assumed
MTR_027411 | 13827 SE 237TH PL | LOT 13 JANES PLACE |  |  | Non-Lead - Other | No | 1989-01-13 | 0 | Installation date is after the lead ban |  |  |  |  | Non-Lead - Other |  |  | Installation date is after the lead ban |  |  |  |  | Non-Lead |  |  |  | Domestic
MTR_023334 | 10423 SE 214TH PL | LOT 13 STONEPINE EAST |  |  | Non-Lead - Other | No | 1995-10-18 | 0 | Installation date is after the lead ban |  |  |  |  | Non-Lead - Other |  |  | Installation date is after the lead ban |  |  |  |  | Non-Lead |  |  |  | Domestic
MTR_018874 | CORNER OF SE 188TH ST & 104TH PL SE | CORNER OF SE 188TH ST & 104TH PL SE |  |  | Non-Lead - Other | Unknown |  | 2 | Statistical analysis |  |  |  |  | Non-Lead - Other |  |  | Statistical analysis |  |  |  |  | Non-Lead |  |  |  | Assumed
MTR_029436 | 11620 SE 225TH ST | LOT 66 MAPLEWOOD EAST |  |  | Non-Lead - Other | No |  | 0 | Installation date is after the lead ban |  |  |  |  | Non-Lead - Other |  |  | Installation date is after the lead ban |  |  |  |  | Non-Lead |  |  |  | Domestic
MTR_024390 | 13403 SE 208TH ST | L2 HENNEGE SP 477014 |  |  | Non-Lead - Other | No | 1998-08-03 | 0 | Rectified Plan |  |  |  |  | Non-Lead - Other |  |  | Statistical analysis |  |  |  |  | Non-Lead |  |  |  | Domestic
MTR_018604 | 9528 S 204TH PL | LOT 3 CHESTNUT RIDGE #2 |  |  | Non-Lead - Other | No |  | 0 | Installation date is after the lead ban |  |  |  |  | Non-Lead - Other |  |  | Installation date is after the lead ban |  |  |  |  | Non-Lead |  |  |  | Domestic
MTR_025007 | 21118 119TH PL SE | LOT 35 EL DORADO HILLS #1 |  |  | Non-Lead - Other | No | 1981-02-01 | 0 | Installation date is after the lead ban |  |  |  |  | Non-Lead - Other |  |  | Installation date is after the lead ban |  |  |  |  | Non-Lead |  |  |  | Domestic
MTR_029809 | 14144 SE 238TH LN | LOT 13 THE VILLAGE AT SOOS CREEK |  |  | Non-Lead - Other | No |  | 0 | Installation date is after the lead ban |  |  |  |  | Non-Lead - Other |  |  | Installation date is after the lead ban |  |  |  |  | Non-Lead |  |  |  | Assumed
MTR_025597 | 21445 130TH AVE SE | LOT 55 HILLSHIRE TERRACE |  |  | Non-Lead - Other | No | 1995-09-19 | 0 | Installation date is after the lead ban |  |  |  |  | Non-Lead - Other |  |  | Installation date is after the lead ban |  |  |  |  | Non-Lead |  |  |  | Domestic
MTR_016712 | 18232 153RD AVE SE | LOT 14 CARRIAGEWOOD DIVISION 4 |  |  | Non-Lead - Other | No | 1983-06-01 | 0 | Installation date is after the lead ban |  |  |  |  | Non-Lead - Other |  |  | Installation date is after the lead ban |  |  |  |  | Non-Lead |  |  |  | Domestic
MTR_027433 | 23811 135TH PL SE | LOT 8 MERIDIAN EAST |  |  | Non-Lead - Other | No | 1988-04-01 | 0 | Installation date is after the lead ban |  |  |  |  | Non-Lead - Other |  |  | Installation date is after the lead ban |  |  |  |  | Non-Lead |  |  |  | Domestic
MTR_015275 | 12623 SE 170TH ST | L 78 CASCADE VISTA 3 |  |  | Non-Lead - Other | No | 2011-08-10 | 0 | Rectified Plan |  |  |  |  | Non-Lead - Other |  |  | Statistical analysis |  |  |  |  | Non-Lead |  |  |  | Domestic
MTR_019672 | 10937 SE 186TH PL | L8 PANTHER LAKE ESTATES |  |  | Non-Lead - Other | Unknown |  | 0 | Statistical analysis |  |  |  |  | Non-Lead - Other |  |  | Statistical analysis |  |  |  |  | Non-Lead |  |  |  | Domestic
MTR_027498 | 23729 135TH PL SE | LOT 10 MERIDIAN EAST |  |  | Non-Lead - Other | No | 1988-04-01 | 0 | Installation date is after the lead ban |  |  |  |  | Non-Lead - Other |  |  | Installation date is after the lead ban |  |  |  |  | Non-Lead |  |  |  | Domestic
MTR_015271 | 12730 SE 171ST PL | L 84 CASCADE VISTA 3 |  |  | Non-Lead - Other | No | 2011-08-10 | 0 | Rectified Plan |  |  |  |  | Non-Lead - Other |  |  | Statistical analysis |  |  |  |  | Non-Lead |  |  |  | Domestic
MTR_019671 | 10931 SE 186TH PL | L7 PANTHER LAKE ESTATES |  |  | Non-Lead - Other | Unknown |  | 0 | Statistical analysis |  |  |  |  | Non-Lead - Other |  |  | Statistical analysis |  |  |  |  | Non-Lead |  |  |  | Domestic
MTR_027367 | 13354 SE 232ND PL | L 40 WILDWOOD EST 1 |  |  | Non-Lead - Other | No |  | 0 | Installation date is after the lead ban |  |  |  |  | Non-Lead - Other |  |  | Installation date is after the lead ban |  |  |  |  | Non-Lead |  |  |  | Domestic
MTR_015301 | 17024 129TH AVE SE | L17 RENTON PARK #2 |  |  | Non-Lead - Other | No | 2011-08-10 | 0 | Rectified Plan |  |  |  |  | Non-Lead - Other |  |  | Statistical analysis |  |  |  |  | Non-Lead |  |  |  | Domestic
MTR_019697 | 10920 SE 186TH PL | L4 PANTHER LK ESTATES |  |  | Non-Lead - Other | Unknown |  | 0 | Statistical analysis |  |  |  |  | Non-Lead - Other |  |  | Statistical analysis |  |  |  |  | Non-Lead |  |  |  | Domestic
MTR_019670 | 10925 SE 186TH PL | LOT 6 PANTHER LAKE EST |  |  | Non-Lead - Other | Unknown |  | 0 | Statistical analysis |  |  |  |  | Non-Lead - Other |  |  | Statistical analysis |  |  |  |  | Non-Lead |  |  |  | Domestic
MTR_026765 | 13212 SE 230TH ST | LOT1&2 BK1 STARCREST ADD |  |  | Non-Lead - Other | Unknown |  | 0 | Statistical analysis |  |  |  |  | Non-Lead - Other |  |  | Statistical analysis |  |  |  |  | Non-Lead |  |  |  | Assumed
MTR_015270 | 12736 SE 171ST PL | L 85 CASCADE VISTA 3 |  |  | Non-Lead - Other | No | 2011-08-10 | 0 | Rectified Plan |  |  |  |  | Non-Lead - Other |  |  | Statistical analysis |  |  |  |  | Non-Lead |  |  |  | Domestic
MTR_019674 | 18633 110TH PL SE | LOT 11 RIDDELLS 1ST |  |  | Non-Lead - Other | No |  | 0 | Installation date is after the lead ban |  |  |  |  | Non-Lead - Other |  |  | Installation date is after the lead ban |  |  |  |  | Non-Lead |  |  |  | Domestic
MTR_027443 | 23302 135TH AVE SE | L 21 WILDWOOD ESTATES 1 |  |  | Non-Lead - Other | No |  | 0 | Installation date is after the lead ban |  |  |  |  | Non-Lead - Other |  |  | Installation date is after the lead ban |  |  |  |  | Non-Lead |  |  |  | Domestic
MTR_019673 | 18627 110TH PL SE | LOT 10 RUDDELLS ADD 1 |  |  | Non-Lead - Other | No |  | 0 | Installation date is after the lead ban |  |  |  |  | Non-Lead - Other |  |  | Installation date is after the lead ban |  |  |  |  | Non-Lead |  |  |  | Domestic
MTR_006186 | 16230 123RD AVE SE | L3 BLK5 CASCADE HILLS #3 |  |  | Non-Lead - Other | No | 2007-07-01 | 0 | Rectified Plan |  |  |  |  | Non-Lead - Other |  |  | Statistical analysis |  |  |  |  | Non-Lead |  |  |  | Domestic
MTR_027504 | 13237 SE 234TH ST | LOT 13 MEGANS MEADOW |  |  | Non-Lead - Plastic | No |  | 0 | Rectified Plan | No |  |  |  | Non-Lead - Other |  |  | Installation date is after the lead ban |  |  |  |  | Non-Lead |  |  |  | Domestic
MTR_012449 | 18035 170TH PL SE | LOT 28 TROVITSKY PARK |  |  | Non-Lead - Other | No | 2003-03-14 | 4 | Rectified Plan | No |  |  |  | Non-Lead - Other |  |  | Installation date is after the lead ban |  |  |  |  | Non-Lead |  |  |  | Domestic
MTR_015341 | 13014 SE 171ST PL | L23 RENTON PARK #3 |  |  | Non-Lead Plastic | Unknown |  | 0 | Converted CAD | Yes | Visual inspection at the meter pit | 2024-02-13 |  | Galvanized Requiring Replacement |  |  | Field inspection only with no records | Yes | Visual inspection at the meter pit | 2024-02-13 |  | Galvanized Requiring Replacement |  |  |  | Domestic
MTR_029486 | 11723 SE 225TH CT | LOT 25 MAPLEWOOD EAST |  |  | Non-Lead - Other | No |  | 0 | Installation date is after the lead ban |  |  |  |  | Non-Lead - Other |  |  | Installation date is after the lead ban |  |  |  |  | Non-Lead |  |  |  | Domestic
MTR_012450 | 18043 170TH PL SE | LOT 29 TROVITSKY PARK |  |  | Non-Lead - Other | No | 2003-03-14 | 4 | Rectified Plan | No |  |  |  | Non-Lead - Other |  |  | Installation date is after the lead ban |  |  |  |  | Non-Lead |  |  |  | Domestic
MTR_028978 | 11017 SE 219TH PL | LOT 21 FALCON CREST |  |  | Non-Lead - Other | No |  | 0 | Installation date is after the lead ban |  |  |  |  | Non-Lead - Other |  |  | Installation date is after the lead ban |  |  |  |  | Non-Lead |  |  |  | Domestic
MTR_027241 | 13214 SE 236TH PL | LOT 14 MERIDIAN FOREST |  |  | Non-Lead - Plastic | No | 1995-08-24 | 1 | Rectified Plan | No |  |  |  | Non-Lead - Other |  |  | Installation date is after the lead ban |  |  |  |  | Non-Lead |  |  |  | Domestic
MTR_012451 | 18105 170TH PL SE | LOT 30 TROVITSKY PARK |  |  | Non-Lead - Other | No | 2003-03-14 | 4 | Rectified Plan | No |  |  |  | Non-Lead - Other |  |  | Installation date is after the lead ban |  |  |  |  | Non-Lead |  |  |  | Domestic
MTR_026505 | 23010 128TH PL SE | LOT 42 MISTY MEADOWS #3 |  |  | Non-Lead - Other | No |  | 0 | Installation date is after the lead ban |  |  |  |  | Non-Lead - Other |  |  | Installation date is after the lead ban |  |  |  |  | Non-Lead |  |  |  | Domestic
MTR_028902 | 11122 SE 220TH PL | LOT 17 BENSON MEADOWS #1 |  |  | Non-Lead - Other | No |  | 0 | Installation date is after the lead ban |  |  |  |  | Non-Lead - Other |  |  | Installation date is after the lead ban |  |  |  |  | Non-Lead |  |  |  | Assumed
MTR_012452 | 18113 170TH PL SE | LOT 31 TROVITSKY PARK |  |  | Non-Lead - Other | No | 2003-03-14 | 4 | Rectified Plan | No |  |  |  | Non-Lead - Other |  |  | Installation date is after the lead ban |  |  |  |  | Non-Lead |  |  |  | Domestic
MTR_026540 | 23015 128TH PL SE | LOT 47 MISTY MEADOWS #3 |  |  | Non-Lead - Other | No |  | 0 | Installation date is after the lead ban |  |  |  |  | Non-Lead - Other |  |  | Installation date is after the lead ban |  |  |  |  | Non-Lead |  |  |  | Domestic
MTR_025739 | 12815 SE 212TH ST | LOT 1 KCSP 1085025 |  |  | Non-Lead - Other | No | 2005-01-13 | 0 | Installation date is after the lead ban |  |  |  |  | Non-Lead - Other |  |  | Installation date is after the lead ban |  |  |  |  | Non-Lead |  |  |  | Domestic
MTR_012490 | 16946 SE 182ND PL | LOT 34 TROVITSKY PARK |  |  | Non-Lead - Other | No | 2003-03-14 | 4 | Rectified Plan | No |  |  |  | Non-Lead - Other |  |  | Installation date is after the lead ban |  |  |  |  | Non-Lead |  |  |  | Domestic
MTR_026629 | 22959 130TH PL SE | LOT 18 MISTY MEADOWS 4 |  |  | Non-Lead - Other | No |  | 0 | Installation date is after the lead ban |  |  |  |  | Non-Lead - Other |  |  | Installation date is after the lead ban |  |  |  |  | Non-Lead |  |  |  | Assumed
MTR_025083 | 21426 121ST PL SE | L5 GREEN TREE EAST |  |  | Non-Lead - Other | No | 1972-06-01 | 0 | Installation date is after the lead ban |  |  |  |  | Non-Lead - Other |  |  | Installation date is after the lead ban |  |  |  |  | Non-Lead |  |  |  | Domestic
MTR_012453 | 18121 170TH PL SE | LOT 32 TROVITSKY PARK |  |  | Non-Lead - Other | No | 2003-03-14 | 4 | Rectified Plan | No |  |  |  | Non-Lead - Other |  |  | Installation date is after the lead ban |  |  |  |  | Non-Lead |  |  |  | Domestic
MTR_026547 | 13107 SE 228TH PL | LOT 12 MISTY MEADOWS #3 |  |  | Non-Lead - Other | No |  | 0 | Installation date is after the lead ban |  |  |  |  | Non-Lead - Other |  |  | Installation date is after the lead ban |  |  |  |  | Non-Lead |  |  |  | Domestic
MTR_028996 | 22113 111TH CT SE | LOT 16 BENSON MEADOWS #2 |  |  | Non-Lead - Other | No |  | 0 | Installation date is after the lead ban |  |  |  |  | Non-Lead - Other |  |  | Installation date is after the lead ban |  |  |  |  | Non-Lead |  |  |  | Domestic
MTR_019457 | 19022 114TH CT SE | LOT 17 CHINQUAPIN RIDGE |  |  | Non-Lead - Other | No | 1995-09-19 | 0 | Installation date is after the lead ban |  |  |  |  | Non-Lead - Other |  |  | Installation date is after the lead ban |  |  |  |  | Non-Lead |  |  |  | Domestic
MTR_026654 | 22916 130TH PL SE | LOT 5 MISTY MEADOWS #4 |  |  | Non-Lead - Other | No |  | 0 | Installation date is after the lead ban |  |  |  |  | Non-Lead - Other |  |  | Installation date is after the lead ban |  |  |  |  | Non-Lead |  |  |  | Assumed
MTR_029093 | 22130 111TH CT SE | LOT 11 BENSON MEADOWS #2 |  |  | Non-Lead - Other | No |  | 0 | Installation date is after the lead ban |  |  |  |  | Non-Lead - Other |  |  | Installation date is after the lead ban |  |  |  |  | Non-Lead |  |  |  | Domestic
MTR_019726 | 11001 SE 186TH ST | L 6 B 2 WALHAVEN 2 |  |  | Non-Lead - Other | Unknown |  | 0 | Statistical analysis |  |  |  |  | Non-Lead - Other |  |  | Statistical analysis |  |  |  |  | Non-Lead |  |  |  | Domestic
MTR_026979 | 12803 SE 225TH CT | LOT 1 FERN CREST WEST |  |  | Non-Lead - Other | No | 2006-04-28 | 0 | Installation date is after the lead ban |  |  |  |  | Non-Lead - Other |  |  | Installation date is after the lead ban |  |  |  |  | Non-Lead |  |  |  | Domestic
MTR_019574 | 11413 SE 186TH ST | L 5 B 3 WALHAVEN |  |  | Non-Lead - Other | Unknown |  | 0 | Statistical analysis |  |  |  |  | Non-Lead - Other |  |  | Statistical analysis |  |  |  |  | Non-Lead |  |  |  | Domestic
MTR_016129 | 18209 158TH CT SE | LOT 35 CARRIAGEWOOD #7 |  |  | Non-Lead - Plastic | No | 1983-07-01 | 0 | Rectified Plan | No |  |  |  | Non-Lead - Other |  |  | Installation date is after the lead ban |  |  |  |  | Non-Lead |  |  |  | Domestic
MTR_019945 | 11515 SE 186TH PL | LOT 1 LAKESIDE FAIRWOOD |  |  | Non-Lead - Other | No | 2014-09-23 | 0 | Installation date is after the lead ban |  |  |  |  | Non-Lead - Other |  |  | Installation date is after the lead ban |  |  |  |  | Non-Lead |  |  |  | Domestic
MTR_024055 | SPRINKLER METER-STONEPINE | SPRINKLER METER-STONEPINE |  |  | Non-Lead - Other | No | 2011-03-01 | 0 | Statistical analysis |  |  |  |  | Non-Lead - Other |  |  | Statistical analysis |  |  |  |  | Non-Lead |  |  |  | Domestic
MTR_029610 | 22404 110TH AVE SE | L L85 STOCKTON |  |  | Non-Lead - Other | No |  | 0 | Installation date is after the lead ban |  |  |  |  | Non-Lead - Other |  |  | Installation date is after the lead ban |  |  |  |  | Non-Lead |  |  |  | Domestic
MTR_019433 | 19019 114TH CT SE | LOT 15 CHINQUAPIN RIDGE |  |  | Non-Lead - Other | No | 1995-09-19 | 0 | Installation date is after the lead ban |  |  |  |  | Non-Lead - Other |  |  | Installation date is after the lead ban |  |  |  |  | Non-Lead |  |  |  | Domestic
MTR_024212 | 20845 109TH LN SE | L1 BENSON H TOWNHOUSE |  |  | Non-Lead - Other | No |  | 5.25 | Installation date is after the lead ban |  |  |  |  | Non-Lead - Other |  |  | Installation date is after the lead ban |  |  |  |  | Non-Lead |  |  |  | Hydrant
MTR_022432 | 11029 SE 192ND ST | 9919-002890 |  |  | Non-Lead - Other | Unknown |  | 0 | Statistical analysis |  |  |  |  | Non-Lead - Other |  |  | Statistical analysis |  |  |  |  | Non-Lead |  |  |  | Assumed
MTR_012492 | 16922 SE 182ND PL | LOT 36 TROVITSKY PARK |  |  | Non-Lead - Other | No | 2003-03-14 | 4 | Rectified Plan | No |  |  |  | Non-Lead - Other |  |  | Installation date is after the lead ban |  |  |  |  | Non-Lead |  |  |  | Domestic
MTR_024222 | 20828 109TH LN SE | L30 BENSON H TOWNHOUSE |  |  | Non-Lead - Other | No |  | 5.25 | Installation date is after the lead ban |  |  |  |  | Non-Lead - Other |  |  | Installation date is after the lead ban |  |  |  |  | Non-Lead |  |  |  | Hydrant
MTR_016723 | 18215 153RD AVE SE | LOT 4 CARRIAGEWOOD #4 |  |  | Non-Lead - Other | No | 1983-06-01 | 0 | Installation date is after the lead ban |  |  |  |  | Non-Lead - Other |  |  | Installation date is after the lead ban |  |  |  |  | Non-Lead |  |  |  | Domestic
MTR_012491 | 16934 SE 182ND PL | LOT 35 TROVITSKY PARK |  |  | Non-Lead - Other | No | 2003-03-14 | 4 | Rectified Plan | No |  |  |  | Non-Lead - Other |  |  | Installation date is after the lead ban |  |  |  |  | Non-Lead |  |  |  | Domestic
MTR_024220 | 20836 109TH LN SE | L32 BENSON H TOWNHOUSE |  |  | Non-Lead - Other | No |  | 5.25 | Installation date is after the lead ban |  |  |  |  | Non-Lead - Other |  |  | Installation date is after the lead ban |  |  |  |  | Non-Lead |  |  |  | Hydrant
MTR_024595 | 12900 SE 201ST ST | LOT 15 LINDA HIGHLANDS |  |  | Non-Lead - Other | No |  | 0 | Installation date is after the lead ban |  |  |  |  | Non-Lead - Other |  |  | Installation date is after the lead ban |  |  |  |  | Non-Lead |  |  |  | Domestic
MTR_019779 | 18603 109TH AVE SE | LOT2 BLK1 WALHAVEN #2 |  |  | Non-Lead - Other | No |  | 0 | Installation date is after the lead ban |  |  |  |  | Non-Lead - Other |  |  | Installation date is after the lead ban |  |  |  |  | Non-Lead |  |  |  | Domestic
MTR_023551 | 11222 SE 216TH ST | LOT 1 WEST CREEK COURT |  |  | Non-Lead - Other | No | 2006-01-24 | 0 | Installation date is after the lead ban |  |  |  |  | Non-Lead - Other |  |  | Installation date is after the lead ban |  |  |  |  | Non-Lead |  |  |  | Domestic
MTR_012431 | 17117 SE 180TH CT | LOT 10 TROVITSKY PARK |  |  | Non-Lead - Other | No | 2003-03-14 | 4 | Rectified Plan | No |  |  |  | Non-Lead - Other |  |  | Installation date is after the lead ban |  |  |  |  | Non-Lead |  |  |  | Domestic
MTR_024242 | 11410 SE 215TH ST | LOT 8 CARENA GLEN |  |  | Non-Lead - Other | No |  | 0 | Installation date is after the lead ban |  |  |  |  | Non-Lead - Other |  |  | Installation date is after the lead ban |  |  |  |  | Non-Lead |  |  |  | Domestic
MTR_012493 | 16916 SE 182ND PL | LOT 55 TROVITSKY PARK 2 |  |  | Non-Lead - Other | No | 2003-03-14 | 4 | Rectified Plan | No |  |  |  | Non-Lead - Other |  |  | Installation date is after the lead ban |  |  |  |  | Non-Lead |  |  |  | Domestic
MTR_003980 | 23468 130TH AVE SE | LOT 22 BUILDING G VILLAGE AT SINGLE CREEK |  |  | Non-Lead - Other | No | 1983-07-01 | 0 | Installation date is after the lead ban |  |  |  |  | Non-Lead - Other |  |  | Installation date is after the lead ban |  |  |  |  | Non-Lead |  |  |  | Domestic
MTR_026825 | 13228 SE 227TH ST | LOT 73 FERN CREST |  |  | Non-Lead - Other | No | 2015-06-13 | 0 | Installation date is after the lead ban |  |  |  |  | Non-Lead - Other |  |  | Installation date is after the lead ban |  |  |  |  | Non-Lead |  |  |  | Domestic
MTR_019780 | 18615 109TH AVE SE | LOT 12 PANTHER LAKE EST |  |  | Non-Lead - Other | Unknown |  | 0 | Statistical analysis |  |  |  |  | Non-Lead - Other |  |  | Statistical analysis |  |  |  |  | Non-Lead |  |  |  | Domestic
MTR_004012 | 23638 126TH PL SE | LOT 20 WINSBERG HAVEN (FIELDSTONE) |  |  | Non-Lead - Other | No | 1995-08-22 | 0 | Rectified Plan | No |  |  |  | Non-Lead - Other |  |  | Installation date is after the lead ban |  |  |  |  | Non-Lead |  |  |  | Domestic
MTR_029459 | 11711 SE 225TH CT | LOT 22 MAPLEWOOD EAST |  |  | Non-Lead - Other | No |  | 0 | Installation date is after the lead ban |  |  |  |  | Non-Lead - Other |  |  | Installation date is after the lead ban |  |  |  |  | Non-Lead |  |  |  | Domestic
MTR_019717 | 18627 109TH AVE SE | L14 PANTHER LK ESTATES |  |  | Non-Lead - Other | Unknown |  | 0 | Statistical analysis |  |  |  |  | Non-Lead - Other |  |  | Statistical analysis |  |  |  |  | Non-Lead |  |  |  | Domestic
MTR_023343 | 10412 SE 213TH PL | LOT 3 STONEPINE EAST |  |  | Non-Lead - Other | No | 1995-10-18 | 0 | Installation date is after the lead ban |  |  |  |  | Non-Lead - Other |  |  | Installation date is after the lead ban |  |  |  |  | Non-Lead |  |  |  | Domestic
MTR_004005 | 23400 124TH AVE SE | L 68 MERIDIAN VILLA EST. |  |  | Non-Lead - Other | No | 1966-09-01 | 0.75 | Rectified Plan | No |  |  |  | Non-Lead - Other |  |  | Installation date is after the lead ban |  |  |  |  | Non-Lead |  |  |  | Domestic
MTR_014386 | 11525 SE 169TH ST | TAX LOT 69 S-T-R SE 29-23-5 |  |  | Non-Lead - Other | Unknown |  | 1 | Statistical analysis |  |  |  |  | Non-Lead - Other |  |  | Statistical analysis |  |  |  |  | Non-Lead |  |  |  | Domestic
MTR_027155 | 23551 130TH CT SE | L10 TWIN CREEKS |  |  | Non-Lead - Other | No |  | 1 | Installation date is after the lead ban |  |  |  |  | Non-Lead - Other |  |  | Installation date is after the lead ban |  |  |  |  | Non-Lead |  |  |  | Domestic
MTR_003566 | 23211 125TH AVE SE | L 23 MERIDIAN VILLA EST. |  |  | Non-Lead - Other | Unknown |  | 0 | Statistical analysis |  |  |  |  | Non-Lead - Other |  |  | Statistical analysis |  |  |  |  | Non-Lead |  |  |  | Assumed
MTR_014415 | 11369 SE 168TH ST | E120 OF W170 L5 BLK2 GREEN TRACTS #1LESS S 100' |  |  | Non-Lead - Other | No | 2004-10-13 | 0 | Rectified Plan |  |  |  |  | Non-Lead - Other |  |  | Statistical analysis |  |  |  |  | Non-Lead |  |  |  | Domestic
MTR_024047 | 20866 102ND AVE SE | L 10 GUINN CREST |  |  | Non-Lead - Other | Unknown |  | 0 | Statistical analysis |  |  |  |  | Non-Lead - Other |  |  | Statistical analysis |  |  |  |  | Non-Lead |  |  |  | Assumed
MTR_014235 | 17219 109TH PL SE | L5 KELSEY LANE |  |  | Non-Lead - Other | No |  | 0 | Installation date is after the lead ban |  |  |  |  | Non-Lead - Other |  |  | Installation date is after the lead ban |  |  |  |  | Non-Lead |  |  |  | Domestic
MTR_026730 | 22809 126TH PL SE | L15 MERIDIAN HIGHLANDS |  |  | Non-Lead - Other | No |  | 0 | Installation date is after the lead ban |  |  |  |  | Non-Lead - Other |  |  | Installation date is after the lead ban |  |  |  |  | Non-Lead |  |  |  | Domestic
MTR_023360 | 21627 102ND PL SE | 9908-007160 |  |  | Non-Lead - Other | No | 2014-01-15 | 0 | Installation date is after the lead ban |  |  |  |  | Non-Lead - Other |  |  | Installation date is after the lead ban |  |  |  |  | Non-Lead |  |  |  | Domestic
MTR_014332 | 11307 SE 169TH ST | TAX LOT 96 S-T-R SE 29-23-5 |  |  | Non-Lead - Other | Unknown |  | 1 | Statistical analysis |  |  |  |  | Non-Lead - Other |  |  | Statistical analysis |  |  |  |  | Non-Lead |  |  |  | Domestic
MTR_026635 | 22927 126TH PL SE | L21 MERIDIAN HIGHLANDS |  |  | Non-Lead - Other | No |  | 0 | Installation date is after the lead ban |  |  |  |  | Non-Lead - Other |  |  | Installation date is after the lead ban |  |  |  |  | Non-Lead |  |  |  | Domestic
MTR_027761 | 12302 SE 223RD DR | LOT 55 MEADOWGREEN EST |  |  | Non-Lead - Other | No |  | 5.25 | Installation date is after the lead ban |  |  |  |  | Non-Lead - Other |  |  | Installation date is after the lead ban |  |  |  |  | Non-Lead |  |  |  | Hydrant
MTR_014236 | 17223 109TH PL SE | L6 KELSEY LANE |  |  | Non-Lead - Other | No |  | 0 | Installation date is after the lead ban |  |  |  |  | Non-Lead - Other |  |  | Installation date is after the lead ban |  |  |  |  | Non-Lead |  |  |  | Domestic
MTR_029391 | 11812 SE 229TH PL | LOT 9 HUNTERS RUN TOO |  |  | Non-Lead - Other | No |  | 0 | Installation date is after the lead ban |  |  |  |  | Non-Lead - Other |  |  | Installation date is after the lead ban |  |  |  |  | Non-Lead |  |  |  | Domestic
MTR_028024 | 22019 117TH AVE SE | L25 MEADOW GLEN 1 |  |  | Non-Lead - Other | No |  | 0 | Installation date is after the lead ban |  |  |  |  | Non-Lead - Other |  |  | Installation date is after the lead ban |  |  |  |  | Non-Lead |  |  |  | Domestic
MTR_014246 | 10817 SE 170TH ST | TL128 SEC 29-23-5 |  |  | Non-Lead - Other | No | 1995-08-21 | 1 | Rectified Plan | No |  |  |  | Non-Lead - Other |  |  | Statistical analysis |  |  |  |  | Non-Lead |  |  |  | Domestic
MTR_029336 | 22828 117TH PL SE | LOT 14 HUNTERS RUN TOO |  |  | Non-Lead - Other | No |  | 0 | Installation date is after the lead ban |  |  |  |  | Non-Lead - Other |  |  | Installation date is after the lead ban |  |  |  |  | Non-Lead |  |  |  | Domestic
MTR_028023 | 22027 117TH AVE SE | LOT 27 MEADOW GLEN #1 |  |  | Non-Lead - Other | No |  | 0 | Installation date is after the lead ban |  |  |  |  | Non-Lead - Other |  |  | Installation date is after the lead ban |  |  |  |  | Non-Lead |  |  |  | Domestic
MTR_019449 | 19008 114TH CT SE | LOT 23 CHINQUAPIN RIDGE |  |  | Non-Lead - Other | No | 1995-09-19 | 0 | Installation date is after the lead ban |  |  |  |  | Non-Lead - Other |  |  | Installation date is after the lead ban |  |  |  |  | Non-Lead |  |  |  | Domestic
MTR_029165 | 22903 117TH PL SE | LOT 27 HUNTERS RUN II |  |  | Non-Lead - Other | No |  | 0 | Installation date is after the lead ban |  |  |  |  | Non-Lead - Other |  |  | Installation date is after the lead ban |  |  |  |  | Non-Lead |  |  |  | Domestic
MTR_027607 | 12316 SE 217TH ST | LOT 10 GLEN MAR |  |  | Non-Lead - Plastic | No | 1975-04-29 | 1 | Rectified Plan | No |  |  |  | Non-Lead - Other |  |  | Installation date is after the lead ban |  |  |  |  | Non-Lead |  |  |  | Domestic
MTR_019452 | 19002 114TH CT SE | LOT 24 CHINQUAPIN RIDGE |  |  | Non-Lead - Other | No | 1995-09-19 | 0 | Installation date is after the lead ban |  |  |  |  | Non-Lead - Other |  |  | Installation date is after the lead ban |  |  |  |  | Non-Lead |  |  |  | Domestic
MTR_028265 | 22023 128TH PL SE | LOT 28 SUMMER GLEN EAST |  |  | Non-Lead - Other | No | 1995-08-28 | 0 | Installation date is after the lead ban |  |  |  |  | Non-Lead - Other |  |  | Installation date is after the lead ban |  |  |  |  | Non-Lead |  |  |  | Domestic
MTR_028604 | 21910 124TH AVE SE | LOT 16 PARKWAY ESTATES |  |  | Non-Lead - Other | No | 1978-07-26 | 0 | Installation date is after the lead ban |  |  |  |  | Non-Lead - Other |  |  | Installation date is after the lead ban |  |  |  |  | Non-Lead |  |  |  | Domestic
MTR_019441 | 19016 114TH CT SE | LOT 21 CHINQUAPIN RIDGE |  |  | Non-Lead - Other | No | 1995-09-19 | 0 | Installation date is after the lead ban |  |  |  |  | Non-Lead - Other |  |  | Installation date is after the lead ban |  |  |  |  | Non-Lead |  |  |  | Domestic
MTR_010108 | 23604 119TH PL SE | LOT 93 KENT HIGHLANDS |  |  | Non-Lead - Other | No | 2006-11-01 | 0 | Rectified Plan | No |  |  |  | Non-Lead - Other |  |  | Installation date is after the lead ban |  |  |  |  | Non-Lead |  |  |  | Domestic
MTR_028332 | 12917 SE 216TH PL | LOT 14 BEGONIA PLACE |  |  | Non-Lead - Other | No | 2001-02-23 | 0 | Installation date is after the lead ban |  |  |  |  | Non-Lead - Other |  |  | Installation date is after the lead ban |  |  |  |  | Non-Lead |  |  |  | Domestic
MTR_019423 | 18936 114TH CT SE | LOT 25 CHINQUAPIN RIDGE |  |  | Non-Lead - Other | No | 1995-09-19 | 0 | Installation date is after the lead ban |  |  |  |  | Non-Lead - Other |  |  | Installation date is after the lead ban |  |  |  |  | Non-Lead |  |  |  | Domestic
MTR_009621 | 11921 SE 238TH PL | LOT 70 KENT HIGHLANDS |  |  | Non-Lead - Other | No | 2006-11-01 | 0 | Rectified Plan | No |  |  |  | Non-Lead - Other |  |  | Installation date is after the lead ban |  |  |  |  | Non-Lead |  |  |  | Domestic
MTR_026971 | 23209 125TH AVE SE | LOT 15 CORONADO KNOLLS |  |  | Non-Lead - Other | No |  | 0 | Installation date is after the lead ban |  |  |  |  | Non-Lead - Other |  |  | Installation date is after the lead ban |  |  |  |  | Non-Lead |  |  |  | Domestic
MTR_019644 | 19020 114TH CT SE | LOT 20 CHINQUAPIN RIDGE |  |  | Non-Lead - Other | No | 1995-09-19 | 0 | Installation date is after the lead ban |  |  |  |  | Non-Lead - Other |  |  | Installation date is after the lead ban |  |  |  |  | Non-Lead |  |  |  | Domestic
MTR_010823 | 23745 126TH PL SE | LOT 43 WINSBERG HAVEN (FIELDSTONE) |  |  | Non-Lead - Other | No | 1995-08-22 | 4 | Rectified Plan | No |  |  |  | Non-Lead - Other |  |  | Installation date is after the lead ban |  |  |  |  | Non-Lead |  |  |  | Domestic
MTR_019547 | 19149 110TH PL SE | BLDG 9 FORD TOWNHOMES |  |  | Non-Lead - Other | No | 1997-06-17 | 0 | Installation date is after the lead ban |  |  |  |  | Non-Lead - Other |  |  | Installation date is after the lead ban |  |  |  |  | Non-Lead |  |  |  | Domestic
MTR_016255 | 16215 SE 176TH PL | LOT 81 CANDLEWOOD RIDGE #3 |  |  | Non-Lead - Other | No | 1977-07-13 | 1 | Installation date is after the lead ban |  |  |  |  | Non-Lead - Other |  |  | Installation date is after the lead ban |  |  |  |  | Non-Lead |  |  |  | Domestic
MTR_017655 | 17657 111TH AVE SE | L22 HIGGINBOTHAM ADD. |  |  | Non-Lead - Other | Unknown |  | 0 | Statistical analysis |  |  |  |  | Non-Lead - Other |  |  | Statistical analysis |  |  |  |  | Non-Lead |  |  |  | Assumed
MTR_026591 | 12512 SE 232ND ST | LOT 34 CORONADO KNOLLS |  |  | Non-Lead - Other | No |  | 0 | Installation date is after the lead ban |  |  |  |  | Non-Lead - Other |  |  | Installation date is after the lead ban |  |  |  |  | Non-Lead |  |  |  | Domestic
MTR_019699 | 18644 110TH PL SE | LOT 21 RUDDELLS 1ST ADD. |  |  | Non-Lead - Other | No |  | 0 | Installation date is after the lead ban |  |  |  |  | Non-Lead - Other |  |  | Installation date is after the lead ban |  |  |  |  | Non-Lead |  |  |  | Domestic
MTR_004039 | 23612 123RD PL SE | LOT 29 OAKDALE |  |  | Non-Lead - Other | No | 1989-04-20 | 6 | Rectified Plan | No |  |  |  | Non-Lead - Other |  |  | Installation date is after the lead ban |  |  |  |  | Non-Lead |  |  |  | Domestic
MTR_003183 | 13000 SE 234TH ST | N 150 L6 MERIDIAN VILLA |  |  | Non-Lead - Other | No |  | 0 | Installation date is after the lead ban |  |  |  |  | Non-Lead - Other |  |  | Installation date is after the lead ban |  |  |  |  | Non-Lead |  |  |  | Assumed
MTR_019690 | 18659 110TH PL SE | LOT 16 RUDDELLS 1ST ADD. |  |  | Non-Lead - Other | No |  | 0 | Installation date is after the lead ban |  |  |  |  | Non-Lead - Other |  |  | Installation date is after the lead ban |  |  |  |  | Non-Lead |  |  |  | Domestic
MTR_003855 | 12619 SE 235TH ST | L 58 MERIDIAN VILLA EST |  |  | Non-Lead - Other | Unknown |  | 0 | Statistical analysis |  |  |  |  | Non-Lead - Other |  |  | Statistical analysis |  |  |  |  | Non-Lead |  |  |  | Assumed
MTR_026640 | 22918 125TH AVE SE | L42 CORONADO KNOLLS |  |  | Non-Lead - Other | No |  | 0 | Installation date is after the lead ban |  |  |  |  | Non-Lead - Other |  |  | Installation date is after the lead ban |  |  |  |  | Non-Lead |  |  |  | Domestic
MTR_019689 | 18655 110TH PL SE | LOT 15 RUDDELLS 1ST ADD. |  |  | Non-Lead - Other | No |  | 0 | Installation date is after the lead ban |  |  |  |  | Non-Lead - Other |  |  | Installation date is after the lead ban |  |  |  |  | Non-Lead |  |  |  | Domestic
MTR_000857 | 12619 SE 237TH PL | LOT 52 WINSBERG HAVEN (FIELDSTONE) |  |  | Non-Lead - Other | No | 1995-08-22 | 0 | Rectified Plan | No |  |  |  | Non-Lead - Other |  |  | Installation date is after the lead ban |  |  |  |  | Non-Lead |  |  |  | Domestic
MTR_026650 | 23104 125TH AVE SE | L38 CORONADO KNOLLS |  |  | Non-Lead - Other | No |  | 0 | Installation date is after the lead ban |  |  |  |  | Non-Lead - Other |  |  | Installation date is after the lead ban |  |  |  |  | Non-Lead |  |  |  | Assumed
MTR_019652 | 18654 110TH PL SE | LOT 19 RUDDELLS 1ST ADD. |  |  | Non-Lead - Other | No |  | 0 | Installation date is after the lead ban |  |  |  |  | Non-Lead - Other |  |  | Installation date is after the lead ban |  |  |  |  | Non-Lead |  |  |  | Domestic
MTR_026743 | 13627 SE 231ST ST | LOT 5 QUIET VALLEY |  |  | Non-Lead - Other | No |  | 0 | Installation date is after the lead ban |  |  |  |  | Non-Lead - Other |  |  | Installation date is after the lead ban |  |  |  |  | Non-Lead |  |  |  | Domestic
MTR_026430 | 12825 SE 226TH PL | LOT 73 FERN CREST WEST |  |  | Non-Lead - Other | No | 2006-04-28 | 0 | Installation date is after the lead ban |  |  |  |  | Non-Lead - Other |  |  | Installation date is after the lead ban |  |  |  |  | Non-Lead |  |  |  | Domestic
MTR_019698 | 18658 110TH PL SE | LOT 18 RUDDELLS 1ST ADD. |  |  | Non-Lead - Other | No |  | 0 | Installation date is after the lead ban |  |  |  |  | Non-Lead - Other |  |  | Installation date is after the lead ban |  |  |  |  | Non-Lead |  |  |  | Domestic
MTR_023816 | 21649 104TH PL SE | L 7 B 3 MT.VIEW PARK |  |  | Non-Lead - Other | No | 2004-04-20 | 0 | Rectified Plan |  |  |  |  | Non-Lead - Other |  |  | Statistical analysis |  |  |  |  | Non-Lead |  |  |  | Domestic
MTR_029269 | 22565 116TH PL SE | LOT 3 EMERALD COURT |  |  | Non-Lead - Other | No | 2002-08-27 | 0 | Installation date is after the lead ban |  |  |  |  | Non-Lead - Other |  |  | Installation date is after the lead ban |  |  |  |  | Non-Lead |  |  |  | Domestic
MTR_023862 | 10226 SE 217TH ST | IRRIGATION METER TRACT B GARRISON GLEN |  |  | Non-Lead - Other | No | 2014-01-15 | 0 | Installation date is after the lead ban |  |  |  |  | Non-Lead - Other |  |  | Installation date is after the lead ban |  |  |  |  | Non-Lead |  |  |  | Domestic
MTR_017154 | 10924 SE 183RD CT | LOT 55 MAPLE GLEN |  |  | Non-Lead - Other | No | 1977-03-18 | 0 | Installation date is after the lead ban |  |  |  |  | Non-Lead - Other |  |  | Installation date is after the lead ban |  |  |  |  | Non-Lead |  |  |  | Domestic
MTR_029401 | 11906 SE 229TH PL | LOT 4 HUNTERS RUN TOO |  |  | Non-Lead - Other | No |  | 0 | Installation date is after the lead ban |  |  |  |  | Non-Lead - Other |  |  | Installation date is after the lead ban |  |  |  |  | Non-Lead |  |  |  | Domestic
MTR_023867 | 21630 103RD PL SE | LOT 26 GARRISON GLEN |  |  | Non-Lead - Other | No | 2014-01-15 | 0 | Installation date is after the lead ban |  |  |  |  | Non-Lead - Other |  |  | Installation date is after the lead ban |  |  |  |  | Non-Lead |  |  |  | Domestic
MTR_017121 | 10918 SE 183RD PL | LOT 32 MAPLE GLEN |  |  | Non-Lead - Other | No | 1977-03-18 | 0 | Installation date is after the lead ban |  |  |  |  | Non-Lead - Other |  |  | Installation date is after the lead ban |  |  |  |  | Non-Lead |  |  |  | Domestic
MTR_029338 | 22816 117TH PL SE | LOT 8 HUNTERS RUN |  |  | Non-Lead - Other | No |  | 0 | Installation date is after the lead ban |  |  |  |  | Non-Lead - Other |  |  | Installation date is after the lead ban |  |  |  |  | Non-Lead |  |  |  | Domestic
MTR_023874 | 21709 103RD PL SE | LOT 14 GARRISON GLEN |  |  | Non-Lead - Other | No | 2014-01-15 | 0 | Installation date is after the lead ban |  |  |  |  | Non-Lead - Other |  |  | Installation date is after the lead ban |  |  |  |  | Non-Lead |  |  |  | Domestic
MTR_025003 | 21506 117TH AVE SE | LOT 14 CEDAR PARKE |  |  | Non-Lead - Other | No | 2001-02-08 | 0 | Installation date is after the lead ban |  |  |  |  | Non-Lead - Other |  |  | Installation date is after the lead ban |  |  |  |  | Non-Lead |  |  |  | Domestic
MTR_029424 | 11808 SE 228TH PL | LOT 29 HUNTERS RUN |  |  | Non-Lead - Other | No |  | 0 | Installation date is after the lead ban |  |  |  |  | Non-Lead - Other |  |  | Installation date is after the lead ban |  |  |  |  | Non-Lead |  |  |  | Domestic
MTR_025371 | 12017 SE 210TH PL | LOT 21 CARENA TERRACE DIVISION #1 |  |  | Non-Lead - Other | No |  | 0 | Installation date is after the lead ban |  |  |  |  | Non-Lead - Other |  |  | Installation date is after the lead ban |  |  |  |  | Non-Lead |  |  |  | Domestic
MTR_029052 | 22110 110TH AVE SE | L22 BENSON MEADOW #2 |  |  | Non-Lead - Other | No |  | 0 | Installation date is after the lead ban |  |  |  |  | Non-Lead - Other |  |  | Installation date is after the lead ban |  |  |  |  | Non-Lead |  |  |  | Domestic
MTR_029408 | 11627 SE 227TH PL | L 11 SUNNY HILL |  |  | Non-Lead - Other | No | 2007-05-23 | 0 | Rectified Plan |  |  |  |  | Non-Lead - Other |  |  | Statistical analysis |  |  |  |  | Non-Lead |  |  |  | Domestic
MTR_025413 | 12030 SE 209TH ST | L 11 HARMONELL ADD. |  |  | Non-Lead - Other | No |  | 0 | Installation date is after the lead ban |  |  |  |  | Non-Lead - Other |  |  | Installation date is after the lead ban |  |  |  |  | Non-Lead |  |  |  | Assumed
MTR_028327 | 12932 SE 216TH PL | LOT 6 BEGONIA PLACE |  |  | Non-Lead - Other | No | 2001-02-23 | 0 | Installation date is after the lead ban |  |  |  |  | Non-Lead - Other |  |  | Installation date is after the lead ban |  |  |  |  | Non-Lead |  |  |  | Domestic
MTR_014380 | 17205 116TH AVE SE | 9909-000350 |  |  | Non-Lead - Other | Unknown |  |  | Statistical analysis |  |  |  |  | Non-Lead - Other |  |  | Statistical analysis |  |  |  |  | Non-Lead
MTR_010109 | 23610 119TH PL SE | LOT 89 KENT HIGHLANDS |  |  | Non-Lead - Other | No | 2006-11-01 | 0 | Rectified Plan | No |  |  |  | Non-Lead - Other |  |  | Installation date is after the lead ban |  |  |  |  | Non-Lead |  |  |  | Domestic
MTR_028365 | 12814 SE 218TH PL | L1 A SH PLAT#581006 |  |  | Non-Lead - Other | No |  | 0 | Installation date is after the lead ban |  |  |  |  | Non-Lead - Other |  |  | Installation date is after the lead ban |  |  |  |  | Non-Lead |  |  |  | Assumed
MTR_014233 | 17209 109TH PL SE | L3 KELSEY LANE |  |  | Non-Lead - Other | No |  | 0 | Installation date is after the lead ban |  |  |  |  | Non-Lead - Other |  |  | Installation date is after the lead ban |  |  |  |  | Non-Lead |  |  |  | Domestic
MTR_003081 | 11907 SE 234TH ST | 9918-016335 |  |  | Non-Lead - Other | No | 2008-09-03 | 0 | Rectified Plan | No |  |  |  | Non-Lead - Other |  |  | Installation date is after the lead ban |  |  |  |  | Non-Lead |  |  |  | Domestic
MTR_028136 | 22257 131ST AVE SE | LOT 33 MATHESON PARK #2 |  |  | Non-Lead - Other | No | 1995-07-21 | 0 | Installation date is after the lead ban |  |  |  |  | Non-Lead - Other |  |  | Installation date is after the lead ban |  |  |  |  | Non-Lead |  |  |  | Domestic
MTR_023361 | 21725 102ND PL SE | 9908-007170 |  |  | Non-Lead - Other | No | 2014-01-15 | 0 | Rectified Plan |  |  |  |  | Non-Lead - Other |  |  | Statistical analysis |  |  |  |  | Non-Lead |  |  |  | Domestic
MTR_004368 | 12308 SE 238TH PL | LOT 1 KING CO SHORT PLAT #386068 |  |  | Non-Lead - Other | No |  | 0.75 | Installation date is after the lead ban |  |  |  |  | Non-Lead - Other |  |  | Installation date is after the lead ban |  |  |  |  | Non-Lead |  |  |  | Assumed
MTR_028187 | 12822 SE 223RD PL | LOT 17 MATHESON PARK |  |  | Non-Lead - Other | No | 1995-07-21 | 0 | Installation date is after the lead ban |  |  |  |  | Non-Lead - Other |  |  | Installation date is after the lead ban |  |  |  |  | Non-Lead |  |  |  | Domestic
MTR_023917 | 21035 101ST AVE SE | L 43 GUINN CREST |  |  | Non-Lead - Other | No |  | 0 | Installation date is after the lead ban |  |  |  |  | Non-Lead - Other |  |  | Installation date is after the lead ban |  |  |  |  | Non-Lead |  |  |  | Domestic
MTR_029344 | 11731 SE 231ST PL | LOT 9 TERRA HEIGHTS |  |  | Non-Lead - Other | No |  | 0 | Installation date is after the lead ban |  |  |  |  | Non-Lead - Other |  |  | Installation date is after the lead ban |  |  |  |  | Non-Lead |  |  |  | Domestic
MTR_026973 | 12887 SE 225TH CT | LOT 33 FERN CREST WEST |  |  | Non-Lead - Other | No | 2006-04-28 | 0 | Installation date is after the lead ban |  |  |  |  | Non-Lead - Other |  |  | Installation date is after the lead ban |  |  |  |  | Non-Lead |  |  |  | Domestic
MTR_007564 | 12016 SE 165TH ST | L 102 CASCADE HILLS 6 |  |  | Non-Lead Plastic | No | 2019-08-05 | 0.75 | Rectified Plan | Yes | Visual inspection at the meter pit | 2024-02-08 |  | Copper |  |  | Field inspection only with no records | Yes | Visual inspection at the meter pit | 2024-02-08 |  | Non-Lead |  |  |  | Domestic
MTR_002703 | 12402 SE 238TH PL | LOT 6 MERIDIAN GLENN |  |  | Non-Lead - Other | No | 2000-11-08 | 0 | Rectified Plan | No |  |  |  | Non-Lead - Other |  |  | Installation date is after the lead ban |  |  |  |  | Non-Lead |  |  |  | Domestic
MTR_027060 | 12842 SE 227TH ST | LOT 65 FERN CREST WEST |  |  | Non-Lead - Other | No | 2006-04-28 | 0 | Installation date is after the lead ban |  |  |  |  | Non-Lead - Other |  |  | Installation date is after the lead ban |  |  |  |  | Non-Lead |  |  |  | Domestic
MTR_010497 | 23611 126TH PL SE | LOT 30 WINSBERG HAVEN (FIELDSTONE) |  |  | Non-Lead - Other | No | 1995-08-22 | 0 | Rectified Plan | No |  |  |  | Non-Lead - Other |  |  | Installation date is after the lead ban |  |  |  |  | Non-Lead |  |  |  | Domestic
MTR_011249 | 11222 SE 166TH PL | LOT 6 WILKINS WOOD |  |  | Non-Lead - Other | No | 2006-09-18 | 0 | Installation date is after the lead ban |  |  |  |  | Non-Lead - Other |  |  | Installation date is after the lead ban |  |  |  |  | Non-Lead |  |  |  | Domestic
MTR_024948 | 20924 119TH AVE SE | LOT 2 BOCEKS FIRST ADDITION |  |  | Non-Lead - Plastic | No | 1995-06-12 | 0 | Rectified Plan | No |  |  |  | Non-Lead - Other |  |  | Installation date is after the lead ban |  |  |  |  | Non-Lead |  |  |  | Domestic
MTR_018653 | 20312 96TH AVE S | LOT 44 CHESTNUT RIDGE #1 |  |  | Non-Lead - Other | No |  | 0 | Installation date is after the lead ban |  |  |  |  | Non-Lead - Other |  |  | Installation date is after the lead ban |  |  |  |  | Non-Lead |  |  |  | Domestic
MTR_019995 | 10015 SE 192ND PL | LOT 10 TALBOT RIDGE ESTATES |  |  | Non-Lead - Other | No | 2009-08-19 | 0 | Installation date is after the lead ban |  |  |  |  | Non-Lead - Other |  |  | Installation date is after the lead ban |  |  |  |  | Non-Lead |  |  |  | Domestic
MTR_024973 | 11722 SE 210TH PL | LOT 32 VILLA ESTATES |  |  | Non-Lead - Plastic | No | 1977-08-01 | 1 | Rectified Plan | No |  |  |  | Non-Lead - Other |  |  | Installation date is after the lead ban |  |  |  |  | Non-Lead |  |  |  | Domestic
MTR_018642 | 9709 S 204TH CT | LOT 36 CHESTNUT RIDGE #1 |  |  | Non-Lead - Other | No |  | 0 | Installation date is after the lead ban |  |  |  |  | Non-Lead - Other |  |  | Installation date is after the lead ban |  |  |  |  | Non-Lead |  |  |  | Domestic
MTR_002724 | 13530 SE 192ND ST | 9923-003097 |  |  | Non-Lead - Other | Unknown |  | 0 | Statistical analysis |  |  |  |  | Non-Lead - Other |  |  | Statistical analysis |  |  |  |  | Non-Lead |  |  |  | Assumed
MTR_025356 | 20815 119TH AVE SE | LOT 3 SH PLAT#477013 |  |  | Non-Lead - Other | No |  | 0 | Installation date is after the lead ban |  |  |  |  | Non-Lead - Other |  |  | Installation date is after the lead ban |  |  |  |  | Non-Lead |  |  |  | Domestic
MTR_018625 | 9718 S 205TH CT | LOT 29 CHESTNUT RIDGE #1 |  |  | Non-Lead - Other | No |  | 0 | Installation date is after the lead ban |  |  |  |  | Non-Lead - Other |  |  | Installation date is after the lead ban |  |  |  |  | Non-Lead |  |  |  | Domestic
MTR_012440 | 17004 SE 180TH PL | LOT 19 TROVITSKY PARK |  |  | Non-Lead - Other | No | 2003-03-14 | 4 | Rectified Plan | No |  |  |  | Non-Lead - Other |  |  | Installation date is after the lead ban |  |  |  |  | Non-Lead |  |  |  | Domestic
MTR_025088 | 12052 SE 212TH CT | L21 GREEN TREE EAST |  |  | Non-Lead - Other | No | 1972-06-01 | 0 | Installation date is after the lead ban |  |  |  |  | Non-Lead - Other |  |  | Installation date is after the lead ban |  |  |  |  | Non-Lead |  |  |  | Domestic
MTR_018593 | 9620 S 205TH PL | LOT 26 CHESTNUT RIDGE 2 |  |  | Non-Lead - Other | No |  | 0 | Installation date is after the lead ban |  |  |  |  | Non-Lead - Other |  |  | Installation date is after the lead ban |  |  |  |  | Non-Lead |  |  |  | Domestic
MTR_012439 | 17010 SE 180TH PL | LOT 18 TROVITSKY PARK |  |  | Non-Lead - Other | No | 2003-03-14 | 4 | Rectified Plan | No |  |  |  | Non-Lead - Other |  |  | Installation date is after the lead ban |  |  |  |  | Non-Lead |  |  |  | Domestic
MTR_018669 | 9911 S 203RD ST | LOT 51 CHESTNUT RIDGE #1 |  |  | Non-Lead - Other | No |  | 0 | Installation date is after the lead ban |  |  |  |  | Non-Lead - Other |  |  | Installation date is after the lead ban |  |  |  |  | Non-Lead |  |  |  | Domestic
MTR_025081 | 21303 120TH PL SE | L58 GREENTREE EAST |  |  | Non-Lead - Other | No | 1972-06-01 | 0 | Installation date is after the lead ban |  |  |  |  | Non-Lead - Other |  |  | Installation date is after the lead ban |  |  |  |  | Non-Lead |  |  |  | Domestic
MTR_018779 | 18605 106TH PL SE | LOT 5 VISTA RIDGE |  |  | Non-Lead - Other | No | 1995-09-21 | 0 | Installation date is after the lead ban |  |  |  |  | Non-Lead - Other |  |  | Installation date is after the lead ban |  |  |  |  | Non-Lead |  |  |  | Domestic
MTR_020376 | 20412 100TH AVE SE | L26 MAYVILLA PARK |  |  | Non-Lead - Other | Unknown |  | 0 | Statistical analysis |  |  |  |  | Non-Lead - Other |  |  | Statistical analysis |  |  |  |  | Non-Lead |  |  |  | Assumed
MTR_025075 | 12040 SE 214TH ST | L 63 GREEN TREE EAST |  |  | Non-Lead - Other | No | 1972-06-01 | 0 | Installation date is after the lead ban |  |  |  |  | Non-Lead - Other |  |  | Installation date is after the lead ban |  |  |  |  | Non-Lead |  |  |  | Domestic
MTR_017620 | 11329 SE 179TH ST | L 20 HIGH CHAPARRAL |  |  | Non-Lead - Other | No |  | 0 | Installation date is after the lead ban |  |  |  |  | Non-Lead - Other |  |  | Installation date is after the lead ban |  |  |  |  | Non-Lead |  |  |  | Assumed
MTR_003062 | 16611 123RD AVE SE | L 113 CASCADE HILLS 7 |  |  | Non-Lead - Other | No | 2019-08-05 | 1 | Rectified Plan |  |  |  |  | Non-Lead - Other |  |  | Statistical analysis |  |  |  |  | Non-Lead |  |  |  | Domestic
MTR_029682 | 11408 SE 226TH ST | LOT 72 KENTON FIRS |  |  | Non-Lead - Other | Unknown |  | 0 | Statistical analysis |  |  |  |  | Non-Lead - Other |  |  | Statistical analysis |  |  |  |  | Non-Lead |  |  |  | Domestic
MTR_023195 | 21058 98TH AVE S | LOT 12 WESTVIEW TERRACE #2 |  |  | Non-Lead - Other | No | 2008-10-29 | 0 | Rectified Plan |  |  |  |  | Non-Lead - Other |  |  | Statistical analysis |  |  |  |  | Non-Lead |  |  |  | Domestic
MTR_021016 | 13420 SE 189TH PL | L 26 CEDAR ESTATES |  |  | Non-Lead - Other | No | 1984-04-04 | 0 | Installation date is after the lead ban |  |  |  |  | Non-Lead - Other |  |  | Installation date is after the lead ban |  |  |  |  | Non-Lead |  |  |  | Domestic
MTR_029713 | 22710 113TH PL SE | LOT 27 KENTON FIRS |  |  | Galvanized Requiring Replacement | Unknown |  | 0 | Converted CAD | Yes | Visual inspection at the meter pit | 2024-02-05 |  | Galvanized Requiring Replacement |  |  | Field inspection only with no records | Yes | Visual inspection at the meter pit | 2024-02-05 |  | Galvanized Requiring Replacement |  |  |  | Domestic
MTR_023284 | 9428 S 213TH ST | LOT 20 EVERGREEN HILLS |  |  | Non-Lead - Other | No |  | 0 | Installation date is after the lead ban |  |  |  |  | Non-Lead - Other |  |  | Installation date is after the lead ban |  |  |  |  | Non-Lead |  |  |  | Domestic
MTR_002830 | 16135 119TH AVE SE | L4 BL1 CASCADE HILLS #2 |  |  | Non-Lead - Other | No | 2006-08-31 | 1 | Rectified Plan |  |  |  |  | Non-Lead - Other |  |  | Statistical analysis |  |  |  |  | Non-Lead |  |  |  | Domestic
MTR_014940 | 16803 122ND AVE SE | L33 B4 CASCADE VISTA #1 |  |  | Non-Lead - Copper | No | 2010-10-25 | 1 | Rectified Plan | No |  |  |  | Non-Lead - Other |  |  | Statistical analysis |  |  |  |  | Non-Lead |  |  |  | Domestic
MTR_022946 | 19665 122ND PL SE | L48 VISTA VIEW HGTS #2 |  |  | Non-Lead - Other | No |  | 0 | Installation date is after the lead ban |  |  |  |  | Non-Lead - Other |  |  | Installation date is after the lead ban |  |  |  |  | Non-Lead |  |  |  | Domestic
MTR_020900 | 13250 SE 188TH PL | LOT 6 EMERALD FOREST |  |  | Non-Lead - Other | No | 2003-10-21 | 0 | Installation date is after the lead ban |  |  |  |  | Non-Lead - Other |  |  | Installation date is after the lead ban |  |  |  |  | Non-Lead |  |  |  | Domestic
MTR_022987 | 12236 SE 200TH ST | L59 VISTA VIEW HGTS #2 |  |  | Non-Lead - Other | No |  | 0 | Installation date is after the lead ban |  |  |  |  | Non-Lead - Other |  |  | Installation date is after the lead ban |  |  |  |  | Non-Lead |  |  |  | Domestic
MTR_029683 | 11404 SE 226TH ST | LOT 73 KENTON FIRS |  |  | Non-Lead - Other | Unknown |  | 0 | Statistical analysis |  |  |  |  | Non-Lead - Other |  |  | Statistical analysis |  |  |  |  | Non-Lead |  |  |  | Domestic
MTR_003380 | 11627 SE 164TH ST | L 63 CASCADE HILLS 5 |  |  | Non-Lead - Other | Unknown |  | 0.75 | Statistical analysis |  |  |  |  | Non-Lead - Other |  |  | Statistical analysis |  |  |  |  | Non-Lead |  |  |  | Assumed
MTR_029131 | 10318 SE 225TH ST | TAX LOT 199 SEC 17-22-5 |  |  | Non-Lead - Other | No | 2006-03-28 | 0 | Statistical analysis |  |  |  |  | Non-Lead - Other |  |  | Statistical analysis |  |  |  |  | Non-Lead |  |  |  | Domestic
MTR_027879 | 11607 SE 223RD DR | LOT1 MEADOWGREEN ESTATES |  |  | Non-Lead - Other | No |  | 0 | Installation date is after the lead ban |  |  |  |  | Non-Lead - Other |  |  | Installation date is after the lead ban |  |  |  |  | Non-Lead |  |  |  | Domestic
MTR_019205 | 19239 98TH AVE S | LOT 5 SPRINGBROOK TERRACE |  |  | Non-Lead - Other | No |  | 0 | Installation date is after the lead ban |  |  |  |  | Non-Lead - Other |  |  | Installation date is after the lead ban |  |  |  |  | Non-Lead |  |  |  | Assumed
MTR_023579 | 22246 98TH PL S | LOT 9 WILLOW WAY |  |  | Non-Lead - Other | No | 1995-07-26 | 0 | Installation date is after the lead ban |  |  |  |  | Non-Lead - Other |  |  | Installation date is after the lead ban |  |  |  |  | Non-Lead |  |  |  | Domestic
MTR_028962 | 10909 SE 219TH PL | LOT 13 FALCON CREST |  |  | Non-Lead - Other | No |  | 0 | Installation date is after the lead ban |  |  |  |  | Non-Lead - Other |  |  | Installation date is after the lead ban |  |  |  |  | Non-Lead |  |  |  | Domestic
MTR_020503 | 20213 103RD PL SE | L6 BLK2 CHERRY TERR |  |  | Non-Lead - Other | Unknown |  | 0 | Statistical analysis |  |  |  |  | Non-Lead - Other |  |  | Statistical analysis |  |  |  |  | Non-Lead |  |  |  | Assumed
MTR_020473 | 20428 104TH AVE SE | LOT 17 TODDS ADDITION |  |  | Non-Lead - Other | No |  | 0 | Installation date is after the lead ban |  |  |  |  | Non-Lead - Other |  |  | Installation date is after the lead ban |  |  |  |  | Non-Lead |  |  |  | Domestic
MTR_028974 | 22102 109TH PL SE | L35 BENSON MEADOWS 2 |  |  | Non-Lead - Other | No |  | 0 | Installation date is after the lead ban |  |  |  |  | Non-Lead - Other |  |  | Installation date is after the lead ban |  |  |  |  | Non-Lead |  |  |  | Domestic
MTR_018731 | 20325 96TH AVE S | LOT 6 CHESTNUT RIDGE #4 |  |  | Non-Lead - Other | No |  | 0 | Installation date is after the lead ban |  |  |  |  | Non-Lead - Other |  |  | Installation date is after the lead ban |  |  |  |  | Non-Lead |  |  |  | Domestic
MTR_020046 | 20441 105TH AVE SE | LOT 7 KAYWOOD ESTATES 2 |  |  | Non-Lead - Other | No | 1998-02-02 | 0 | Installation date is after the lead ban |  |  |  |  | Non-Lead - Other |  |  | Installation date is after the lead ban |  |  |  |  | Non-Lead |  |  |  | Domestic
MTR_028977 | 22101 109TH PL SE | LOT 36 BENSON MEADOWS #2 |  |  | Non-Lead - Other | No |  | 0 | Installation date is after the lead ban |  |  |  |  | Non-Lead - Other |  |  | Installation date is after the lead ban |  |  |  |  | Non-Lead |  |  |  | Domestic
MTR_028123 | 21636 121ST PL SE | LOT 30 GLENCARIN TRACE |  |  | Non-Lead - Other | No |  | 0 | Installation date is after the lead ban |  |  |  |  | Non-Lead - Other |  |  | Installation date is after the lead ban |  |  |  |  | Non-Lead |  |  |  | Domestic
MTR_028971 | 10831 SE 222ND ST | LOT 6 BENSON MEADOWS #3 |  |  | Non-Lead - Other | No |  | 0 | Installation date is after the lead ban |  |  |  |  | Non-Lead - Other |  |  | Installation date is after the lead ban |  |  |  |  | Non-Lead |  |  |  | Domestic
MTR_023804 | 22109 102ND PL SE | LOT 3 ANNANDALE |  |  | Non-Lead - Other | No | 2004-07-27 | 0 | Installation date is after the lead ban |  |  |  |  | Non-Lead - Other |  |  | Installation date is after the lead ban |  |  |  |  | Non-Lead |  |  |  | Domestic
MTR_029337 | 22822 117TH PL SE | LOT 15 HUNTERS RUN TOO |  |  | Non-Lead - Other | No |  | 0 | Installation date is after the lead ban |  |  |  |  | Non-Lead - Other |  |  | Installation date is after the lead ban |  |  |  |  | Non-Lead |  |  |  | Domestic
MTR_028999 | 22112 111TH CT SE | LOT 13 BENSON MEADOWS #2 |  |  | Non-Lead - Other | No |  | 0 | Installation date is after the lead ban |  |  |  |  | Non-Lead - Other |  |  | Installation date is after the lead ban |  |  |  |  | Non-Lead |  |  |  | Domestic
MTR_023768 | 10113 SE 220TH PL | LOT 18 KARA 3 |  |  | Non-Lead - Other | No | 2003-08-27 | 0 | Installation date is after the lead ban |  |  |  |  | Non-Lead - Other |  |  | Installation date is after the lead ban |  |  |  |  | Non-Lead |  |  |  | Domestic
MTR_018558 | 20501 94TH AVE S | LOT A LOT LINE ADJ 185064 |  |  | Non-Lead - Other | No |  | 0 | Installation date is after the lead ban |  |  |  |  | Non-Lead - Other |  |  | Installation date is after the lead ban |  |  |  |  | Non-Lead |  |  |  | Assumed
MTR_028997 | 22108 111TH CT SE | LOT 14 BENSON MEADOWS #2 |  |  | Non-Lead - Other | No |  | 0 | Installation date is after the lead ban |  |  |  |  | Non-Lead - Other |  |  | Installation date is after the lead ban |  |  |  |  | Non-Lead |  |  |  | Domestic
MTR_026024 | 20125 111TH WAY SE | LOT 67 VILA REAL |  |  | Non-Lead - Other | No | 2007-05-03 | 0 | Installation date is after the lead ban |  |  |  |  | Non-Lead - Other |  |  | Installation date is after the lead ban |  |  |  |  | Non-Lead |  |  |  | Domestic
MTR_018579 | 9603 S 206TH PL | LOT 1 STAR VIEW EST #2 |  |  | Non-Lead - Other | No | 2011-03-01 | 0 | Installation date is after the lead ban |  |  |  |  | Non-Lead - Other |  |  | Installation date is after the lead ban |  |  |  |  | Non-Lead |  |  |  | Domestic
MTR_025368 | 21027 121ST PL SE | L 26 CARENA TERRACE 1 |  |  | Non-Lead - Other | No |  | 0 | Installation date is after the lead ban |  |  |  |  | Non-Lead - Other |  |  | Installation date is after the lead ban |  |  |  |  | Non-Lead |  |  |  | Domestic
MTR_022887 | 19626 116TH AVE SE | 9904-004530 |  |  | Non-Lead - Other | No | 1998-06-08 | 0 | Rectified Plan |  |  |  |  | Non-Lead - Other |  |  | Statistical analysis |  |  |  |  | Non-Lead |  |  |  | Domestic
MTR_011780 | 13070 SE 161ST ST | L22 FAIRWOOD DIV. #9 |  |  | Non-Lead - Other | No |  | 1 | Installation date is after the lead ban |  |  |  |  | Non-Lead - Other |  |  | Installation date is after the lead ban |  |  |  |  | Non-Lead |  |  |  | Domestic
MTR_025729 | 13016 SE 209TH CT | LOT 12 THUERINGER PLAT |  |  | Non-Lead - Other | No | 2005-01-13 | 0 | Installation date is after the lead ban |  |  |  |  | Non-Lead - Other |  |  | Installation date is after the lead ban |  |  |  |  | Non-Lead |  |  |  | Domestic
MTR_028150 | 22241 131ST AVE SE | LOT 29 MATHESON PARK #2 |  |  | Non-Lead - Other | No | 1995-07-21 | 0 | Installation date is after the lead ban |  |  |  |  | Non-Lead - Other |  |  | Installation date is after the lead ban |  |  |  |  | Non-Lead |  |  |  | Domestic
MTR_014757 | 15808 129TH PL SE | LOT 25 FAIRLANE WOODS |  |  | Non-Lead - Other | No | 1978-09-22 | 0 | Installation date is after the lead ban |  |  |  |  | Non-Lead - Other |  |  | Installation date is after the lead ban |  |  |  |  | Non-Lead |  |  |  | Domestic
MTR_025724 | 13010 SE 209TH CT | LOT 13 THUERINGER PLAT |  |  | Non-Lead - Other | No | 2005-01-13 | 0 | Installation date is after the lead ban |  |  |  |  | Non-Lead - Other |  |  | Installation date is after the lead ban |  |  |  |  | Non-Lead |  |  |  | Domestic
MTR_024841 | 20225 140TH AVE SE | 9931-013505 |  |  | Non-Lead - Other | Unknown |  | 0 | Statistical analysis |  |  |  |  | Non-Lead - Other |  |  | Statistical analysis |  |  |  |  | Non-Lead |  |  |  | Assumed
MTR_029106 | 11322 SE 218TH PL | LOT 6 FOREST MEADOWS |  |  | Non-Lead - Other | No |  | 0 | Installation date is after the lead ban |  |  |  |  | Non-Lead - Other |  |  | Installation date is after the lead ban |  |  |  |  | Non-Lead |  |  |  | Domestic
MTR_019117 | 19059 106TH AVE SE | TAX LOT 199 S-T-R 32-23-5 |  |  | Non-Lead - Other | Unknown |  | 0 | Statistical analysis |  |  |  |  | Non-Lead - Other |  |  | Statistical analysis |  |  |  |  | Non-Lead |  |  |  | Assumed
MTR_028893 | 10913 SE 218TH PL | LOT 13 ALDER HEIGHTS 2 |  |  | Non-Lead - Other | No |  | 0 | Installation date is after the lead ban |  |  |  |  | Non-Lead - Other |  |  | Installation date is after the lead ban |  |  |  |  | Non-Lead |  |  |  | Domestic
MTR_023955 | 10316 SE 212TH ST | LOT 41 STONEPINE |  |  | Non-Lead - Other | No |  | 0 | Installation date is after the lead ban |  |  |  |  | Non-Lead - Other |  |  | Installation date is after the lead ban |  |  |  |  | Non-Lead |  |  |  | Domestic
MTR_015493 | 17229 125TH AVE SE | L3 VISTA VIEW HEIGHTS #1 |  |  | Non-Lead - Other | No | 2002-08-09 | 0 | Rectified Plan |  |  |  |  | Non-Lead - Other |  |  | Statistical analysis |  |  |  |  | Non-Lead |  |  |  | Domestic
MTR_014795 | 17408 116TH AVE SE | LOT 9 SPRINGLANE |  |  | Non-Lead Plastic | No | 2018-01-18 | 1 | Statistical analysis | Yes | Visual inspection at the meter pit | 2024-02-12 |  | Non-Lead Plastic |  |  | Field inspection only with no records | Yes | Visual inspection at the meter pit | 2024-02-12 |  | Non-Lead |  |  |  | Domestic
MTR_024313 | 22106 103RD PL SE | E128.76 S279+ N279+ TR 21 UNEEDAN |  |  | Non-Lead Plastic | Unknown |  | 0 | Converted CAD | Yes | Visual inspection at the meter pit | 2024-02-01 |  | Non-Lead Plastic |  |  | Field inspection only with no records | Yes | Visual inspection at the meter pit | 2024-02-01 |  | Non-Lead |  |  |  | Domestic
MTR_014851 | 16827 125TH AVE SE | L31 BL1 CASCADE VISTA #1 |  |  | Non-Lead - Other | No | 2010-10-25 | 1 | Rectified Plan |  |  |  |  | Non-Lead - Other |  |  | Statistical analysis |  |  |  |  | Non-Lead |  |  |  | Domestic
MTR_027336 | 13842 SE 237TH PL | LOT 5 JANES PLACE |  |  | Non-Lead - Other | No | 1989-01-13 | 0 | Installation date is after the lead ban |  |  |  |  | Non-Lead - Other |  |  | Installation date is after the lead ban |  |  |  |  | Non-Lead |  |  |  | Domestic
MTR_024323 | 22224 105TH AVE SE | 9908-009050 |  |  | Non-Lead - Other | Unknown |  | 0 | Statistical analysis |  |  |  |  | Non-Lead - Other |  |  | Statistical analysis |  |  |  |  | Non-Lead |  |  |  | Domestic
MTR_014234 | 17215 109TH PL SE | L4 KELSEY LANE |  |  | Non-Lead - Other | No |  | 0 | Installation date is after the lead ban |  |  |  |  | Non-Lead - Other |  |  | Installation date is after the lead ban |  |  |  |  | Non-Lead |  |  |  | Domestic
MTR_014999 | 16805 119TH AVE SE | L34 BL7 CASCADE VISTA #1 |  |  | Non-Lead - Other | No | 2002-05-02 | 0 | Rectified Plan |  |  |  |  | Non-Lead - Other |  |  | Statistical analysis |  |  |  |  | Non-Lead |  |  |  | Domestic
MTR_019460 | 19113 113TH WAY SE | LOT 59 CHINQUAPIN RIDGE |  |  | Non-Lead - Other | No | 1995-09-19 | 0 | Installation date is after the lead ban |  |  |  |  | Non-Lead - Other |  |  | Installation date is after the lead ban |  |  |  |  | Non-Lead |  |  |  | Domestic
MTR_021760 | 19818 134TH PL SE | LOT 15 FOREST TRAILS 2 |  |  | Non-Lead - Other | No |  | 0 | Installation date is after the lead ban |  |  |  |  | Non-Lead - Other |  |  | Installation date is after the lead ban |  |  |  |  | Non-Lead |  |  |  | Assumed
MTR_014247 | 10819 SE 170TH ST | TAX LOT 9128 29-23-5 |  |  | Non-Lead - Other | No | 1995-08-21 | 1 | Rectified Plan | No |  |  |  | Non-Lead - Other |  |  | Installation date is after the lead ban |  |  |  |  | Non-Lead |  |  |  | Domestic
MTR_021895 | 19521 134TH AVE SE | LOT 26 FOREST TRAILS #4 |  |  | Non-Lead - Other | No |  | 0 | Rectified Plan | No |  |  |  | Non-Lead - Other |  |  | Installation date is after the lead ban |  |  |  |  | Non-Lead |  |  |  | Domestic
MTR_017989 | 13442 SE 184TH ST | L308 FOREST ESTS #3 |  |  | Non-Lead - Other | No | 1983-08-01 | 0 | Installation date is after the lead ban |  |  |  |  | Non-Lead - Other |  |  | Installation date is after the lead ban |  |  |  |  | Non-Lead |  |  |  | Domestic
MTR_014264 | 17010 110TH PL SE | LOT 43 THRESHOLD 1 |  |  | Non-Lead - Other | No | 1995-08-21 | 1 | Rectified Plan | No |  |  |  | Non-Lead - Other |  |  | Installation date is after the lead ban |  |  |  |  | Non-Lead |  |  |  | Domestic
MTR_021931 | 19203 136TH PL SE | L1 BLK1 ALPINE MANOR |  |  | Non-Lead - Other | Unknown |  | 0 | Rectified Plan | No |  |  |  | Non-Lead - Other |  |  | Statistical analysis |  |  |  |  | Non-Lead |  |  |  | Domestic
MTR_017786 | 11011 SE 181ST ST | L2 BENSON TERR. DIV. #2 |  |  | Non-Lead - Other | Unknown |  | 0 | Statistical analysis |  |  |  |  | Non-Lead - Other |  |  | Statistical analysis |  |  |  |  | Non-Lead |  |  |  | Assumed
MTR_014824 | 12113 SE 170TH PL | L5 BLK10 CASCADE VISTA#1 |  |  | Non-Lead - Other | No | 2010-10-25 | 1 | Rectified Plan |  |  |  |  | Non-Lead - Other |  |  | Statistical analysis |  |  |  |  | Non-Lead |  |  |  | Domestic
MTR_021389 | 19345 142ND PL SE | LOT 52 LORI LANE |  |  | Non-Lead - Other | No |  | 0 | Installation date is after the lead ban |  |  |  |  | Non-Lead - Other |  |  | Installation date is after the lead ban |  |  |  |  | Non-Lead |  |  |  | Domestic
MTR_017703 | 11451 SE 180TH PL | L1 BLK1 BANKERS 1ST |  |  | Non-Lead - Other | Unknown |  | 0 | Statistical analysis |  |  |  |  | Non-Lead - Other |  |  | Statistical analysis |  |  |  |  | Non-Lead |  |  |  | Assumed
MTR_028298 | 13103 SE 216TH ST | 9916-008630 |  |  | Non-Lead - Other | No |  | 0 | Installation date is after the lead ban |  |  |  |  | Non-Lead - Other |  |  | Installation date is after the lead ban |  |  |  |  | Non-Lead |  |  |  | Assumed
MTR_021403 | 19220 142ND PL SE | LOT 41 LORI LANE |  |  | Non-Lead - Other | No |  | 0 | Installation date is after the lead ban |  |  |  |  | Non-Lead - Other |  |  | Installation date is after the lead ban |  |  |  |  | Non-Lead |  |  |  | Domestic
MTR_020995 | 13306 SE 185TH PL | LOT 50 FOREST ESTATES 1 |  |  | Non-Lead - Other | No | 1978-08-01 | 0 | Installation date is after the lead ban |  |  |  |  | Non-Lead - Other |  |  | Installation date is after the lead ban |  |  |  |  | Non-Lead |  |  |  | Hydrant
MTR_026718 | 12550 SE 230TH ST | L51 CORONADO KNOLLS |  |  | Non-Lead - Other | No |  | 0 | Installation date is after the lead ban |  |  |  |  | Non-Lead - Other |  |  | Installation date is after the lead ban |  |  |  |  | Non-Lead |  |  |  | Domestic
MTR_021029 | 18933 133RD PL SE | LOT 8 FOREST ESTATES #6 |  |  | Non-Lead - Other | No | 1986-08-21 | 0 | Installation date is after the lead ban |  |  |  |  | Non-Lead - Other |  |  | Installation date is after the lead ban |  |  |  |  | Non-Lead |  |  |  | Domestic
MTR_024506 | 13015 SE 206TH ST | L66 GREEN ACRES EAST |  |  | Non-Lead - Other | No |  | 0 | Installation date is after the lead ban |  |  |  |  | Non-Lead - Other |  |  | Installation date is after the lead ban |  |  |  |  | Non-Lead |  |  |  | Domestic
MTR_028991 | 10911 SE 220TH PL | LOT 3 BENSON MEADOWS #1 |  |  | Non-Lead - Other | No |  | 0 | Installation date is after the lead ban |  |  |  |  | Non-Lead - Other |  |  | Installation date is after the lead ban |  |  |  |  | Non-Lead |  |  |  | Domestic
MTR_020672 | 12905 SE 191ST ST | L 1 BLVD. LANE 7 |  |  | Non-Lead - Other | No | 1976-05-24 | 0 | Installation date is after the lead ban |  |  |  |  | Non-Lead - Other |  |  | Installation date is after the lead ban |  |  |  |  | Non-Lead |  |  |  | Domestic
MTR_026407 | 22531 126TH AVE SE | LOT 80 PHEASANTS HOLLOW |  |  | Non-Lead - Other | No | 1996-02-26 | 0 | Installation date is after the lead ban |  |  |  |  | Non-Lead - Other |  |  | Installation date is after the lead ban |  |  |  |  | Non-Lead |  |  |  | Domestic
MTR_027363 | 13614 SE 233RD ST | L28 WILDWOOD #2 |  |  | Non-Lead - Plastic | No | 1975-07-25 | 1 | Relative Placement | No |  |  |  | Non-Lead - Other |  |  | Installation date is after the lead ban |  |  |  |  | Non-Lead |  |  |  | Assumed
MTR_022834 | 11916 SE 198TH CT | LOT 21 SPRING HILL |  |  | Non-Lead - Other | No | 1995-07-13 | 0 | Installation date is after the lead ban |  |  |  |  | Non-Lead - Other |  |  | Installation date is after the lead ban |  |  |  |  | Non-Lead |  |  |  | Domestic
MTR_027462 | 13611 SE 232ND ST | L31 WILDWOOD #2 |  |  | Non-Lead - Plastic | No | 1975-07-25 | 1 | Converted CAD | No |  |  |  | Non-Lead - Other |  |  | Installation date is after the lead ban |  |  |  |  | Non-Lead |  |  |  | Domestic
MTR_019872 | 11471 SE 191ST CT | LOT 3 WEST GLEN |  |  | Non-Lead - Other | No | 2005-10-07 | 0 | Installation date is after the lead ban |  |  |  |  | Non-Lead - Other |  |  | Installation date is after the lead ban |  |  |  |  | Non-Lead |  |  |  | Domestic
MTR_027347 | 23264 133RD AVE SE | L 51 WILDWOOD EST 1 |  |  | Non-Lead - Other | No |  | 0 | Installation date is after the lead ban |  |  |  |  | Non-Lead - Other |  |  | Installation date is after the lead ban |  |  |  |  | Non-Lead |  |  |  | Domestic
MTR_009512 | 16707 125TH AVE SE | L 66 CASCADE HILLS 7 |  |  | Non-Lead - Other | No | 2019-08-05 | 0 | Rectified Plan |  |  |  |  | Non-Lead - Other |  |  | Statistical analysis |  |  |  |  | Non-Lead |  |  |  | Domestic
MTR_026831 | 22613 132ND PL SE | LOT 54 FERN CREST AKA MEADOW RIDGE |  |  | Non-Lead - Other | No | 2005-06-17 | 0 | Installation date is after the lead ban |  |  |  |  | Non-Lead - Other |  |  | Installation date is after the lead ban |  |  |  |  | Non-Lead |  |  |  | Domestic
MTR_014262 | 17026 110TH PL SE | LOT 41 THRESHOLD I |  |  | Non-Lead - Other | No | 1995-08-21 | 1 | Rectified Plan | No |  |  |  | Non-Lead - Other |  |  | Installation date is after the lead ban |  |  |  |  | Non-Lead |  |  |  | Domestic
MTR_024466 | 13005 SE 207TH PL | L32 GREENACRES EAST |  |  | Non-Lead - Other | No |  | 0 | Installation date is after the lead ban |  |  |  |  | Non-Lead - Other |  |  | Installation date is after the lead ban |  |  |  |  | Non-Lead |  |  |  | Domestic
MTR_024439 | 13046 SE 204TH PL | L5 GREENACRES EAST |  |  | Non-Lead - Other | No |  | 0 | Installation date is after the lead ban |  |  |  |  | Non-Lead - Other |  |  | Installation date is after the lead ban |  |  |  |  | Non-Lead |  |  |  | Domestic
MTR_017009 | 17731 153RD CT SE | LOT 60 CANDLEWOOD RIDGE 4 |  |  | Non-Lead - Other | No | 1977-07-01 | 0 | Installation date is after the lead ban |  |  |  |  | Non-Lead - Other |  |  | Installation date is after the lead ban |  |  |  |  | Non-Lead |  |  |  | Domestic
MTR_016282 | 15627 SE 178TH ST | L49 CANDLEWOOD RIDGE #2 |  |  | Non-Lead - Other | No | 1976-05-06 | 0 | Installation date is after the lead ban |  |  |  |  | Non-Lead - Other |  |  | Installation date is after the lead ban |  |  |  |  | Non-Lead |  |  |  | Domestic
MTR_016434 | 15917 SE 178TH ST | L119 CANDLEWOOD RIDGE #1 |  |  | Non-Lead - Other | No |  | 0 | Installation date is after the lead ban |  |  |  |  | Non-Lead - Other |  |  | Installation date is after the lead ban |  |  |  |  | Non-Lead |  |  |  | Domestic
MTR_016451 | 16020 SE 176TH PL | L60 CANDLEWOOD RIDGE #1 |  |  | Non-Lead - Other | No |  | 0 | Installation date is after the lead ban |  |  |  |  | Non-Lead - Other |  |  | Installation date is after the lead ban |  |  |  |  | Non-Lead |  |  |  | Domestic
MTR_001420 | 12220 SE 233RD ST | L 29 MERIDIAN VILLA EST. |  |  | Non-Lead - Other | No | 1966-09-01 | 1 | Rectified Plan | No |  |  |  | Non-Lead - Other |  |  | Installation date is after the lead ban |  |  |  |  | Non-Lead |  |  |  | Domestic
MTR_026567 | 23003 125TH AVE SE | L8 CORONADO KNOLLS |  |  | Non-Lead - Other | No |  | 0 | Installation date is after the lead ban |  |  |  |  | Non-Lead - Other |  |  | Installation date is after the lead ban |  |  |  |  | Non-Lead |  |  |  | Assumed
MTR_026701 | 23119 126TH AVE SE | L68 CORONADO KNOLLS |  |  | Non-Lead - Other | No |  | 0 | Installation date is after the lead ban |  |  |  |  | Non-Lead - Other |  |  | Installation date is after the lead ban |  |  |  |  | Non-Lead |  |  |  | Domestic
MTR_026633 | 22933 126TH PL SE | L22 MERIDIAN HIGHLANDS |  |  | Non-Lead - Other | No |  | 0 | Installation date is after the lead ban |  |  |  |  | Non-Lead - Other |  |  | Installation date is after the lead ban |  |  |  |  | Non-Lead |  |  |  | Domestic
MTR_029694 | 22709 114TH PL SE | L33 KENTON FIRS |  |  | Non-Lead - Other | Unknown |  | 0 | Statistical analysis |  |  |  |  | Non-Lead - Other |  |  | Statistical analysis |  |  |  |  | Non-Lead |  |  |  | Domestic
MTR_025285 | 21322 124TH AVE SE | L287 GLENCARIN #2 |  |  | Non-Lead - Other | No | 1968-07-31 | 0 | Installation date is after the lead ban |  |  |  |  | Non-Lead - Other |  |  | Installation date is after the lead ban |  |  |  |  | Non-Lead |  |  |  | Domestic
MTR_027239 | 13215 SE 236TH PL | LOT 3 MERIDIAN FOREST |  |  | Non-Lead - Plastic | No | 1995-08-24 | 1 | Rectified Plan | No |  |  |  | Non-Lead - Other |  |  | Installation date is after the lead ban |  |  |  |  | Non-Lead |  |  |  | Domestic
MTR_027026 | 22710 135TH AVE SE | LOT 17 FERN CREST 3 |  |  | Non-Lead - Other | No | 2006-10-17 | 0 | Installation date is after the lead ban |  |  |  |  | Non-Lead - Other |  |  | Installation date is after the lead ban |  |  |  |  | Non-Lead |  |  |  | Domestic
MTR_027414 | 23255 132ND PL SE | L 61 WILDWOOD EST 1 |  |  | Non-Lead - Other | No |  | 0 | Installation date is after the lead ban |  |  |  |  | Non-Lead - Other |  |  | Installation date is after the lead ban |  |  |  |  | Non-Lead |  |  |  | Domestic
MTR_029826 | 14018 SE 238TH LN | LOT 22 THE VILLAGE AT SOOS CREEK |  |  | Non-Lead - Other | No |  | 0 | Installation date is after the lead ban |  |  |  |  | Non-Lead - Other |  |  | Installation date is after the lead ban |  |  |  |  | Non-Lead |  |  |  | Assumed
MTR_029396 | 11902 SE 229TH PL | LOT 5 HUNTERS RUN TOO |  |  | Non-Lead - Other | No |  | 0 | Installation date is after the lead ban |  |  |  |  | Non-Lead - Other |  |  | Installation date is after the lead ban |  |  |  |  | Non-Lead |  |  |  | Domestic
MTR_026615 | 22727 125TH AVE SE | LOT 6 MERIDIAN HIGHLANDS |  |  | Non-Lead - Other | No |  | 0 | Installation date is after the lead ban |  |  |  |  | Non-Lead - Other |  |  | Installation date is after the lead ban |  |  |  |  | Non-Lead |  |  |  | Domestic
MTR_021210 | 14707 SE 195TH PL | TAX LOT 244 SEC 3-22-5 |  |  | Non-Lead - Other | No | 1997-06-19 | 0 | Rectified Plan |  |  |  |  | Non-Lead - Other |  |  | Statistical analysis |  |  |  |  | Non-Lead |  |  |  | Domestic
MTR_021334 | 14010 SE 198TH PL | LOT 1 KCSP 585024 |  |  | Non-Lead - Other | No |  | 0 | Installation date is after the lead ban |  |  |  |  | Non-Lead - Other |  |  | Installation date is after the lead ban |  |  |  |  | Non-Lead |  |  |  | Assumed
MTR_017335 | 11222 SE 183RD ST | LOT 9 BIRCHWOOD ESTATES |  |  | Non-Lead - Other | No | 1986-09-01 | 1 | Installation date is after the lead ban |  |  |  |  | Non-Lead - Other |  |  | Installation date is after the lead ban |  |  |  |  | Non-Lead |  |  |  | Domestic
MTR_021311 | 14423 SE 195TH PL | LOT 17 FAIRWOOD GLEN |  |  | Non-Lead - Other | No |  | 0 | Installation date is after the lead ban |  |  |  |  | Non-Lead - Other |  |  | Installation date is after the lead ban |  |  |  |  | Non-Lead |  |  |  | Domestic
MTR_021905 | 13309 SE 195TH ST | LOT 9 FOREST TRAILS 3 |  |  | Non-Lead - Other | No |  | 0 | Rectified Plan | No |  |  |  | Non-Lead - Other |  |  | Installation date is after the lead ban |  |  |  |  | Non-Lead |  |  |  | Domestic
MTR_021355 | 19319 140TH PL SE | LOT 11 ECHO GLEN |  |  | Non-Lead - Other | No |  | 0 | Installation date is after the lead ban |  |  |  |  | Non-Lead - Other |  |  | Installation date is after the lead ban |  |  |  |  | Non-Lead |  |  |  | Domestic
MTR_003963 | 23465 130TH AVE SE | LOT 19 BUILDING F VILLAGE AT SINGLE CREEK |  |  | Non-Lead - Other | No | 1983-07-01 | 0 | Installation date is after the lead ban |  |  |  |  | Non-Lead - Other |  |  | Installation date is after the lead ban |  |  |  |  | Non-Lead |  |  |  | Domestic
MTR_029318 | 11625 SE 229TH PL | LOT 25 HUNTERS RUN TOO |  |  | Non-Lead - Other | No |  | 0 | Installation date is after the lead ban |  |  |  |  | Non-Lead - Other |  |  | Installation date is after the lead ban |  |  |  |  | Non-Lead |  |  |  | Domestic
MTR_002716 | 12420 SE 238TH PL | LOT 9 MERIDIAN GLENN |  |  | Non-Lead - Other | No | 2000-11-08 | 0 | Rectified Plan | No |  |  |  | Non-Lead - Other |  |  | Installation date is after the lead ban |  |  |  |  | Non-Lead |  |  |  | Domestic
MTR_029385 | 11614 SE 229TH PL | LOT 22 HUNTERS RUN II |  |  | Non-Lead - Other | No |  | 0 | Installation date is after the lead ban |  |  |  |  | Non-Lead - Other |  |  | Installation date is after the lead ban |  |  |  |  | Non-Lead |  |  |  | Domestic
MTR_003403 | 11810 SE 232ND PL | LOT 18 PINERIDGE |  |  | Non-Lead - Other | No | 2008-09-03 | 0 | Rectified Plan | No |  |  |  | Non-Lead - Other |  |  | Installation date is after the lead ban |  |  |  |  | Non-Lead |  |  |  | Domestic
MTR_029374 | 22837 120TH AVE SE | LOT 1 HUNTERS RUN TOO |  |  | Non-Lead - Other | No |  | 0 | Installation date is after the lead ban |  |  |  |  | Non-Lead - Other |  |  | Installation date is after the lead ban |  |  |  |  | Non-Lead |  |  |  | Domestic
MTR_030166 | 16127 111TH PL SE | LOT 0025 AKERS FARMS #6 (008800) |  |  | Non-Lead - Other | Unknown |  | 0 | Statistical analysis |  |  |  |  | Non-Lead - Other |  |  | Statistical analysis |  |  |  |  | Non-Lead |  |  |  | Domestic
MTR_015660 | 1111 S CARR RD | 0708-003480 Fire meter |  |  | Non-Lead - Copper | No |  | 1 | Installation date is after the lead ban | No |  |  |  | Non-Lead - Other |  |  | Installation date is after the lead ban |  |  |  |  | Non-Lead |  |  |  | Domestic
MTR_026028 | 11024 SE 208TH ST | FIRE METER-PUGET SOUND PERSONAL WAREHOUSE |  |  | Non-Lead - Other | No | 2014-10-08 | 0 | Installation date is after the lead ban |  |  |  |  | Non-Lead - Other |  |  | Installation date is after the lead ban |  |  |  |  | Non-Lead |  |  |  | Fire
MTR_015625 | 17801 108TH AVE SE | 0708-006426-E 1/2 OF NE 1/4 OF NW 1/4 32-23-5 - L2 KCSP 2840 |  |  | Non-Lead - Other | No | 1987-06-01 | 8 | Installation date is after the lead ban |  |  |  |  | Non-Lead - Other |  |  | Installation date is after the lead ban |  |  |  |  | Non-Lead |  |  |  | Commercial
MTR_015627 | 18207 108TH AVE SE | TAX LOTS 194 & 266 OF NW 32-23-5 |  |  | Non-Lead - Other | Unknown |  | 2 | Statistical analysis |  |  |  |  | Non-Lead - Other |  |  | Statistical analysis |  |  |  |  | Non-Lead |  |  |  | Assumed
MTR_015671 | 10435 SE CARR RD | AZURE RIDGE APTS-BLDG A FIRE METER |  |  | Non-Lead - Other | No | 2012-05-30 | 2 | Installation date is after the lead ban |  |  |  |  | Non-Lead - Other |  |  | Installation date is after the lead ban |  |  |  |  | Non-Lead |  |  |  | Domestic
MTR_014929 | 17012 122ND AVE SE | L11 B3 CASCADE VISTA #1 |  |  | Non-Lead - Other | No | 2010-10-25 | 1 | Rectified Plan |  |  |  |  | Non-Lead - Other |  |  | Statistical analysis |  |  |  |  | Non-Lead |  |  |  | Domestic
MTR_014947 | 16855 122ND AVE SE | L26 B4 CASCADE VISTA #1 |  |  | Non-Lead - Other | No | 2010-10-25 | 1 | Rectified Plan |  |  |  |  | Non-Lead - Other |  |  | Statistical analysis |  |  |  |  | Non-Lead |  |  |  | Domestic
MTR_015513 | 17246 125TH AVE SE | LOT 4 KIMBERLY LANE |  |  | Non-Lead - Other | No | 2002-08-09 | 0 | Installation date is after the lead ban |  |  |  |  | Non-Lead - Other |  |  | Installation date is after the lead ban |  |  |  |  | Non-Lead |  |  |  | Domestic
MTR_006187 | 16214 123RD AVE SE | L8 BLK5 CASCADE HILLS #3 |  |  | Non-Lead - Other | Unknown |  | 0.75 | Statistical analysis |  |  |  |  | Non-Lead - Other |  |  | Statistical analysis |  |  |  |  | Non-Lead |  |  |  | Assumed
MTR_014812 | 11831 SE 170TH PL | L10 BLK8 CASCADE VISTA#1 |  |  | Non-Lead - Other | No | 2010-10-25 | 1 | Rectified Plan |  |  |  |  | Non-Lead - Other |  |  | Statistical analysis |  |  |  |  | Non-Lead |  |  |  | Domestic
MTR_000881 | 16223 123RD AVE SE | L13 BLK5 CASCADE HILLS#3 |  |  | Non-Lead - Other | No | 2007-07-01 | 1 | Rectified Plan |  |  |  |  | Non-Lead - Other |  |  | Statistical analysis |  |  |  |  | Non-Lead |  |  |  | Domestic
MTR_019087 | 10034 SE 190TH ST | LTS 4/5 HI VIEW HTS |  |  | Non-Lead - Other | No |  | 0 | Installation date is after the lead ban |  |  |  |  | Non-Lead - Other |  |  | Installation date is after the lead ban |  |  |  |  | Non-Lead |  |  |  | Assumed
MTR_015183 | 12731 SE 173RD PL | UNIT 7-E LA FORTUNA TOWNHOMES |  |  | Non-Lead - Other | No | 2007-05-29 | 0 | Installation date is after the lead ban |  |  |  |  | Non-Lead - Other |  |  | Installation date is after the lead ban |  |  |  |  | Non-Lead |  |  |  | Domestic
MTR_017220 | 18450 114TH AVE SE | LOT 6 LARSON PARKE |  |  | Non-Lead - Other | No | 2002-01-16 | 0 | Installation date is after the lead ban |  |  |  |  | Non-Lead - Other |  |  | Installation date is after the lead ban |  |  |  |  | Non-Lead |  |  |  | Domestic
MTR_017143 | 11115 SE 183RD PL | LOT 73 MAPLE GLEN |  |  | Non-Lead - Other | No | 1977-03-18 | 0 | Installation date is after the lead ban |  |  |  |  | Non-Lead - Other |  |  | Installation date is after the lead ban |  |  |  |  | Non-Lead |  |  |  | Domestic
MTR_027095 | 22705 129TH PL SE | LOT 126 FERN CREST WEST |  |  | Non-Lead - Other | No | 2006-04-28 | 0 | Installation date is after the lead ban |  |  |  |  | Non-Lead - Other |  |  | Installation date is after the lead ban |  |  |  |  | Non-Lead |  |  |  | Domestic
MTR_019470 | 18813 112TH PL SE | LOT 45 CHINQUAPIN RIDGE |  |  | Non-Lead - Other | No | 1995-09-19 | 0 | Installation date is after the lead ban |  |  |  |  | Non-Lead - Other |  |  | Installation date is after the lead ban |  |  |  |  | Non-Lead |  |  |  | Domestic
MTR_011305 | 16457 109TH AVE SE | NORTH 72.64 LOT 8 BLOCK 9 AKERS F ARMS #6 |  |  | Non-Lead - Other | Unknown |  | 0 | Statistical analysis |  |  |  |  | Non-Lead - Other |  |  | Statistical analysis |  |  |  |  | Non-Lead |  |  |  | Assumed
MTR_030170 | 11126 SE 164TH ST | LOT2 BLK3 AKERS FARMS#6 |  |  | Non-Lead - Other | Unknown |  | 0 | Statistical analysis |  |  |  |  | Non-Lead - Other |  |  | Statistical analysis |  |  |  |  | Non-Lead |  |  |  | Assumed
MTR_011201 | 11135 SE 164TH ST | LOT 7 BLOCK 6 AKERS FARMS #6 |  |  | Non-Lead - Other | Unknown |  | 0 | Statistical analysis |  |  |  |  | Non-Lead - Other |  |  | Statistical analysis |  |  |  |  | Non-Lead |  |  |  | Domestic
MTR_030163 | 16101 111TH PL SE | LOT 1 KING COUNTY SHORT PLAT #78507 2 |  |  | Non-Lead - Other | Unknown |  | 0 | Statistical analysis |  |  |  |  | Non-Lead - Other |  |  | Statistical analysis |  |  |  |  | Non-Lead |  |  |  | Domestic
MTR_011283 | 16459 111TH AVE SE | NORTH 75 LOT 10 BLOCK 7 AKERS FAR MS #6 |  |  | Non-Lead - Other | Unknown |  | 0 | Statistical analysis |  |  |  |  | Non-Lead - Other |  |  | Statistical analysis |  |  |  |  | Non-Lead |  |  |  | Domestic
MTR_011165 | 16229 116TH AVE SE | S 100.82 LOT 4 BLK 4 AKERS FARMS #6 LESS W 90' |  |  | Non-Lead - Other | Unknown |  | 0.75 | Statistical analysis |  |  |  |  | Non-Lead - Other |  |  | Statistical analysis |  |  |  |  | Non-Lead |  |  |  | Assumed
MTR_027262 | 23824 135TH PL SE | LOT 2 KING CO SHORT PLAT #S90S0411 |  |  | Non-Lead - Other | No | 1988-04-01 | 0 | Installation date is after the lead ban |  |  |  |  | Non-Lead - Other |  |  | Installation date is after the lead ban |  |  |  |  | Non-Lead |  |  |  | Domestic
MTR_027300 | 23928 139TH PL SE | LOT 14 COUNTRY CLUB NORTH #1 |  |  | Non-Lead - Plastic | No | 1999-02-03 | 0.75 | Rectified Plan | No |  |  |  | Non-Lead - Other |  |  | Statistical analysis |  |  |  |  | Non-Lead |  |  |  | Domestic
MTR_029462 | 11704 SE 225TH ST | LOT 61 MAPLEWOOD EAST |  |  | Non-Lead - Other | No |  | 0 | Installation date is after the lead ban |  |  |  |  | Non-Lead - Other |  |  | Installation date is after the lead ban |  |  |  |  | Non-Lead |  |  |  | Domestic
MTR_027340 | 23806 138TH AVE SE | LOT 42 NORTHPEAK CREST |  |  | Non-Lead - Other | No | 1979-07-01 | 0 | Installation date is after the lead ban |  |  |  |  | Non-Lead - Other |  |  | Installation date is after the lead ban |  |  |  |  | Non-Lead |  |  |  | Domestic
MTR_027341 | 23722 138TH AVE SE | LOT 41 NORTHPEAK CREST |  |  | Non-Lead - Other | No | 1979-07-01 | 0 | Installation date is after the lead ban |  |  |  |  | Non-Lead - Other |  |  | Installation date is after the lead ban |  |  |  |  | Non-Lead |  |  |  | Domestic |  |  | Yes
MTR_029777 | 23824 141ST LN SE | LOT 1 THE VILLAGE @ SOOS CREEK #2 |  |  | Non-Lead - Other | No |  | 0 | Installation date is after the lead ban |  |  |  |  | Non-Lead - Other |  |  | Installation date is after the lead ban |  |  |  |  | Non-Lead |  |  |  | Assumed
MTR_003385 | 23214 127TH AVE SE | LOT 16 MERIDIAN VILLA ESTATES |  |  | Non-Lead - Other | No |  | 0 | Installation date is after the lead ban |  |  |  |  | Non-Lead - Other |  |  | Installation date is after the lead ban |  |  |  |  | Non-Lead |  |  |  | Assumed
MTR_021068 | 13830 SE 188TH ST | LOT 53 CEDARWOOD ESTATES (WINDHAM R |  |  | Non-Lead - Other | No | 1989-09-20 | 0 | Installation date is after the lead ban |  |  |  |  | Non-Lead - Other |  |  | Installation date is after the lead ban |  |  |  |  | Non-Lead |  |  |  | Domestic
MTR_022628 | 11439 SE 193RD TER | LOT 22 PLATEAU @ PANTHER LAKE |  |  | Non-Lead - Other | No | 2007-03-05 | 0 | Installation date is after the lead ban |  |  |  |  | Non-Lead - Other |  |  | Installation date is after the lead ban |  |  |  |  | Non-Lead |  |  |  | Domestic
MTR_021006 | 18921 133RD PL SE | LOT 6 FOREST ESTATES #6 |  |  | Non-Lead - Other | No | 1986-08-21 | 0 | Installation date is after the lead ban |  |  |  |  | Non-Lead - Other |  |  | Installation date is after the lead ban |  |  |  |  | Non-Lead |  |  |  | Domestic
MTR_023025 | 12408 SE 198TH PL | LOT 22 MORFORD PARK |  |  | Non-Lead - Other | No |  | 0 | Installation date is after the lead ban |  |  |  |  | Non-Lead - Other |  |  | Installation date is after the lead ban |  |  |  |  | Non-Lead |  |  |  | Assumed
MTR_021581 | 19213 133RD AVE SE | LOT 37 FOREST TRAILS #3 |  |  | Non-Lead - Other | No |  | 0 | Rectified Plan | No |  |  |  | Non-Lead - Other |  |  | Installation date is after the lead ban |  |  |  |  | Non-Lead |  |  |  | Domestic
MTR_014899 | 16848 123RD AVE SE | L7 B2 CASCADE VISTA #1 |  |  | Non-Lead - Other | No | 2010-10-25 | 1 | Rectified Plan |  |  |  |  | Non-Lead - Other |  |  | Statistical analysis |  |  |  |  | Non-Lead |  |  |  | Domestic
MTR_014891 | 17040 123RD AVE SE | L15 B2 CASCADE VISTA #1 |  |  | Non-Lead - Other | No | 2010-10-25 | 1 | Rectified Plan |  |  |  |  | Non-Lead - Other |  |  | Statistical analysis |  |  |  |  | Non-Lead |  |  |  | Domestic
MTR_014857 | 17040 124TH AVE SE | L15 BL1 CASCADE VISTA #1 |  |  | Non-Lead - Other | No | 2010-10-25 | 0 | Rectified Plan |  |  |  |  | Non-Lead - Other |  |  | Statistical analysis |  |  |  |  | Non-Lead |  |  |  | Domestic
MTR_014882 | 17011 124TH AVE SE | L24 BL2 CASCADE VISTA#1 |  |  | Non-Lead Plastic | No | 2010-10-25 | 0 | Rectified Plan | Yes | Visual inspection at the meter pit | 2024-02-12 |  | Galvanized Requiring Replacement |  |  | Field inspection only with no records | Yes | Visual inspection at the meter pit | 2024-02-12 |  | Galvanized Requiring Replacement |  |  |  | Domestic
MTR_014396 | 16804 113TH AVE SE | NORTH 75 LOT 1 BLOCK 2 GREEN TRACT |  |  | Non-Lead - Other | Unknown |  | 0 | Statistical analysis |  |  |  |  | Non-Lead - Other |  |  | Statistical analysis |  |  |  |  | Non-Lead |  |  |  | Domestic
MTR_014364 | 17018 114TH LN SE | LOT 20 GLACIER VIEW TOWNHOMES |  |  | Non-Lead - Other | No | 2005-10-28 | 1 | Installation date is after the lead ban |  |  |  |  | Non-Lead - Other |  |  | Installation date is after the lead ban |  |  |  |  | Non-Lead |  |  |  | Domestic
MTR_015712 | 918 S 38TH CT | LOT 29 SUNNYBROOK |  |  | Non-Lead - Other | No | 2004-01-22 | 0 | Installation date is after the lead ban |  |  |  |  | Non-Lead - Other |  |  | Installation date is after the lead ban |  |  |  |  | Non-Lead |  |  |  | Domestic
MTR_011869 | 10419 SE 166TH ST | E 144 25 LESS E 62 5 LOT 1 BLK 2 AKER'S FARMS #5 |  |  | Non-Lead - Other | No | 1999-03-24 | 0 | Rectified Plan |  |  |  |  | Non-Lead - Other |  |  | Statistical analysis |  |  |  |  | Non-Lead |  |  |  | Domestic
MTR_030054 | 12683 SE 161ST ST | L8 BK2 CASCADE VISTA #4 |  |  | Non-Lead - Other | No | 2016-06-22 | 0.75 | Rectified Plan |  |  |  |  | Non-Lead - Other |  |  | Statistical analysis |  |  |  |  | Non-Lead |  |  |  | Domestic
MTR_014653 | 15815 131ST PL SE | LOT 10 FAIRLANE WOODS |  |  | Non-Lead - Other | No |  | 0 | Installation date is after the lead ban |  |  |  |  | Non-Lead - Other |  |  | Installation date is after the lead ban |  |  |  |  | Non-Lead |  |  |  | Domestic
MTR_028440 | 12614 SE 217TH PL | L 80 PARKWAY ESTATES |  |  | Non-Lead - Other | No | 1978-07-26 | 0 | Installation date is after the lead ban |  |  |  |  | Non-Lead - Other |  |  | Installation date is after the lead ban |  |  |  |  | Non-Lead |  |  |  | Domestic
MTR_028384 | 21749 125TH PL SE | L 51 PARKWAY ESTATES |  |  | Non-Lead - Other | No | 1978-07-26 | 0 | Installation date is after the lead ban |  |  |  |  | Non-Lead - Other |  |  | Installation date is after the lead ban |  |  |  |  | Non-Lead |  |  |  | Domestic
MTR_023319 | 213TH ST & 106TH-STONEPINE EAST-SPRK | 213TH & 106TH-STONEPINE EAST-SPRKLR |  |  | Non-Lead - Other | No | 1995-10-18 | 0 | Statistical analysis |  |  |  |  | Non-Lead - Other |  |  | Statistical analysis |  |  |  |  | Non-Lead |  |  |  | Domestic
MTR_028022 | 11616 SE 221ST ST | LOT 31 MEADOW GLEN |  |  | Non-Lead - Other | No |  | 0 | Installation date is after the lead ban |  |  |  |  | Non-Lead - Other |  |  | Installation date is after the lead ban |  |  |  |  | Non-Lead |  |  |  | Domestic
MTR_014232 | 17203 109TH PL SE | L2 KELSEY LANE |  |  | Non-Lead - Other | No |  | 0 | Installation date is after the lead ban |  |  |  |  | Non-Lead - Other |  |  | Installation date is after the lead ban |  |  |  |  | Non-Lead |  |  |  | Domestic
MTR_020152 | 19247 106TH AVE SE | TL 118 SEC W1/2 5-22-5 |  |  | Non-Lead - Other | Unknown |  | 0 | Statistical analysis |  |  |  |  | Non-Lead - Other |  |  | Statistical analysis |  |  |  |  | Non-Lead |  |  |  | Assumed
MTR_028300 | 21657 132ND AVE SE | TL 39 9-22-5 |  |  | Copper | Unknown |  | 0 | Relative Placement | Yes | Visual inspection at the meter pit | 2024-02-05 |  | Non-Lead Plastic |  |  | Field inspection only with no records | Yes | Visual inspection at the meter pit | 2024-02-05 |  | Non-Lead |  |  |  | Assumed
MTR_027370 | 23205 134TH AVE SE | L 44 WILDWOOD EST 1 |  |  | Non-Lead - Other | No |  | 0 | Installation date is after the lead ban |  |  |  |  | Non-Lead - Other |  |  | Installation date is after the lead ban |  |  |  |  | Non-Lead |  |  |  | Domestic
MTR_023803 | 102ND AVE SE & SE 221ST ST | 102ND AVE SE & SE 221ST ST |  |  | Non-Lead - Other | No | 2004-07-27 | 0 | Statistical analysis |  |  |  |  | Non-Lead - Other |  |  | Statistical analysis |  |  |  |  | Non-Lead |  |  |  | Domestic
MTR_029463 | 11700 SE 225TH ST | LOT 62 MAPLEWOOD EAST |  |  | Non-Lead - Other | No |  | 0 | Installation date is after the lead ban |  |  |  |  | Non-Lead - Other |  |  | Installation date is after the lead ban |  |  |  |  | Non-Lead |  |  |  | Domestic
MTR_026328 | 12002 SE 208TH ST | L2 BLK 1 PANTHER LAKE 1 |  |  | Non-Lead - Other | Unknown |  | 0 | Statistical analysis |  |  |  |  | Non-Lead - Other |  |  | Statistical analysis |  |  |  |  | Non-Lead |  |  |  | Domestic
MTR_026922 | 22480 134TH PL SE | LOT 12 FERN CREST 2 |  |  | Non-Lead - Other | No | 2005-09-02 | 0 | Installation date is after the lead ban |  |  |  |  | Non-Lead - Other |  |  | Installation date is after the lead ban |  |  |  |  | Non-Lead |  |  |  | Domestic
MTR_011564 | 13031 SE 164TH ST | L81 FAIRWOOD DIV. #9 |  |  | Non-Lead - Other | No | 2007-10-01 | 0 | Installation date is after the lead ban |  |  |  |  | Non-Lead - Other |  |  | Installation date is after the lead ban |  |  |  |  | Non-Lead |  |  |  | Domestic
MTR_011581 | 16223 128TH PL SE | LOT 62 FAIRWOOD #9 |  |  | Non-Lead - Other | No |  | 1 | Installation date is after the lead ban |  |  |  |  | Non-Lead - Other |  |  | Installation date is after the lead ban |  |  |  |  | Non-Lead |  |  |  | Domestic
MTR_006957 | 12213 SE 164TH ST | L 5 CASCADE HILLS 7 |  |  | Non-Lead Plastic | No | 2007-07-01 | 1 | Rectified Plan | Yes | Visual inspection at the meter pit | 2024-02-08 |  | Copper |  |  | Field inspection only with no records | Yes | Visual inspection at the meter pit | 2024-02-08 |  | Non-Lead |  |  |  | Domestic
MTR_011455 | 16608 127TH AVE SE | L 32 CASCADE HILLS 8 |  |  | Non-Lead - Other | No |  | 1 | Installation date is after the lead ban |  |  |  |  | Non-Lead - Other |  |  | Installation date is after the lead ban |  |  |  |  | Non-Lead |  |  |  | Domestic
MTR_006247 | 16125 120TH AVE SE | LOT 20 BLOCK 2 CASCADE HILLS #2 |  |  | Non-Lead Plastic | No | 2006-08-31 | 1 | Rectified Plan | Yes | Visual inspection at the meter pit | 2024-02-08 |  | Galvanized Requiring Replacement |  |  | Field inspection only with no records | Yes | Visual inspection at the meter pit | 2024-02-08 |  | Galvanized Requiring Replacement |  |  |  | Domestic
MTR_006854 | 11632 SE 165TH ST | L 77 CASCADE HILLS 5 |  |  | Non-Lead - Other | No | 2019-08-05 | 0.75 | Rectified Plan |  |  |  |  | Non-Lead - Other |  |  | Statistical analysis |  |  |  |  | Non-Lead |  |  |  | Domestic
MTR_006243 | 16108 119TH AVE SE | L16 BL2 CASCADE HILLS #2 |  |  | Non-Lead - Other | No | 2006-08-31 | 1 | Rectified Plan |  |  |  |  | Non-Lead - Other |  |  | Statistical analysis |  |  |  |  | Non-Lead |  |  |  | Domestic
MTR_010734 | 12211 SE 161ST PL | L16 BLK4 CASCADE HILLS#3 |  |  | Non-Lead - Other | Unknown |  | 0.75 | Statistical analysis |  |  |  |  | Non-Lead - Other |  |  | Statistical analysis |  |  |  |  | Non-Lead |  |  |  | Assumed
MTR_028188 | 12806 SE 223RD PL | LOT 20 MATHESON PARK #1 |  |  | Non-Lead - Other | No | 1995-07-21 | 0 | Installation date is after the lead ban |  |  |  |  | Non-Lead - Other |  |  | Installation date is after the lead ban |  |  |  |  | Non-Lead |  |  |  | Domestic
MTR_002591 | 13105 SE 216TH ST | LOT 102 S-T-R- 9-22-5 |  |  | Non-Lead - Other | No |  | 0 | Installation date is after the lead ban |  |  |  |  | Non-Lead - Other |  |  | Installation date is after the lead ban |  |  |  |  | Non-Lead |  |  |  | Assumed
MTR_011909 | 17013 106TH AVE SE | EAST 140 LOT 9 BLOCK 3 AKERS FARM S #5 |  |  | Non-Lead - Other | No | 1999-03-24 | 0 | Rectified Plan |  |  |  |  | Non-Lead - Other |  |  | Statistical analysis |  |  |  |  | Non-Lead |  |  |  | Domestic
MTR_025130 | 21121 124TH AVE SE | L19 GLENCARIN # 1 |  |  | Non-Lead - Other | No | 1968-03-08 | 0 | Installation date is after the lead ban |  |  |  |  | Non-Lead - Other |  |  | Installation date is after the lead ban |  |  |  |  | Non-Lead |  |  |  | Domestic
MTR_015447 | 16805 126TH PL SE | L172 CASCADE VISTA#3 |  |  | Non-Lead - Other | Unknown |  | 0 | Statistical analysis |  |  |  |  | Non-Lead - Other |  |  | Statistical analysis |  |  |  |  | Non-Lead |  |  |  | Domestic
MTR_015264 | 12716 SE 172ND ST | L 96 CASCADE VISTA # 3 |  |  | Non-Lead - Other | No | 2010-10-25 | 0 | Rectified Plan |  |  |  |  | Non-Lead - Other |  |  | Statistical analysis |  |  |  |  | Non-Lead |  |  |  | Domestic
MTR_024986 | 11919 SE 210TH PL | LOT 17 VILLA ESTATES |  |  | Non-Lead - Plastic | No | 1977-08-01 | 1 | Rectified Plan | No |  |  |  | Non-Lead - Other |  |  | Installation date is after the lead ban |  |  |  |  | Non-Lead |  |  |  | Domestic
MTR_025359 | 21019 120TH PL SE | LOT 2 CARENA TERRACE #1 |  |  | Non-Lead - Other | No |  | 0 | Installation date is after the lead ban |  |  |  |  | Non-Lead - Other |  |  | Installation date is after the lead ban |  |  |  |  | Non-Lead |  |  |  | Domestic
MTR_029686 | 11428 SE 226TH ST | LOT 67 KENTON FIRS |  |  | Non-Lead - Other | Unknown |  | 0 | Statistical analysis |  |  |  |  | Non-Lead - Other |  |  | Statistical analysis |  |  |  |  | Non-Lead |  |  |  | Domestic
MTR_029499 | 22325 110TH PL SE | L1 STOCKTON |  |  | Non-Lead - Other | No |  | 0 | Installation date is after the lead ban |  |  |  |  | Non-Lead - Other |  |  | Installation date is after the lead ban |  |  |  |  | Non-Lead |  |  |  | Domestic
MTR_027753 | 22144 123RD AVE SE | LOT 23 GLENCARIN SOUTH |  |  | Non-Lead - Other | No |  | 0 | Installation date is after the lead ban |  |  |  |  | Non-Lead - Other |  |  | Installation date is after the lead ban |  |  |  |  | Non-Lead |  |  |  | Domestic
MTR_028488 | 22218 126TH PL SE | LOT 145 SUMMERGLEN #3 |  |  | Non-Lead - Other | No |  | 0 | Installation date is after the lead ban |  |  |  |  | Non-Lead - Other |  |  | Installation date is after the lead ban |  |  |  |  | Non-Lead |  |  |  | Domestic
MTR_027973 | 11612 SE 223RD DR | L138 MEADOWGREEN ESTATES |  |  | Non-Lead - Other | No |  | 0 | Installation date is after the lead ban |  |  |  |  | Non-Lead - Other |  |  | Installation date is after the lead ban |  |  |  |  | Non-Lead |  |  |  | Domestic
MTR_028463 | 22229 125TH CT SE | LOT 166 SUMMERGLEN #3 |  |  | Non-Lead - Other | No |  | 5.25 | Installation date is after the lead ban |  |  |  |  | Non-Lead - Other |  |  | Installation date is after the lead ban |  |  |  |  | Non-Lead |  |  |  | Hydrant
MTR_017817 | 17914 116TH AVE SE | 9921-012890 |  |  | Non-Lead - Other | No |  | 0 | Installation date is after the lead ban |  |  |  |  | Non-Lead - Other |  |  | Installation date is after the lead ban |  |  |  |  | Non-Lead |  |  |  | Assumed
MTR_017731 | 17726 113TH PL SE | L 31 HIGH CHAPARRAL |  |  | Non-Lead - Other | No |  | 0 | Installation date is after the lead ban |  |  |  |  | Non-Lead - Other |  |  | Installation date is after the lead ban |  |  |  |  | Non-Lead |  |  |  | Assumed
MTR_018671 | ON 96TH AVE S/S 205TH-CHESTNUT RDG | ON 96TH AVE S/S 205TH-CHESTNUT RDG |  |  | Non-Lead - Other | No |  | 0 | Installation date is after the lead ban |  |  |  |  | Non-Lead - Other |  |  | Installation date is after the lead ban |  |  |  |  | Non-Lead |  |  |  | Assumed
MTR_020629 | 10466 SE 195TH ST | L1 BLK 2 OLYMPIC VISTA |  |  | Non-Lead - Other | Unknown |  | 0 | Statistical analysis |  |  |  |  | Non-Lead - Other |  |  | Statistical analysis |  |  |  |  | Non-Lead |  |  |  | Assumed
MTR_012594 | 17604 W LK DESIRE DR SE | 9929-002440 |  |  | Non-Lead - Plastic | No | 2010-01-19 | 1 | Rectified Plan |  |  |  |  | Non-Lead - Other |  |  | Installation date is after the lead ban |  |  |  |  | Non-Lead |  |  |  | Domestic
MTR_014387 | 16827 116TH AVE SE | EAST 99.95 LOT 6 BLOCK 2 GREEN TRA CTS #1 |  |  | Non-Lead - Other | Unknown |  | 1 | Statistical analysis |  |  |  |  | Non-Lead - Other |  |  | Statistical analysis |  |  |  |  | Non-Lead |  |  |  | Domestic
MTR_023677 | 10712 SE 216TH ST #A | TL 176 8-22-5 |  |  | Non-Lead - Other | No |  | 0 | Installation date is after the lead ban |  |  |  |  | Non-Lead - Other |  |  | Installation date is after the lead ban |  |  |  |  | Non-Lead |  |  |  | Assumed
MTR_023678 | 10712 SE 216TH ST #B | TAX LOT 176 SEC 8-22-5 |  |  | Non-Lead - Other | No |  | 0 | Installation date is after the lead ban |  |  |  |  | Non-Lead - Other |  |  | Installation date is after the lead ban |  |  |  |  | Non-Lead |  |  |  | Assumed
MTR_005089 | 10650 SE 213TH ST | PORTION OF KING COUNTY SHORT PLAT 1 277026 LOT 3 |  |  | Non-Lead - Other | Unknown |  | 0 | Statistical analysis |  |  |  |  | Non-Lead - Other |  |  | Statistical analysis |  |  |  |  | Non-Lead |  |  |  | Assumed
MTR_023934 | 21034 101ST AVE SE | L 27 GUINN CREST |  |  | Non-Lead - Other | No |  | 0 | Installation date is after the lead ban |  |  |  |  | Non-Lead - Other |  |  | Installation date is after the lead ban |  |  |  |  | Non-Lead |  |  |  | Domestic
MTR_024052 | 20822 102ND AVE SE | L5 GUINN CREST |  |  | Non-Lead - Other | Unknown |  | 0 | Statistical analysis |  |  |  |  | Non-Lead - Other |  |  | Statistical analysis |  |  |  |  | Non-Lead |  |  |  | Assumed
MTR_023904 | 20829 103RD CT SE | LOT 2 KING CO SHORT PLAT #S90S0012 |  |  | Non-Lead - Other | No |  | 0 | Installation date is after the lead ban |  |  |  |  | Non-Lead - Other |  |  | Installation date is after the lead ban |  |  |  |  | Non-Lead |  |  |  | Assumed
MTR_019616 | 10935 SE 187TH LN | LOT 17 MORGAN COURT CONDOMINIMUMS |  |  | Non-Lead - Other | No | 2000-09-14 | 0 | Installation date is after the lead ban |  |  |  |  | Non-Lead - Other |  |  | Installation date is after the lead ban |  |  |  |  | Non-Lead |  |  |  | Domestic
MTR_019617 | 10939 SE 187TH LN | LOT 18 MORGAN COURT CONDOMINIMUMS |  |  | Non-Lead - Other | No | 2000-09-14 | 0 | Installation date is after the lead ban |  |  |  |  | Non-Lead - Other |  |  | Installation date is after the lead ban |  |  |  |  | Non-Lead |  |  |  | Domestic
MTR_019618 | 18733 109TH LN SE | LOT 19 MORGAN COURT CONDOMINIMUMS |  |  | Non-Lead - Other | No | 2000-09-14 | 0 | Installation date is after the lead ban |  |  |  |  | Non-Lead - Other |  |  | Installation date is after the lead ban |  |  |  |  | Non-Lead |  |  |  | Domestic
MTR_019620 | 18741 109TH LN SE | LOT 21 MORGAN COURT CONDOMINIMUMS |  |  | Non-Lead - Other | No | 2000-09-14 | 0 | Installation date is after the lead ban |  |  |  |  | Non-Lead - Other |  |  | Installation date is after the lead ban |  |  |  |  | Non-Lead |  |  |  | Domestic
MTR_019619 | 18737 109TH LN SE | LOT 20 MORGAN COURT CONDOMINIMUMS |  |  | Non-Lead - Other | No | 2000-09-14 | 0 | Installation date is after the lead ban |  |  |  |  | Non-Lead - Other |  |  | Installation date is after the lead ban |  |  |  |  | Non-Lead |  |  |  | Domestic
MTR_019917 | 18740 109TH LN SE | LOT 22 MORGAN COURT CONDOMINIMUMS |  |  | Non-Lead - Other | No | 2000-09-14 | 0 | Installation date is after the lead ban |  |  |  |  | Non-Lead - Other |  |  | Installation date is after the lead ban |  |  |  |  | Non-Lead |  |  |  | Domestic
MTR_019629 | 18736 109TH LN SE | LOT 23 MORGAN COURT CONDOMINIUMS |  |  | Non-Lead - Other | No | 2000-09-14 | 0 | Installation date is after the lead ban |  |  |  |  | Non-Lead - Other |  |  | Installation date is after the lead ban |  |  |  |  | Non-Lead |  |  |  | Domestic
MTR_019628 | 18732 109TH LN SE | LOT 24 MORGAN COURT CONDOMINIMUMS |  |  | Non-Lead - Other | No | 2000-09-14 | 0 | Installation date is after the lead ban |  |  |  |  | Non-Lead - Other |  |  | Installation date is after the lead ban |  |  |  |  | Non-Lead |  |  |  | Domestic
MTR_019631 | 18724 109TH LN SE | LOT 26 MORGAN COURT CONDOMINIMUMS |  |  | Non-Lead - Other | No | 2000-09-14 | 0 | Installation date is after the lead ban |  |  |  |  | Non-Lead - Other |  |  | Installation date is after the lead ban |  |  |  |  | Non-Lead |  |  |  | Domestic
MTR_019630 | 18720 109TH LN SE | LOT 27 MORGAN COURT CONDOMINIMUMS |  |  | Non-Lead - Other | No | 2000-09-14 | 0 | Installation date is after the lead ban |  |  |  |  | Non-Lead - Other |  |  | Installation date is after the lead ban |  |  |  |  | Non-Lead |  |  |  | Domestic
MTR_019634 | 18716 109TH LN SE | LOT 28 MORGAN COURT CONDOMINIMUMS |  |  | Non-Lead - Other | No | 2000-09-14 | 0 | Installation date is after the lead ban |  |  |  |  | Non-Lead - Other |  |  | Installation date is after the lead ban |  |  |  |  | Non-Lead |  |  |  | Domestic
MTR_019624 | 10853 SE 187TH LN | BLDG C UNIT 9 MORGAN COURT CONDOS |  |  | Non-Lead - Other | No | 2000-09-14 | 0 | Installation date is after the lead ban |  |  |  |  | Non-Lead - Other |  |  | Installation date is after the lead ban |  |  |  |  | Non-Lead |  |  |  | Domestic
MTR_019897 | 10849 SE 187TH LN | BLDG C UNIT 8 MORGAN COURT CONDOS |  |  | Non-Lead - Other | No | 2000-09-14 | 0 | Installation date is after the lead ban |  |  |  |  | Non-Lead - Other |  |  | Installation date is after the lead ban |  |  |  |  | Non-Lead |  |  |  | Domestic
MTR_019625 | 10845 SE 187TH LN | BLDG C UNIT 7 MORGAN COURT CONDOS |  |  | Non-Lead - Other | No | 2000-09-14 | 0 | Installation date is after the lead ban |  |  |  |  | Non-Lead - Other |  |  | Installation date is after the lead ban |  |  |  |  | Non-Lead |  |  |  | Domestic
MTR_019626 | 10841 SE 187TH LN | BLDG C UNIT 6 MORGAN COURT CONDOS |  |  | Non-Lead - Other | No | 2000-09-14 | 0 | Installation date is after the lead ban |  |  |  |  | Non-Lead - Other |  |  | Installation date is after the lead ban |  |  |  |  | Non-Lead |  |  |  | Domestic
MTR_019612 | 10846 SE 187TH LN | BLDG B UNIT 4 MORGAN COURT CONDOS |  |  | Non-Lead - Other | No | 2000-09-14 | 0 | Installation date is after the lead ban |  |  |  |  | Non-Lead - Other |  |  | Installation date is after the lead ban |  |  |  |  | Non-Lead |  |  |  | Domestic
MTR_019614 | 18643 109TH AVE SE | BLDG A UNIT 1 MORGAN COURT CONDOS |  |  | Non-Lead - Other | No | 2000-09-14 | 0 | Installation date is after the lead ban |  |  |  |  | Non-Lead - Other |  |  | Installation date is after the lead ban |  |  |  |  | Non-Lead |  |  |  | Domestic
MTR_019615 | 10931 SE 187TH LN | LOT 16 MORGAN COURT CONDOMINIMUMS |  |  | Non-Lead - Other | No | 2000-09-14 | 0 | Installation date is after the lead ban |  |  |  |  | Non-Lead - Other |  |  | Installation date is after the lead ban |  |  |  |  | Non-Lead |  |  |  | Domestic
MTR_019609 | 10921 SE 187TH LN | LOT 14 MORGAN COURT CONDOMINIMUMS |  |  | Non-Lead - Other | No | 2000-09-14 | 0 | Installation date is after the lead ban |  |  |  |  | Non-Lead - Other |  |  | Installation date is after the lead ban |  |  |  |  | Non-Lead |  |  |  | Domestic
MTR_019607 | 10917 SE 187TH LN | LOT 13 MORGAN COURT CONDOS |  |  | Non-Lead - Other | No | 2000-09-14 | 0 | Installation date is after the lead ban |  |  |  |  | Non-Lead - Other |  |  | Installation date is after the lead ban |  |  |  |  | Non-Lead |  |  |  | Domestic
MTR_019610 | 10913 SE 187TH LN | LOT 12 MORGAN COURT CONDOS |  |  | Non-Lead - Other | No | 2000-09-14 | 0 | Installation date is after the lead ban |  |  |  |  | Non-Lead - Other |  |  | Installation date is after the lead ban |  |  |  |  | Non-Lead |  |  |  | Domestic
MTR_019608 | 10907 SE 187TH LN | BLDG D UNIT 11 MORGAN COURT CONDOS |  |  | Non-Lead - Other | No | 2000-09-14 | 0 | Installation date is after the lead ban |  |  |  |  | Non-Lead - Other |  |  | Installation date is after the lead ban |  |  |  |  | Non-Lead |  |  |  | Domestic
MTR_019611 | 10903 SE 187TH LN | LOT 10 BLDG D MORGAN COURT CONDOS |  |  | Non-Lead - Other | No | 2000-09-14 | 0 | Installation date is after the lead ban |  |  |  |  | Non-Lead - Other |  |  | Installation date is after the lead ban |  |  |  |  | Non-Lead |  |  |  | Domestic
MTR_015847 | 14727 SE 188TH WAY | LOT 34 BOLLMAN PLAT |  |  | Non-Lead - Other | No | 2003-03-05 | 0 | Installation date is after the lead ban |  |  |  |  | Non-Lead - Other |  |  | Installation date is after the lead ban |  |  |  |  | Non-Lead |  |  |  | Domestic
MTR_015739 | 14753 SE 189TH PL | LOT 12 FIELDSTONE 2 |  |  | Non-Lead - Other | No | 2004-12-14 | 0 | Installation date is after the lead ban |  |  |  |  | Non-Lead - Other |  |  | Installation date is after the lead ban |  |  |  |  | Non-Lead |  |  |  | Domestic
MTR_015866 | 14623 SE 188TH WAY | LOT 7 BOLLMAN PLAT |  |  | Non-Lead - Other | No | 2003-03-05 | 0 | Installation date is after the lead ban |  |  |  |  | Non-Lead - Other |  |  | Installation date is after the lead ban |  |  |  |  | Non-Lead |  |  |  | Domestic
MTR_016722 | 18226 153RD AVE SE | LOT 13 CARRIAGEWOOD 4 |  |  | Non-Lead - Other | No | 1983-06-01 | 0 | Installation date is after the lead ban |  |  |  |  | Non-Lead - Other |  |  | Installation date is after the lead ban |  |  |  |  | Non-Lead |  |  |  | Domestic
MTR_019761 | 18818 110TH CT SE | L15 GARDENVIEW EST |  |  | Non-Lead - Other | No |  | 0 | Installation date is after the lead ban |  |  |  |  | Non-Lead - Other |  |  | Installation date is after the lead ban |  |  |  |  | Non-Lead |  |  |  | Domestic
MTR_016765 | 15517 SE 183RD DR | L25 CARRIAGEWOOD #6 |  |  | Non-Lead - Other | No | 1983-08-01 | 0 | Installation date is after the lead ban |  |  |  |  | Non-Lead - Other |  |  | Installation date is after the lead ban |  |  |  |  | Non-Lead |  |  |  | Domestic
MTR_016697 | 18231 149TH AVE SE | LOT 8 CARRIAGEWOOD #3 |  |  | Non-Lead - Other | No | 1983-04-01 | 0 | Installation date is after the lead ban |  |  |  |  | Non-Lead - Other |  |  | Installation date is after the lead ban |  |  |  |  | Non-Lead |  |  |  | Domestic
MTR_019763 | 18815 110TH CT SE | L18 GARDENVIEW EST |  |  | Non-Lead - Other | No |  | 0 | Installation date is after the lead ban |  |  |  |  | Non-Lead - Other |  |  | Installation date is after the lead ban |  |  |  |  | Non-Lead |  |  |  | Domestic
MTR_019762 | 18814 110TH CT SE | L16 GARDENVIEW EST |  |  | Non-Lead - Other | No |  | 0 | Installation date is after the lead ban |  |  |  |  | Non-Lead - Other |  |  | Installation date is after the lead ban |  |  |  |  | Non-Lead |  |  |  | Domestic
MTR_019636 | 18704 109TH LN SE | LOT 31 MORGAN COURT CONDOMINIUMS |  |  | Non-Lead - Other | No | 2000-09-14 | 0 | Installation date is after the lead ban |  |  |  |  | Non-Lead - Other |  |  | Installation date is after the lead ban |  |  |  |  | Non-Lead |  |  |  | Domestic
MTR_019643 | 18709 109TH LN SE | LOT 33 MORGAN COURT CONDOMINIUMS |  |  | Non-Lead - Other | No | 2000-09-14 | 0 | Installation date is after the lead ban |  |  |  |  | Non-Lead - Other |  |  | Installation date is after the lead ban |  |  |  |  | Non-Lead |  |  |  | Domestic
MTR_021354 | 19313 140TH PL SE | L10 ECHO GLEN |  |  | Non-Lead - Other | No |  | 0 | Installation date is after the lead ban |  |  |  |  | Non-Lead - Other |  |  | Installation date is after the lead ban |  |  |  |  | Non-Lead |  |  |  | Domestic
MTR_014834 | 12315 SE 172ND ST | L15 BLK10 CASCADE VISTA1 |  |  | Non-Lead - Other | No | 2010-10-25 | 0 | Rectified Plan |  |  |  |  | Non-Lead - Other |  |  | Statistical analysis |  |  |  |  | Non-Lead |  |  |  | Domestic
MTR_028021 | 22031 117TH AVE SE | L28 MEADOW GLEN 1 |  |  | Non-Lead - Other | No |  | 0 | Installation date is after the lead ban |  |  |  |  | Non-Lead - Other |  |  | Installation date is after the lead ban |  |  |  |  | Non-Lead |  |  |  | Domestic
MTR_014206 | 10817 SE 172ND ST | UNIT B KELSEY CT CONDOS |  |  | Non-Lead - Copper | No |  | 1 | Converted CAD | No |  |  |  | Non-Lead - Other |  |  | Installation date is after the lead ban |  |  |  |  | Non-Lead |  |  |  | Domestic
MTR_022967 | 12315 SE 197TH PL | L8 VISTA VIEW HGTS # 2 |  |  | Non-Lead - Other | No |  | 0 | Installation date is after the lead ban |  |  |  |  | Non-Lead - Other |  |  | Installation date is after the lead ban |  |  |  |  | Non-Lead |  |  |  | Domestic
MTR_029554 | 11508 SE 226TH PL | LOT 52 KENTON FIRS |  |  | Non-Lead - Other | Unknown |  | 0 | Statistical analysis |  |  |  |  | Non-Lead - Other |  |  | Statistical analysis |  |  |  |  | Non-Lead |  |  |  | Domestic
MTR_019901 | 19149 108TH LN SE | LOT 12 CABIAO TOWNHOMES |  |  | Non-Lead - Other | No | 2009-01-05 | 0 | Installation date is after the lead ban |  |  |  |  | Non-Lead - Other |  |  | Installation date is after the lead ban |  |  |  |  | Non-Lead |  |  |  | Assumed
MTR_016952 | 17822 154TH AVE SE | LOT 28 CANDLEWOOD RIDGE #4 |  |  | Non-Lead - Other | No | 1977-07-01 | 0 | Installation date is after the lead ban |  |  |  |  | Non-Lead - Other |  |  | Installation date is after the lead ban |  |  |  |  | Non-Lead |  |  |  | Domestic
MTR_016959 | 15520 SE 179TH ST | LOT 2 CANDLEWOOD RIDGE #4 |  |  | Non-Lead - Other | No | 1977-07-01 | 0 | Installation date is after the lead ban |  |  |  |  | Non-Lead - Other |  |  | Installation date is after the lead ban |  |  |  |  | Non-Lead |  |  |  | Domestic
MTR_016338 | 15536 SE 179TH ST | LOT 74 CANDLEWOOD RIDGE #2 |  |  | Non-Lead - Other | No | 1976-05-06 | 0 | Installation date is after the lead ban |  |  |  |  | Non-Lead - Other |  |  | Installation date is after the lead ban |  |  |  |  | Non-Lead |  |  |  | Domestic
MTR_016293 | 17853 156TH PL SE | LOT 72 CANDLEWOOD RIDGE #2 |  |  | Non-Lead - Other | No | 1976-05-06 | 0 | Installation date is after the lead ban |  |  |  |  | Non-Lead - Other |  |  | Installation date is after the lead ban |  |  |  |  | Non-Lead |  |  |  | Domestic
MTR_017006 | 17726 153RD CT SE | LOT 57 CANDLEWOOD RIDGE #4 |  |  | Non-Lead - Other | No | 1977-07-01 | 0 | Installation date is after the lead ban |  |  |  |  | Non-Lead - Other |  |  | Installation date is after the lead ban |  |  |  |  | Non-Lead |  |  |  | Domestic
MTR_016993 | 17632 156TH AVE SE | LOT 44 CANDLEWOOD RIDGE #4 |  |  | Non-Lead - Other | No | 1977-07-01 | 0 | Installation date is after the lead ban |  |  |  |  | Non-Lead - Other |  |  | Installation date is after the lead ban |  |  |  |  | Non-Lead |  |  |  | Domestic
MTR_011789 | 16117 131ST PL SE | L31 FAIRWOOD DIV. #9 |  |  | Non-Lead - Other | No |  | 1 | Installation date is after the lead ban |  |  |  |  | Non-Lead - Other |  |  | Installation date is after the lead ban |  |  |  |  | Non-Lead |  |  |  | Domestic
MTR_014154 | 17515 110TH LN SE | 2ND UNIT;BLDG 13 PALM COURT |  |  | Non-Lead - Plastic | No | 1998-06-18 | 1 | Rectified Plan |  |  |  |  | Non-Lead - Other |  |  | Installation date is after the lead ban |  |  |  |  | Non-Lead |  |  |  | Domestic
MTR_024892 | 13328 SE 208TH ST | TL 52 3-22-5 |  |  | Non-Lead - Other | No |  | 0 | Installation date is after the lead ban |  |  |  |  | Non-Lead - Other |  |  | Installation date is after the lead ban |  |  |  |  | Non-Lead |  |  |  | Assumed
MTR_024862 | 20257 143RD PL SE | TL119 E1/2 SEC 3-22-5 |  |  | Non-Lead - Other | Unknown |  | 0 | Statistical analysis |  |  |  |  | Non-Lead - Other |  |  | Statistical analysis |  |  |  |  | Non-Lead |  |  |  | Assumed
MTR_022781 | 19235 121ST PL SE | LOT 6 GOLDEN HILLS |  |  | Non-Lead - Other | No | 1978-07-26 | 0 | Installation date is after the lead ban |  |  |  |  | Non-Lead - Other |  |  | Installation date is after the lead ban |  |  |  |  | Non-Lead |  |  |  | Domestic
MTR_015100 | 15751 118TH PL SE | L28 BLK6 CASCADE VISTA#2 |  |  | Non-Lead - Other | No | 2014-04-16 | 1 | Rectified Plan |  |  |  |  | Non-Lead - Other |  |  | Statistical analysis |  |  |  |  | Non-Lead |  |  |  | Domestic
MTR_016971 | 15513 SE 179TH ST | LOT 80 CANDLEWOOD RIDGE #4 |  |  | Non-Lead - Other | No | 1977-07-01 | 0 | Installation date is after the lead ban |  |  |  |  | Non-Lead - Other |  |  | Installation date is after the lead ban |  |  |  |  | Non-Lead |  |  |  | Domestic
MTR_012390 | 18312 W LK DESIRE DR SE | LOT 17 BLK 1 LK DESIRE SUMMER HM TRACTS |  |  | Non-Lead - Copper | No | 2010-01-20 | 1 | Rectified Plan | No |  |  |  | Non-Lead - Other |  |  | Installation date is after the lead ban |  |  |  |  | Non-Lead |  |  |  | Domestic
MTR_022229 | 18608 116TH AVE SE | 9921-012525 |  |  | Non-Lead - Other | Unknown |  | 0 | Statistical analysis |  |  |  |  | Non-Lead - Other |  |  | Statistical analysis |  |  |  |  | Non-Lead |  |  |  | Assumed
MTR_022087 | 19113 117TH PL SE | LOT 36 JESSIE GLEN |  |  | Non-Lead - Other | No | 2007-07-19 | 0 | Rectified Plan | No |  |  |  | Non-Lead - Other |  |  | Installation date is after the lead ban |  |  |  |  | Non-Lead |  |  |  | Domestic
MTR_017536 | 11810 SE 176TH CT | LOT 16 PETROVISTA |  |  | Non-Lead - Other | No | 2006-12-21 | 0 | Installation date is after the lead ban |  |  |  |  | Non-Lead - Other |  |  | Installation date is after the lead ban |  |  |  |  | Non-Lead |  |  |  | Domestic
MTR_017493 | 17644 118TH AVE SE | L4 BLK2 N W GARDEN TR1 |  |  | Non-Lead - Other | No | 1975-09-11 | 0 | Relative Placement |  |  |  |  | Non-Lead - Other |  |  | Statistical analysis |  |  |  |  | Non-Lead |  |  |  | Assumed
MTR_014763 | 17466 117TH AVE SE | TAX LOT 40 S-T-R 28-23-5 |  |  | Non-Lead - Other | No |  | 0.75 | Installation date is after the lead ban |  |  |  |  | Non-Lead - Other |  |  | Installation date is after the lead ban |  |  |  |  | Non-Lead |  |  |  | Assumed
MTR_025455 | 20926 126TH AVE SE | LOT 30 SHADOW RUN |  |  | Non-Lead - Other | No | 1987-11-25 | 0 | Installation date is after the lead ban |  |  |  |  | Non-Lead - Other |  |  | Installation date is after the lead ban |  |  |  |  | Non-Lead |  |  |  | Domestic
MTR_014290 | 10928 SE 169TH PL | LOT 26 THRESHOLD HOUSING DIVISION 1 |  |  | Non-Lead - Other | No | 1995-08-21 | 1 | Rectified Plan | No |  |  |  | Non-Lead - Other |  |  | Installation date is after the lead ban |  |  |  |  | Non-Lead |  |  |  | Domestic
MTR_021846 | 19429 135TH AVE SE | LOT 22 FAIRFIELD GLEN |  |  | Non-Lead - Other | No |  | 0 | Converted CAD | No |  |  |  | Non-Lead - Other |  |  | Installation date is after the lead ban |  |  |  |  | Non-Lead |  |  |  | Domestic
MTR_006120 | 15850 118TH AVE SE | L6 BLK6 CASCADE VISTA#2 |  |  | Non-Lead - Other | No | 2014-04-16 | 0 | Installation date is after the lead ban |  |  |  |  | Non-Lead - Other |  |  | Installation date is after the lead ban |  |  |  |  | Non-Lead |  |  |  | Domestic
MTR_019466 | 18819 112TH PL SE | LOT 46 CHINQUAPIN RIDGE |  |  | Non-Lead - Other | No | 1995-09-19 | 0 | Installation date is after the lead ban |  |  |  |  | Non-Lead - Other |  |  | Installation date is after the lead ban |  |  |  |  | Non-Lead |  |  |  | Domestic
MTR_011113 | 11304 SE 162ND ST | W80 OF S150 L5 BLK1 AKERS FARMS #6 LESS 20'ESMT |  |  | Non-Lead - Other | Unknown |  | 0 | Statistical analysis |  |  |  |  | Non-Lead - Other |  |  | Statistical analysis |  |  |  |  | Non-Lead |  |  |  | Domestic
MTR_018032 | 13317 SE 181ST PL | LOT 433 FOREST ESTATES 4 |  |  | Non-Lead - Other | No | 1986-04-01 | 0 | Installation date is after the lead ban |  |  |  |  | Non-Lead - Other |  |  | Installation date is after the lead ban |  |  |  |  | Non-Lead |  |  |  | Domestic
MTR_020951 | 18514 134TH AVE SE | L29 FOREST ESTATES |  |  | Non-Lead - Other | No | 1978-08-01 | 0 | Installation date is after the lead ban |  |  |  |  | Non-Lead - Other |  |  | Installation date is after the lead ban |  |  |  |  | Non-Lead |  |  |  | Domestic
MTR_018792 | 10322 SE 185TH PL | LOT 14 WINDSOR HEIGHTS |  |  | Non-Lead - Other | No | 1995-06-28 | 0 | Rectified Plan |  |  |  |  | Non-Lead - Other |  |  | Statistical analysis |  |  |  |  | Non-Lead |  |  |  | Domestic
MTR_020324 | 20024 106TH AVE SE | LOT 6 MEADOWLARK LANE |  |  | Non-Lead - Other | Unknown |  | 0 | Statistical analysis |  |  |  |  | Non-Lead - Other |  |  | Statistical analysis |  |  |  |  | Non-Lead |  |  |  | Assumed
MTR_021575 | 13626 SE 192ND ST | TAX LOT 85 34-23-5 TAX P3423059085 |  |  | Non-Lead - Other | Unknown |  | 0 | Statistical analysis |  |  |  |  | Non-Lead - Other |  |  | Statistical analysis |  |  |  |  | Non-Lead |  |  |  | Assumed
MTR_023613 | 9642 S 222ND ST | LOT 27 UNEEDAN ORCHARD TRACTS |  |  | Non-Lead - Other | No |  | 0 | Installation date is after the lead ban |  |  |  |  | Non-Lead - Other |  |  | Installation date is after the lead ban |  |  |  |  | Non-Lead |  |  |  | Assumed
MTR_024420 | 20319 131ST PL SE | LOT 14 GREYSTONE |  |  | Non-Lead - Other | No | 1995-08-03 | 0 | Installation date is after the lead ban |  |  |  |  | Non-Lead - Other |  |  | Installation date is after the lead ban |  |  |  |  | Non-Lead |  |  |  | Domestic
MTR_018693 | 9433 S 207TH PL | L6 & PORL7 VAL VIEW HTGS |  |  | Non-Lead - Other | Unknown |  | 0 | Statistical analysis |  |  |  |  | Non-Lead - Other |  |  | Statistical analysis |  |  |  |  | Non-Lead |  |  |  | Domestic
MTR_020401 | 10024 SE 204TH ST | TL231 W1/2 SEC 5-22-5 |  |  | Non-Lead Plastic | Unknown |  | 0 | Relative Placement | Yes | Visual inspection at the meter pit | 2024-01-30 |  | Non-Lead Plastic |  |  | Field inspection only with no records | Yes | Visual inspection at the meter pit | 2024-01-30 |  | Non-Lead |  |  |  | Assumed
MTR_006810 | 16217 121ST AVE SE | L 5 B 1 CASCADE HILLS 3 |  |  | Non-Lead - Other | No | 2006-08-31 | 1 | Rectified Plan |  |  |  |  | Non-Lead - Other |  |  | Statistical analysis |  |  |  |  | Non-Lead |  |  |  | Domestic
MTR_020245 | 10525 SE 206TH PL | L5 KIRKS ADDITION |  |  | Non-Lead - Other | No |  | 0 | Installation date is after the lead ban |  |  |  |  | Non-Lead - Other |  |  | Installation date is after the lead ban |  |  |  |  | Non-Lead |  |  |  | Domestic
MTR_019516 | 11248 SE 188TH PL | LOT 35 CHINQUAPIN RIDGE |  |  | Non-Lead - Other | No | 1995-09-19 | 0 | Installation date is after the lead ban |  |  |  |  | Non-Lead - Other |  |  | Installation date is after the lead ban |  |  |  |  | Non-Lead |  |  |  | Domestic
MTR_019922 | 11242 SE 188TH PL | LOT 36 CHINQUAPIN RIDGE |  |  | Non-Lead - Other | No | 1995-09-19 | 0 | Installation date is after the lead ban |  |  |  |  | Non-Lead - Other |  |  | Installation date is after the lead ban |  |  |  |  | Non-Lead |  |  |  | Domestic
MTR_018977 | 102ND AVE SE & SE 184TH PL | PANTHER RIDGE IRRIGATION |  |  | Non-Lead - Other | No | 2012-08-28 | 0 | Statistical analysis |  |  |  |  | Non-Lead - Other |  |  | Statistical analysis |  |  |  |  | Non-Lead |  |  |  | Irrigation
MTR_020533 | 20321 102ND PL SE | LOT 29 PARKRIDGE EAST 2 |  |  | Non-Lead - Other | No |  | 0 | Installation date is after the lead ban |  |  |  |  | Non-Lead - Other |  |  | Installation date is after the lead ban |  |  |  |  | Non-Lead |  |  |  | Domestic
MTR_019891 | 11252 SE 188TH PL | LOT 34 CHINQUAPIN RIDGE |  |  | Non-Lead - Other | No | 1995-09-19 | 0 | Installation date is after the lead ban |  |  |  |  | Non-Lead - Other |  |  | Installation date is after the lead ban |  |  |  |  | Non-Lead |  |  |  | Domestic
MTR_019251 | 19924 97TH AVE S | L3 MALABAR HILLS #1 |  |  | Non-Lead - Other | No |  | 0 | Installation date is after the lead ban |  |  |  |  | Non-Lead - Other |  |  | Installation date is after the lead ban |  |  |  |  | Non-Lead |  |  |  | Assumed
MTR_030156 | 12343 SE 158TH ST | L6 B4 CASCADE VILLAGE 2 |  |  | Non-Lead - Other | No | 2016-06-22 | 0.75 | Rectified Plan |  |  |  |  | Non-Lead - Other |  |  | Statistical analysis |  |  |  |  | Non-Lead |  |  |  | Domestic
MTR_030107 | 12627 SE 158TH ST | L6 B2 CASCADE VILLAGE 4 |  |  | Non-Lead - Other | No | 2016-06-22 | 0.75 | Rectified Plan |  |  |  |  | Non-Lead - Other |  |  | Statistical analysis |  |  |  |  | Non-Lead |  |  |  | Domestic
MTR_023032 | 21203 100TH AVE SE | L67 BL WEST VIEW TERR #2 |  |  | Non-Lead - Other | No | 2003-04-23 | 0 | Rectified Plan |  |  |  |  | Non-Lead - Other |  |  | Statistical analysis |  |  |  |  | Non-Lead |  |  |  | Domestic
MTR_023066 | 20846 100TH AVE SE | LOT 56 GUINN CREST 2 |  |  | Non-Lead - Other | No | 2003-04-23 | 0 | Installation date is after the lead ban |  |  |  |  | Non-Lead - Other |  |  | Installation date is after the lead ban |  |  |  |  | Non-Lead |  |  |  | Domestic
MTR_023336 | 10630 SE 213TH ST | TAX LOT 160 OF NW 8-22-5 |  |  | Non-Lead Plastic | No | 1995-10-18 | 0 | Rectified Plan | Yes | Visual inspection at the meter pit | 2024-01-31 |  | Copper |  |  | Field inspection only with no records | Yes | Visual inspection at the meter pit | 2024-01-31 |  | Non-Lead |  |  |  | Domestic
MTR_023042 | 21045 100TH AVE SE | TAX LOT 57 E 1/2 7-22-5 |  |  | Non-Lead - Other | No | 2003-04-23 | 0 | Rectified Plan |  |  |  |  | Non-Lead - Other |  |  | Statistical analysis |  |  |  |  | Non-Lead |  |  |  | Domestic
MTR_022936 | 19627 122ND PL SE | L42 VISTA VIEW HGTS #2 |  |  | Non-Lead - Other | No |  | 0 | Installation date is after the lead ban |  |  |  |  | Non-Lead - Other |  |  | Installation date is after the lead ban |  |  |  |  | Non-Lead |  |  |  | Domestic
MTR_024091 | 10338 SE 210TH PL | LOT 52 STONEPINE |  |  | Non-Lead - Other | No |  | 0 | Installation date is after the lead ban |  |  |  |  | Non-Lead - Other |  |  | Installation date is after the lead ban |  |  |  |  | Non-Lead |  |  |  | Domestic
MTR_022966 | 12325 SE 198TH ST | LOT 19 VISTA VIEW HEIGHTS #2 |  |  | Non-Lead - Other | No |  | 0 | Installation date is after the lead ban |  |  |  |  | Non-Lead - Other |  |  | Installation date is after the lead ban |  |  |  |  | Non-Lead |  |  |  | Domestic
MTR_019921 | 11233 SE 188TH PL | LOT 80 CHINQUAPIN RIDGE |  |  | Non-Lead - Other | No | 1995-09-19 | 0 | Installation date is after the lead ban |  |  |  |  | Non-Lead - Other |  |  | Installation date is after the lead ban |  |  |  |  | Non-Lead |  |  |  | Domestic
MTR_018378 | 20305 90TH PL S | LOT 40 SOPHIA GLEN |  |  | Non-Lead - Other | No | 2009-07-07 | 0 | Installation date is after the lead ban |  |  |  |  | Non-Lead - Other |  |  | Installation date is after the lead ban |  |  |  |  | Non-Lead |  |  |  | Domestic
MTR_018395 | 20309 90TH PL S | LOT 41 SOPHIA GLEN |  |  | Non-Lead - Other | No | 2009-07-07 | 0 | Installation date is after the lead ban |  |  |  |  | Non-Lead - Other |  |  | Installation date is after the lead ban |  |  |  |  | Non-Lead |  |  |  | Domestic
MTR_007512 | 16570 121ST AVE SE | L 72 CASCADE HILLS 6 |  |  | Non-Lead - Other | No | 2019-08-05 | 0.75 | Rectified Plan |  |  |  |  | Non-Lead - Other |  |  | Statistical analysis |  |  |  |  | Non-Lead |  |  |  | Assumed
MTR_006954 | 12207 SE 164TH ST | L 4 CASCADE HILLS 7 |  |  | Non-Lead - Other | No | 2007-07-01 | 1 | Rectified Plan |  |  |  |  | Non-Lead - Other |  |  | Statistical analysis |  |  |  |  | Non-Lead |  |  |  | Domestic
MTR_014156 | 17523 110TH LN SE | LOT 11 PALM COURT TOWNHOMES |  |  | Non-Lead - Plastic | No | 1998-06-18 | 1 | Rectified Plan |  |  |  |  | Non-Lead - Other |  |  | Installation date is after the lead ban |  |  |  |  | Non-Lead |  |  |  | Domestic
MTR_020618 | 10605 SE 199TH ST | TAX LOT 183 W1/2 SEC 5-22-5 |  |  | Non-Lead - Other | Unknown |  | 0 | Statistical analysis |  |  |  |  | Non-Lead - Other |  |  | Statistical analysis |  |  |  |  | Non-Lead |  |  |  | Assumed
MTR_014147 | 11410 SE PETROVITSKY RD | TL 25 29-23-5 |  |  | Non-Lead - Other | Unknown |  | 1 | Statistical analysis |  |  |  |  | Non-Lead - Other |  |  | Statistical analysis |  |  |  |  | Non-Lead |  |  |  | Domestic
MTR_011985 | 3606 MILL AVE S | LOT 10 CEDAR AVENUE |  |  | Non-Lead - Other | No | 2004-12-14 | 0 | Installation date is after the lead ban |  |  |  |  | Non-Lead - Other |  |  | Installation date is after the lead ban |  |  |  |  | Non-Lead |  |  |  | Domestic
MTR_019111 | 19029 104TH PL SE | LOT 19 EAGLEBROOK |  |  | Non-Lead - Other | No |  | 0 | Installation date is after the lead ban |  |  |  |  | Non-Lead - Other |  |  | Installation date is after the lead ban |  |  |  |  | Non-Lead |  |  |  | Assumed
MTR_019028 | 10219 SE 190TH ST | LOT 5 PANTHER MEADOW |  |  | Non-Lead - Other | No | 1989-06-05 | 0 | Installation date is after the lead ban |  |  |  |  | Non-Lead - Other |  |  | Installation date is after the lead ban |  |  |  |  | Non-Lead |  |  |  | Domestic
MTR_007576 | 12207 SE 165TH ST | L 30 CASCADE HILLS 7 |  |  | Non-Lead - Other | No | 2019-08-05 | 1 | Rectified Plan |  |  |  |  | Non-Lead - Other |  |  | Statistical analysis |  |  |  |  | Non-Lead |  |  |  | Domestic
MTR_018815 | 10383 SE 187TH PL | LOT 37 FREDERICKS PLACE |  |  | Non-Lead - Other | No | 1995-09-21 | 0 | Installation date is after the lead ban |  |  |  |  | Non-Lead - Other |  |  | Installation date is after the lead ban |  |  |  |  | Non-Lead |  |  |  | Domestic
MTR_018858 | 10301 SE 186TH ST | LOT 63 FREDERICKS PLACE |  |  | Non-Lead - Other | No | 1995-09-21 | 0 | Installation date is after the lead ban |  |  |  |  | Non-Lead - Other |  |  | Installation date is after the lead ban |  |  |  |  | Non-Lead |  |  |  | Domestic
MTR_023993 | 10353 SE 212TH ST | LOT 36 STONEPINE |  |  | Non-Lead - Other | No |  | 0 | Installation date is after the lead ban |  |  |  |  | Non-Lead - Other |  |  | Installation date is after the lead ban |  |  |  |  | Non-Lead |  |  |  | Domestic
MTR_023988 | 20927 103RD AVE SE | LOT 8 STONEPINE |  |  | Non-Lead - Other | No |  | 0 | Installation date is after the lead ban |  |  |  |  | Non-Lead - Other |  |  | Installation date is after the lead ban |  |  |  |  | Non-Lead |  |  |  | Assumed
MTR_025632 | 21449 130TH AVE SE | LOT 56 HILLSHIRE TERRACE |  |  | Non-Lead - Other | No | 1995-09-19 | 0 | Installation date is after the lead ban |  |  |  |  | Non-Lead - Other |  |  | Installation date is after the lead ban |  |  |  |  | Non-Lead |  |  |  | Domestic
MTR_025520 | 12609 SE 212TH PL | LOT 19 GLENCARIN #3 |  |  | Non-Lead - Other | No |  | 0 | Installation date is after the lead ban |  |  |  |  | Non-Lead - Other |  |  | Installation date is after the lead ban |  |  |  |  | Non-Lead |  |  |  | Domestic
MTR_028988 | 22114 113TH CT SE | LOT 4 PEDERSON PLACE #2 (VICTORIA P |  |  | Non-Lead - Other | No |  | 0 | Installation date is after the lead ban |  |  |  |  | Non-Lead - Other |  |  | Installation date is after the lead ban |  |  |  |  | Non-Lead |  |  |  | Domestic
MTR_025644 | 21448 129TH PL SE | LOT 43 HILLSHIRE TERRACE |  |  | Non-Lead - Other | No | 1995-09-19 | 0 | Installation date is after the lead ban |  |  |  |  | Non-Lead - Other |  |  | Installation date is after the lead ban |  |  |  |  | Non-Lead |  |  |  | Domestic
MTR_017636 | 17721 116TH AVE SE | LOT 291 32-23-5 |  |  | Non-Lead - Other | Unknown |  | 0 | Statistical analysis |  |  |  |  | Non-Lead - Other |  |  | Statistical analysis |  |  |  |  | Non-Lead |  |  |  | Assumed
MTR_030048 | 16110 128TH AVE SE | LOT 2 BLOCK 3 CASCADE VISTA #4 |  |  | Non-Lead - Other | No | 2016-06-22 | 0.75 | Rectified Plan |  |  |  |  | Non-Lead - Other |  |  | Statistical analysis |  |  |  |  | Non-Lead |  |  |  | Domestic
MTR_030122 | 12612 SE 158TH ST | L4 B1 CASCADE VILLAGE#4 |  |  | Non-Lead - Other | No | 2016-06-22 | 0.75 | Rectified Plan |  |  |  |  | Non-Lead - Other |  |  | Statistical analysis |  |  |  |  | Non-Lead |  |  |  | Domestic
MTR_020897 | 13220 SE 188TH PL | LOT 11 EMERALD FOREST |  |  | Non-Lead - Other | No | 2003-10-21 | 0 | Installation date is after the lead ban |  |  |  |  | Non-Lead - Other |  |  | Installation date is after the lead ban |  |  |  |  | Non-Lead |  |  |  | Domestic
MTR_030128 | 12404 SE 158TH ST | L1 BK2 CASCADE VILLAGE#3 |  |  | Non-Lead - Other | No | 2016-06-22 | 0.75 | Rectified Plan |  |  |  |  | Non-Lead - Other |  |  | Statistical analysis |  |  |  |  | Non-Lead |  |  |  | Domestic
MTR_011774 | 13053 SE 160TH PL | L16 FAIRWOOD DIV. #9 |  |  | Non-Lead - Other | No |  | 1 | Installation date is after the lead ban |  |  |  |  | Non-Lead - Other |  |  | Installation date is after the lead ban |  |  |  |  | Non-Lead |  |  |  | Domestic
MTR_014748 | 15707 129TH PL SE | LOT 66 FAIRLANE WOODS |  |  | Non-Lead - Other | No | 1978-09-22 | 0 | Installation date is after the lead ban |  |  |  |  | Non-Lead - Other |  |  | Installation date is after the lead ban |  |  |  |  | Non-Lead |  |  |  | Domestic
MTR_029051 | 11002 SE 222ND ST | LOT 20 BENSON MEADOWS #2 |  |  | Non-Lead - Other | No |  | 0 | Installation date is after the lead ban |  |  |  |  | Non-Lead - Other |  |  | Installation date is after the lead ban |  |  |  |  | Non-Lead |  |  |  | Domestic
MTR_018659 | 9623 S 203RD ST | LOT 47 CHESTNUT RIDGE #1 |  |  | Non-Lead - Other | No |  | 0 | Installation date is after the lead ban |  |  |  |  | Non-Lead - Other |  |  | Installation date is after the lead ban |  |  |  |  | Non-Lead |  |  |  | Domestic
MTR_005830 | 20412 110TH AVE SE | N 1/2 TL 220 5-22-5 |  |  | Non-Lead - Other | Unknown |  | 0 | Statistical analysis |  |  |  |  | Non-Lead - Other |  |  | Statistical analysis |  |  |  |  | Non-Lead |  |  |  | Assumed
MTR_023079 | 21454 99TH AVE S | 9908-001285 |  |  | Non-Lead - Other | No | 2008-10-29 | 0 | Installation date is after the lead ban |  |  |  |  | Non-Lead - Other |  |  | Installation date is after the lead ban |  |  |  |  | Non-Lead |  |  |  | Domestic
MTR_022983 | 19911 122ND PL SE | L68 VISTA VIEW HGTS #2 |  |  | Non-Lead - Other | No |  | 0 | Installation date is after the lead ban |  |  |  |  | Non-Lead - Other |  |  | Installation date is after the lead ban |  |  |  |  | Non-Lead |  |  |  | Domestic
MTR_024279 | 21639 98TH AVE S | LOT 4 KCSP 1284005 |  |  | Non-Lead - Other | No |  | 0 | Installation date is after the lead ban |  |  |  |  | Non-Lead - Other |  |  | Installation date is after the lead ban |  |  |  |  | Non-Lead |  |  |  | Assumed
MTR_026270 | 20324 121ST CT SE | LOT 20 WHITNEY GLENN |  |  | Non-Lead - Other | No |  | 0 | Installation date is after the lead ban |  |  |  |  | Non-Lead - Other |  |  | Installation date is after the lead ban |  |  |  |  | Non-Lead |  |  |  | Domestic
MTR_023919 | 21332 103RD PL SE | L 18 OLYMPIC VIEW HTS 2 |  |  | Non-Lead - Other | No |  | 0.75 | Installation date is after the lead ban |  |  |  |  | Non-Lead - Other |  |  | Installation date is after the lead ban |  |  |  |  | Non-Lead |  |  |  | Assumed
MTR_020001 | 20332 102ND AVE SE | LOT 2 MAPLE TREE ESTATES |  |  | Non-Lead - Other | No | 2009-08-19 | 0 | Installation date is after the lead ban |  |  |  |  | Non-Lead - Other |  |  | Installation date is after the lead ban |  |  |  |  | Non-Lead |  |  |  | Domestic
MTR_028838 | 10833 SE 218TH ST | LOT 10 BLOCK 1 TWIN MAPLES |  |  | Non-Lead - Other | Unknown |  | 0 | Statistical analysis |  |  |  |  | Non-Lead - Other |  |  | Statistical analysis |  |  |  |  | Non-Lead |  |  |  | Assumed
MTR_024332 | 22218 104TH PL SE | E128.90 S240 N243.93 TR 45 UNEEDA |  |  | Non-Lead - Other | Unknown |  | 0 | Statistical analysis |  |  |  |  | Non-Lead - Other |  |  | Statistical analysis |  |  |  |  | Non-Lead |  |  |  | Domestic
MTR_026972 | 12893 SE 225TH CT | LOT 32 FERN CREST WEST |  |  | Non-Lead - Other | No | 2006-04-28 | 0 | Installation date is after the lead ban |  |  |  |  | Non-Lead - Other |  |  | Installation date is after the lead ban |  |  |  |  | Non-Lead |  |  |  | Domestic
MTR_012405 | 18006 W LK DESIRE DR SE | LOT 1 BLK 1 LAKE DESIRE SUMMER HOME TRACTS |  |  | Non-Lead - Other | No |  | 1 | Installation date is after the lead ban |  |  |  |  | Non-Lead - Other |  |  | Installation date is after the lead ban |  |  |  |  | Non-Lead |  |  |  | Domestic
MTR_012613 | 17409 E LK DESIRE DR SE | L11 & N 43 L12 BLK 5 LK DESIRE SUM MER HOME TRACTS |  |  | Non-Lead Plastic | No | 2010-01-19 | 1 | Rectified Plan | Yes | Visual inspection at the meter pit | 2024-02-26 |  | Non-Lead Plastic |  |  | Field inspection only with no records | Yes | Visual inspection at the meter pit | 2024-02-26 |  | Non-Lead |  |  |  | Domestic
MTR_019020 | 10321 SE 190TH PL | LOT 16 PANTHER MEADOW |  |  | Non-Lead - Other | No | 1989-06-05 | 0 | Installation date is after the lead ban |  |  |  |  | Non-Lead - Other |  |  | Installation date is after the lead ban |  |  |  |  | Non-Lead |  |  |  | Domestic
MTR_017705 | 11447 SE 180TH PL | L2 BLK1 BANKERS 1ST |  |  | Non-Lead - Other | Unknown |  | 0 | Statistical analysis |  |  |  |  | Non-Lead - Other |  |  | Statistical analysis |  |  |  |  | Non-Lead |  |  |  | Assumed
MTR_011903 | 16625 106TH AVE SE | E 140 LESS N 65.235 LOT 3 BLK 3 A |  |  | Non-Lead - Other | No | 1999-03-24 | 0 | Rectified Plan |  |  |  |  | Non-Lead - Other |  |  | Statistical analysis |  |  |  |  | Non-Lead |  |  |  | Domestic
MTR_011345 | 10730 SE 166TH ST | W PORTION LOT 5 BLOCK 1 AKERS FARM S #5 |  |  | Non-Lead - Other | No | 2003-03-28 | 0 | Rectified Plan |  |  |  |  | Non-Lead - Other |  |  | Statistical analysis |  |  |  |  | Non-Lead |  |  |  | Domestic
MTR_019850 | 10930 SE 186TH ST | L7 B3 WALHAVEN |  |  | Non-Lead - Other | Unknown |  | 0 | Statistical analysis |  |  |  |  | Non-Lead - Other |  |  | Statistical analysis |  |  |  |  | Non-Lead |  |  |  | Domestic
MTR_019601 | 11242 SE 186TH ST | L 3 B 2 WALHAVEN |  |  | Non-Lead - Other | Unknown |  | 0 | Statistical analysis |  |  |  |  | Non-Lead - Other |  |  | Statistical analysis |  |  |  |  | Non-Lead |  |  |  | Domestic
MTR_022890 | 11627 SE 192ND ST | 9921-002310 |  |  | Non-Lead - Other | Unknown |  | 0 | Statistical analysis |  |  |  |  | Non-Lead - Other |  |  | Statistical analysis |  |  |  |  | Non-Lead |  |  |  | Assumed
MTR_017340 | 18226 114TH AVE SE | TL 189 E1/2 SEC. 32-23-5 |  |  | Non-Lead - Other | No | 1979-09-01 | 0 | Relative Placement |  |  |  |  | Non-Lead - Other |  |  | Statistical analysis |  |  |  |  | Non-Lead |  |  |  | Assumed
MTR_017113 | 10919 SE 182ND ST | LOT 4 MAPLE GLEN |  |  | Non-Lead - Other | No |  | 0 | Installation date is after the lead ban |  |  |  |  | Non-Lead - Other |  |  | Installation date is after the lead ban |  |  |  |  | Non-Lead |  |  |  | Domestic
MTR_019594 | 18510 114TH AVE SE | LOT 18 TOTH ESTATES |  |  | Non-Lead - Other | No | 1996-08-20 | 0 | Installation date is after the lead ban |  |  |  |  | Non-Lead - Other |  |  | Installation date is after the lead ban |  |  |  |  | Non-Lead |  |  |  | Domestic
MTR_019871 | 11412 SE 186TH ST | L 7 B 1 WALHAVEN |  |  | Non-Lead - Other | Unknown |  | 0 | Statistical analysis |  |  |  |  | Non-Lead - Other |  |  | Statistical analysis |  |  |  |  | Non-Lead |  |  |  | Domestic
MTR_019657 | 18814 108TH AVE SE | N132 TR4 PANTH LK GD TR |  |  | Non-Lead - Other | Unknown |  | 0 | Statistical analysis |  |  |  |  | Non-Lead - Other |  |  | Statistical analysis |  |  |  |  | Non-Lead |  |  |  | Assumed
MTR_022758 | 11707 SE 193RD PL | LOT 18 LYNDEN PLACE |  |  | Non-Lead - Other | No | 1999-03-24 | 0 | Installation date is after the lead ban |  |  |  |  | Non-Lead - Other |  |  | Installation date is after the lead ban |  |  |  |  | Non-Lead |  |  |  | Domestic
MTR_022527 | 19315 113TH AVE SE | LOT 41 PANTHER MEADOWS |  |  | Non-Lead - Other | No | 2004-07-26 | 0 | Installation date is after the lead ban |  |  |  |  | Non-Lead - Other |  |  | Installation date is after the lead ban |  |  |  |  | Non-Lead |  |  |  | Domestic
MTR_022479 | 19372 113TH PL SE | LOT 21 PANTHER MEADOWS |  |  | Non-Lead - Other | No | 2004-07-26 | 0 | Installation date is after the lead ban |  |  |  |  | Non-Lead - Other |  |  | Installation date is after the lead ban |  |  |  |  | Non-Lead |  |  |  | Domestic
MTR_022537 | 19404 113TH AVE SE | LOT 77 PANTHER MEADOWS |  |  | Non-Lead - Other | No | 2004-07-26 | 0 | Installation date is after the lead ban |  |  |  |  | Non-Lead - Other |  |  | Installation date is after the lead ban |  |  |  |  | Non-Lead |  |  |  | Domestic
MTR_019647 | 18830 108TH AVE SE | 9919-004700 |  |  | Non-Lead - Other | Unknown |  | 0 | Statistical analysis |  |  |  |  | Non-Lead - Other |  |  | Statistical analysis |  |  |  |  | Non-Lead |  |  |  | Assumed
MTR_019706 | 11403 SE 186TH ST | L 6 B 3 WALHAVEN |  |  | Non-Lead Plastic | Unknown |  | 0 | Relative Placement | Yes | Visual inspection at the meter pit | 2024-02-20 |  | Non-Lead Plastic |  |  | Field inspection only with no records | Yes | Visual inspection at the meter pit | 2024-02-20 |  | Non-Lead |  |  |  | Domestic
MTR_019469 | 18821 113TH WAY SE | LOT 76 CHINQUAPIN RIDGE |  |  | Non-Lead - Other | No | 1995-09-19 | 0 | Installation date is after the lead ban |  |  |  |  | Non-Lead - Other |  |  | Installation date is after the lead ban |  |  |  |  | Non-Lead |  |  |  | Domestic
MTR_019786 | 18617 112TH AVE SE | LOT1 RUDDELLS 1ST ADDN |  |  | Non-Lead - Other | No |  | 0 | Installation date is after the lead ban |  |  |  |  | Non-Lead - Other |  |  | Installation date is after the lead ban |  |  |  |  | Non-Lead |  |  |  | Domestic
MTR_019696 | 10924 SE 186TH PL | LOT 3 PANTHER LAKE ESTATES |  |  | Non-Lead - Other | Unknown |  | 0 | Statistical analysis |  |  |  |  | Non-Lead - Other |  |  | Statistical analysis |  |  |  |  | Non-Lead |  |  |  | Domestic
MTR_022621 | 19393 114TH PL SE | LOT 54 PLATEAU @ PANTHER LAKE |  |  | Non-Lead - Other | No | 2007-03-05 | 0 | Installation date is after the lead ban |  |  |  |  | Non-Lead - Other |  |  | Installation date is after the lead ban |  |  |  |  | Non-Lead |  |  |  | Domestic
MTR_022568 | 19466 115TH PL SE | LOT 99 PLATEAU @ PANTHER LAKE |  |  | Non-Lead - Other | No | 2007-03-05 | 0 | Installation date is after the lead ban |  |  |  |  | Non-Lead - Other |  |  | Installation date is after the lead ban |  |  |  |  | Non-Lead |  |  |  | Domestic
MTR_003543 | 12245 SE 234TH ST | L 41 MERIDIAN VILLA EST. |  |  | Non-Lead - Other | No | 1966-09-01 | 1 | Rectified Plan | No |  |  |  | Non-Lead - Other |  |  | Installation date is after the lead ban |  |  |  |  | Non-Lead |  |  |  | Domestic
MTR_018785 | 10601 SE 187TH ST | LOT 11 VISTA RIDGE |  |  | Non-Lead - Other | No | 1995-09-21 | 0 | Installation date is after the lead ban |  |  |  |  | Non-Lead - Other |  |  | Installation date is after the lead ban |  |  |  |  | Non-Lead |  |  |  | Domestic
MTR_018789 | 10613 SE 186TH ST | LOT 20 VISTA RIDGE |  |  | Non-Lead - Other | No | 1995-09-21 | 0 | Installation date is after the lead ban |  |  |  |  | Non-Lead - Other |  |  | Installation date is after the lead ban |  |  |  |  | Non-Lead |  |  |  | Domestic
MTR_018893 | 10706 SE 184TH LN | LOT 21 VANTAGE GLEN II |  |  | Non-Lead - Other | No | 1996-01-16 | 0 | Statistical analysis |  |  |  |  | Non-Lead - Other |  |  | Statistical analysis |  |  |  |  | Non-Lead |  |  |  | Domestic
MTR_028104 | 22347 122ND AVE SE | LOT 33 MEADOWGREEN ESTATES |  |  | Non-Lead - Other | No |  | 5.25 | Installation date is after the lead ban |  |  |  |  | Non-Lead - Other |  |  | Installation date is after the lead ban |  |  |  |  | Non-Lead |  |  |  | Hydrant
MTR_019218 | 19271 98TH AVE S | L12 SPRINGBROOK TERRACE |  |  | Non-Lead - Other | No | 1984-06-01 | 0 | Installation date is after the lead ban |  |  |  |  | Non-Lead - Other |  |  | Installation date is after the lead ban |  |  |  |  | Non-Lead |  |  |  | Assumed
MTR_019088 | 10056 SE 190TH ST | LOT 1 HI-VIEW HEIGHTS |  |  | Non-Lead - Other | No |  | 0 | Installation date is after the lead ban |  |  |  |  | Non-Lead - Other |  |  | Installation date is after the lead ban |  |  |  |  | Non-Lead |  |  |  | Assumed
MTR_016518 | 17732 160TH AVE SE | L51 CANDLEWOOD RIDGE #1 |  |  | Non-Lead - Other | No |  | 0 | Installation date is after the lead ban |  |  |  |  | Non-Lead - Other |  |  | Installation date is after the lead ban |  |  |  |  | Non-Lead |  |  |  | Domestic
MTR_016958 | 15524 SE 179TH ST | LOT 1 CANDLEWOOD RIDGE #4 |  |  | Non-Lead - Other | No | 1977-07-01 | 0 | Installation date is after the lead ban |  |  |  |  | Non-Lead - Other |  |  | Installation date is after the lead ban |  |  |  |  | Non-Lead |  |  |  | Domestic
MTR_016935 | 15500 SE 179TH ST | LOT 7 CANDLEWOOD RIDGE #4 |  |  | Non-Lead - Other | No | 1977-07-01 | 0 | Installation date is after the lead ban |  |  |  |  | Non-Lead - Other |  |  | Installation date is after the lead ban |  |  |  |  | Non-Lead |  |  |  | Domestic
MTR_016938 | 15528 SE 178TH PL | LOT 15 CANDLEWOOD RIDGE #4 |  |  | Non-Lead - Other | No | 1977-07-01 | 0 | Installation date is after the lead ban |  |  |  |  | Non-Lead - Other |  |  | Installation date is after the lead ban |  |  |  |  | Non-Lead |  |  |  | Domestic
MTR_011773 | 13050 SE 160TH PL | L15 FAIRWOOD DIV. #9 |  |  | Non-Lead - Other | No |  | 1 | Installation date is after the lead ban |  |  |  |  | Non-Lead - Other |  |  | Installation date is after the lead ban |  |  |  |  | Non-Lead |  |  |  | Domestic
MTR_011788 | 16111 131ST PL SE | L30 FAIRWOOD DIV. #9 |  |  | Non-Lead - Other | No |  | 1 | Installation date is after the lead ban |  |  |  |  | Non-Lead - Other |  |  | Installation date is after the lead ban |  |  |  |  | Non-Lead |  |  |  | Domestic
MTR_030142 | 12805 SE 158TH ST | L12 B3 CASCADE VILLAGE#4 |  |  | Non-Lead - Other | No | 2016-06-22 | 0.75 | Rectified Plan |  |  |  |  | Non-Lead - Other |  |  | Statistical analysis |  |  |  |  | Non-Lead |  |  |  | Domestic
MTR_011772 | 13054 SE 160TH PL | L14 FAIRWOOD DIV. #9 |  |  | Non-Lead - Other | No |  | 1 | Installation date is after the lead ban |  |  |  |  | Non-Lead - Other |  |  | Installation date is after the lead ban |  |  |  |  | Non-Lead |  |  |  | Domestic
MTR_014702 | 13061 SE 159TH PL | LOT 108 FAIRLANE WOODS |  |  | Non-Lead - Other | No |  | 1 | Installation date is after the lead ban |  |  |  |  | Non-Lead - Other |  |  | Installation date is after the lead ban |  |  |  |  | Non-Lead |  |  |  | Domestic
MTR_011770 | 13066 SE 160TH PL | L12 FAIRWOOD DIV. #9 |  |  | Non-Lead - Other | No |  | 1 | Installation date is after the lead ban |  |  |  |  | Non-Lead - Other |  |  | Installation date is after the lead ban |  |  |  |  | Non-Lead |  |  |  | Domestic
MTR_017743 | 11323 SE 179TH ST | L 19 HIGH CHAPARRAL |  |  | Non-Lead - Other | No |  | 0 | Installation date is after the lead ban |  |  |  |  | Non-Lead - Other |  |  | Installation date is after the lead ban |  |  |  |  | Non-Lead |  |  |  | Assumed
MTR_014663 | 15823 130TH PL SE | LOT 20 FAIRLANE WOODS |  |  | Non-Lead - Other | No | 1978-09-22 | 0 | Installation date is after the lead ban |  |  |  |  | Non-Lead - Other |  |  | Installation date is after the lead ban |  |  |  |  | Non-Lead |  |  |  | Domestic
MTR_011988 | S 36TH PL & MILL AVE S | S 36TH PL & MILL AVE S |  |  | Non-Lead - Other | No | 2004-01-22 | 0 | Statistical analysis |  |  |  |  | Non-Lead - Other |  |  | Statistical analysis |  |  |  |  | Non-Lead |  |  |  | Domestic
MTR_014173 | 17569 110TH LN SE | 2ND UNIT;BLDG 3 PALM COURT |  |  | Non-Lead - Plastic | No | 1998-06-18 | 1 | Rectified Plan |  |  |  |  | Non-Lead - Other |  |  | Installation date is after the lead ban |  |  |  |  | Non-Lead |  |  |  | Domestic
MTR_030091 | 12436 SE 160TH ST | L18 B2 CASCADE VILLAGE 4 |  |  | Non-Lead - Other | No | 2016-06-22 | 0.75 | Rectified Plan |  |  |  |  | Non-Lead - Other |  |  | Statistical analysis |  |  |  |  | Non-Lead |  |  |  | Domestic
MTR_030074 | 12451 SE 160TH ST | L2 BK3 CASCADE VILLAGE#4 |  |  | Non-Lead - Other | No | 2016-06-22 | 0.75 | Rectified Plan |  |  |  |  | Non-Lead - Other |  |  | Statistical analysis |  |  |  |  | Non-Lead |  |  |  | Domestic
MTR_030076 | 12621 SE 160TH ST | L4 BK3 CASCADE VILLAGE#4 |  |  | Non-Lead Plastic | No | 2016-06-22 | 0.75 | Rectified Plan | Yes | Visual inspection at the meter pit | 2024-03-28 |  | Galvanized Requiring Replacement |  |  | Field inspection only with no records | Yes | Visual inspection at the meter pit | 2024-03-28 |  | Galvanized Requiring Replacement |  |  |  | Domestic
MTR_029986 | 12653 SE 162ND ST | L10 BK4 CASCADE VISTA #4 |  |  | Non-Lead - Other | No | 2016-06-22 | 0.75 | Rectified Plan |  |  |  |  | Non-Lead - Other |  |  | Statistical analysis |  |  |  |  | Non-Lead |  |  |  | Domestic
MTR_030043 | 16140 128TH AVE SE | LOT 3 BLOCK 4 CASCADE VISTA #5 |  |  | Non-Lead - Other | No | 2016-06-22 | 0.75 | Rectified Plan |  |  |  |  | Non-Lead - Other |  |  | Statistical analysis |  |  |  |  | Non-Lead |  |  |  | Domestic
MTR_030032 | 12725 SE 163RD ST | L 2 B 2 CASCADE VISTA 5 |  |  | Non-Lead - Other | No | 2016-06-22 | 0.75 | Rectified Plan |  |  |  |  | Non-Lead - Other |  |  | Statistical analysis |  |  |  |  | Non-Lead |  |  |  | Domestic
MTR_030034 | 12741 SE 163RD ST | L4 B2 CASCADE VISTA 5 |  |  | Non-Lead - Other | No | 2016-06-22 | 0.75 | Rectified Plan |  |  |  |  | Non-Lead - Other |  |  | Statistical analysis |  |  |  |  | Non-Lead |  |  |  | Domestic
MTR_016071 | 18009 161ST CT SE | LOT 18 WHITNEY PLACE |  |  | Non-Lead - Other | No | 1988-08-19 | 0 | Installation date is after the lead ban |  |  |  |  | Non-Lead - Other |  |  | Installation date is after the lead ban |  |  |  |  | Non-Lead |  |  |  | Domestic
MTR_016059 | 16033 SE 180TH PL | LOT 15 WHITNEY PLACE |  |  | Non-Lead - Other | No | 1988-08-19 | 0 | Installation date is after the lead ban |  |  |  |  | Non-Lead - Other |  |  | Installation date is after the lead ban |  |  |  |  | Non-Lead |  |  |  | Domestic
MTR_016196 | 17703 163RD PL SE | LOT 99 CANDLEWOOD RIDGE #3 |  |  | Non-Lead - Plastic | No | 1977-07-13 | 1 | Rectified Plan | No |  |  |  | Non-Lead - Other |  |  | Installation date is after the lead ban |  |  |  |  | Non-Lead |  |  |  | Domestic
MTR_016235 | 16215 SE 178TH ST | LOT 65 CANDLEWOOD RIDGE #3 |  |  | Non-Lead - Other | No | 1977-07-13 | 1 | Installation date is after the lead ban |  |  |  |  | Non-Lead - Other |  |  | Installation date is after the lead ban |  |  |  |  | Non-Lead |  |  |  | Domestic
MTR_016250 | 16227 SE 178TH ST | LOT 67 CANDLEWOOD RIDGE #3 |  |  | Non-Lead - Other | No | 1977-07-13 | 1 | Installation date is after the lead ban |  |  |  |  | Non-Lead - Other |  |  | Installation date is after the lead ban |  |  |  |  | Non-Lead |  |  |  | Domestic
MTR_016246 | 17714 162ND AVE SE | LOT 75 CANDLEWOOD RIDGE #3 |  |  | Non-Lead - Other | No | 1977-07-13 | 1 | Installation date is after the lead ban |  |  |  |  | Non-Lead - Other |  |  | Installation date is after the lead ban |  |  |  |  | Non-Lead |  |  |  | Domestic
MTR_011382 | 1408 S 28TH ST | LOT 1 ROSA MEADOWS AKA LAROSA MEADOWS |  |  | Non-Lead - Other | No | 2014-09-02 | 0 | Installation date is after the lead ban |  |  |  |  | Non-Lead - Other |  |  | Installation date is after the lead ban |  |  |  |  | Non-Lead |  |  |  | Domestic
MTR_011358 | 3008 BENSON RD S | LOT 8 BLOCK 8 AKERS FARMS #6 |  |  | Non-Lead - Other | Unknown |  | 0.75 | Statistical analysis |  |  |  |  | Non-Lead - Other |  |  | Statistical analysis |  |  |  |  | Non-Lead |  |  |  | Assumed
MTR_014110 | 1727 SE 30TH PL | LOT 4 NASON SHORT PLAT |  |  | Non-Lead - Other | No |  | 0 | Installation date is after the lead ban |  |  |  |  | Non-Lead - Other |  |  | Installation date is after the lead ban |  |  |  |  | Non-Lead |  |  |  | Domestic
MTR_011335 | 10724 SE 165TH ST | L4 BLK1 HILLTOP HEIGHTS |  |  | Non-Lead - Other | No | 2003-03-28 | 0 | Rectified Plan |  |  |  |  | Non-Lead - Other |  |  | Statistical analysis |  |  |  |  | Non-Lead |  |  |  | Domestic
MTR_011207 | 11455 SE 164TH ST | E83 OF THE W166 LOT 4 BLK 5 AKER |  |  | Non-Lead - Other | Unknown |  | 0 | Statistical analysis |  |  |  |  | Non-Lead - Other |  |  | Statistical analysis |  |  |  |  | Non-Lead |  |  |  | Assumed
MTR_015835 | 14775 SE 187TH CT | LOT 1 FAIRHAVEN 3 |  |  | Non-Lead - Other | No | 2004-03-12 | 0 | Installation date is after the lead ban |  |  |  |  | Non-Lead - Other |  |  | Installation date is after the lead ban |  |  |  |  | Non-Lead |  |  |  | Domestic
MTR_001876 | 16630 125TH AVE SE | L5 B2 CASCADE HILLS 4 |  |  | Non-Lead - Other | No | 2019-08-05 | 0 | Rectified Plan |  |  |  |  | Non-Lead - Other |  |  | Statistical analysis |  |  |  |  | Non-Lead |  |  |  | Domestic
MTR_006958 | 12117 SE 164TH ST | L 2 CASCADE HILLS 7 |  |  | Non-Lead - Other | No | 2007-07-01 | 1 | Rectified Plan |  |  |  |  | Non-Lead - Other |  |  | Statistical analysis |  |  |  |  | Non-Lead |  |  |  | Domestic
MTR_007647 | 12201 SE 164TH ST | L 3 CASCADE HILLS 7 |  |  | Non-Lead - Other | No | 2007-07-01 | 1 | Rectified Plan |  |  |  |  | Non-Lead - Other |  |  | Statistical analysis |  |  |  |  | Non-Lead |  |  |  | Domestic
MTR_011437 | 12725 SE 167TH PL | L 14 CASCADE HILLS 8 |  |  | Non-Lead - Other | Unknown |  | 1 | Statistical analysis |  |  |  |  | Non-Lead - Other |  |  | Statistical analysis |  |  |  |  | Non-Lead |  |  |  | Domestic
MTR_011465 | 16423 126TH PL SE | L 66 CASCADE HILLS 8 |  |  | Non-Lead - Other | No |  | 1 | Installation date is after the lead ban |  |  |  |  | Non-Lead - Other |  |  | Installation date is after the lead ban |  |  |  |  | Non-Lead |  |  |  | Domestic
MTR_011493 | 12628 SE 166TH ST | L 82 CASCADE HILLS 8 |  |  | Non-Lead - Other | No |  | 1 | Installation date is after the lead ban |  |  |  |  | Non-Lead - Other |  |  | Installation date is after the lead ban |  |  |  |  | Non-Lead |  |  |  | Domestic
MTR_028411 | 12605 SE 216TH ST | L 109 PARKWAY ESTATES |  |  | Non-Lead - Other | No | 1978-07-26 | 0 | Installation date is after the lead ban |  |  |  |  | Non-Lead - Other |  |  | Installation date is after the lead ban |  |  |  |  | Non-Lead |  |  |  | Domestic
MTR_028428 | 21609 127TH PL SE | L 75 PARKWAY ESTATES |  |  | Non-Lead - Other | No | 1978-07-26 | 0 | Installation date is after the lead ban |  |  |  |  | Non-Lead - Other |  |  | Installation date is after the lead ban |  |  |  |  | Non-Lead |  |  |  | Domestic
MTR_022244 | 12003 SE 192ND ST | 9921-003025 |  |  | Non-Lead - Other | No | 2014-03-13 | 0 | Rectified Plan | No |  |  |  | Non-Lead - Other |  |  | Statistical analysis |  |  |  |  | Non-Lead |  |  |  | Domestic
MTR_022891 | 11637 SE 192ND ST | 9921-002325 |  |  | Non-Lead - Other | Unknown |  | 0 | Statistical analysis |  |  |  |  | Non-Lead - Other |  |  | Statistical analysis |  |  |  |  | Non-Lead |  |  |  | Assumed
MTR_001809 | 16540 116TH PL SE | L 50 CASCADE HILLS 5 |  |  | Non-Lead Plastic | No | 2019-08-05 | 0.75 | Rectified Plan | Yes | Visual inspection at the meter pit | 2024-02-08 |  | Non-Lead Plastic |  |  | Field inspection only with no records | Yes | Visual inspection at the meter pit | 2024-02-08 |  | Non-Lead |  |  |  | Domestic
MTR_007626 | 16539 121ST AVE SE | L 88 CASCADE HILLS 6 |  |  | Non-Lead - Other | No | 2019-08-05 | 0.75 | Rectified Plan |  |  |  |  | Non-Lead - Other |  |  | Statistical analysis |  |  |  |  | Non-Lead |  |  |  | Domestic
MTR_011606 | 16216 131ST AVE SE | L47 FAIRWOOD DIV. #9 |  |  | Non-Lead - Other | No |  | 1 | Installation date is after the lead ban |  |  |  |  | Non-Lead - Other |  |  | Installation date is after the lead ban |  |  |  |  | Non-Lead |  |  |  | Domestic
MTR_006916 | 11902 SE 165TH ST | LOT 15 CASCADE HILLS #6 |  |  | Non-Lead - Other | No | 2019-08-05 | 0.75 | Rectified Plan |  |  |  |  | Non-Lead - Other |  |  | Statistical analysis |  |  |  |  | Non-Lead |  |  |  | Assumed
MTR_011515 | 16717 127TH AVE SE | L 116 CASCADE HILLS 8 |  |  | Non-Lead - Other | No |  | 1 | Installation date is after the lead ban |  |  |  |  | Non-Lead - Other |  |  | Installation date is after the lead ban |  |  |  |  | Non-Lead |  |  |  | Domestic
MTR_006870 | 16149 121ST AVE SE | L 9 B 1 CASCADE HILLS 3 |  |  | Non-Lead - Other | No | 2006-08-31 | 1 | Rectified Plan |  |  |  |  | Non-Lead - Other |  |  | Statistical analysis |  |  |  |  | Non-Lead |  |  |  | Domestic
MTR_001058 | 12112 SE 161ST ST | L5 BLK4 CASCADE HILLS #3 |  |  | Non-Lead - Other | No | 2007-07-01 | 1 | Rectified Plan |  |  |  |  | Non-Lead - Other |  |  | Statistical analysis |  |  |  |  | Non-Lead |  |  |  | Domestic
MTR_002097 | 11912 SE 165TH ST | L 14 CASCADE HILLS 6 |  |  | Non-Lead - Other | No | 2019-08-05 | 0.75 | Rectified Plan |  |  |  |  | Non-Lead - Other |  |  | Statistical analysis |  |  |  |  | Non-Lead |  |  |  | Assumed
MTR_019160 | 10228 SE 192ND ST | LOT 3 KING COUNTY SHORT PLAT 383072 |  |  | Non-Lead - Other | No |  | 0 | Installation date is after the lead ban |  |  |  |  | Non-Lead - Other |  |  | Installation date is after the lead ban |  |  |  |  | Non-Lead |  |  |  | Assumed
MTR_019037 | 18860 102ND AVE SE | TL244 W1/2 SEC 32-23-5 |  |  | Non-Lead - Other | Unknown |  | 0 | Statistical analysis |  |  |  |  | Non-Lead - Other |  |  | Statistical analysis |  |  |  |  | Non-Lead |  |  |  | Assumed
MTR_010910 | 1203 S 47TH PL | LOT 10 PANTHER RIDGE |  |  | Non-Lead - Other | No |  |  | Installation date is after the lead ban |  |  |  |  | Non-Lead - Other |  |  | Installation date is after the lead ban |  |  |  |  | Non-Lead
MTR_018967 | 1128 S 47TH PL | LOT 21 PANTHER RIDGE |  |  | Non-Lead - Other | No | 2012-08-28 | 0 | Installation date is after the lead ban |  |  |  |  | Non-Lead - Other |  |  | Installation date is after the lead ban |  |  |  |  | Non-Lead |  |  |  | Domestic
MTR_014285 | 10952 SE 169TH PL | LOT 21 THRESHOLD 1 |  |  | Non-Lead - Other | No | 1995-08-21 | 1 | Rectified Plan | No |  |  |  | Non-Lead - Other |  |  | Installation date is after the lead ban |  |  |  |  | Non-Lead |  |  |  | Domestic
MTR_014414 | 11355 SE 168TH ST | E40OF N200 L4 & W50 OF N200 L5 B2 GREEN TRT #1 |  |  | Non-Lead - Other | No | 2004-10-13 | 0 | Rectified Plan |  |  |  |  | Non-Lead - Other |  |  | Statistical analysis |  |  |  |  | Non-Lead |  |  |  | Domestic
MTR_024559 | 20204 127TH PL SE | L27 SHERLYN PARK |  |  | Non-Lead - Other | No |  | 0 | Installation date is after the lead ban |  |  |  |  | Non-Lead - Other |  |  | Installation date is after the lead ban |  |  |  |  | Non-Lead |  |  |  | Domestic
MTR_023057 | 21021 100TH AVE SE | TL62 E1/2 SEC 7-22-5 |  |  | Non-Lead - Other | No | 2003-04-23 | 0 | Rectified Plan |  |  |  |  | Non-Lead - Other |  |  | Statistical analysis |  |  |  |  | Non-Lead |  |  |  | Domestic
MTR_023054 | 20811 100TH AVE SE | 9908-000150 |  |  | Non-Lead - Other | No | 2003-04-23 | 0 | Rectified Plan |  |  |  |  | Non-Lead - Other |  |  | Statistical analysis |  |  |  |  | Non-Lead |  |  |  | Domestic
MTR_005982 | 20109 124TH AVE SE | TAX LOT 37 4-22-5 |  |  | Non-Lead - Other | Unknown |  | 0 | Statistical analysis |  |  |  |  | Non-Lead - Other |  |  | Statistical analysis |  |  |  |  | Non-Lead |  |  |  | Assumed
MTR_022989 | 12220 SE 200TH ST | L63 VISTA VIEW HGTS #2 |  |  | Non-Lead - Other | No |  | 0 | Installation date is after the lead ban |  |  |  |  | Non-Lead - Other |  |  | Installation date is after the lead ban |  |  |  |  | Non-Lead |  |  |  | Domestic
MTR_022938 | 19647 122ND PL SE | L45 VISTA VIEW HGTS #2 |  |  | Non-Lead - Other | No |  | 0 | Installation date is after the lead ban |  |  |  |  | Non-Lead - Other |  |  | Installation date is after the lead ban |  |  |  |  | Non-Lead |  |  |  | Domestic
MTR_022714 | S OF SE 196TH ON 119TH AVE SE | S OF SE 196TH ON 119TH AVE SE |  |  | Non-Lead - Other | No | 1995-07-13 | 0 | Statistical analysis |  |  |  |  | Non-Lead - Other |  |  | Statistical analysis |  |  |  |  | Non-Lead |  |  |  | Domestic
MTR_024664 | 12624 SE 202ND PL | L29 SHERLYN PARK |  |  | Non-Lead - Other | No |  | 0 | Installation date is after the lead ban |  |  |  |  | Non-Lead - Other |  |  | Installation date is after the lead ban |  |  |  |  | Non-Lead |  |  |  | Assumed
MTR_024619 | 12411 SE 201ST PL | L2 LINDA CREST #1 |  |  | Non-Lead - Other | No |  | 0 | Installation date is after the lead ban |  |  |  |  | Non-Lead - Other |  |  | Installation date is after the lead ban |  |  |  |  | Non-Lead |  |  |  | Assumed
MTR_021605 | 19725 133RD AVE SE | LOT 17 FOREST TRAILS #1 |  |  | Non-Lead - Other | No |  | 0 | Rectified Plan | No |  |  |  | Non-Lead - Other |  |  | Installation date is after the lead ban |  |  |  |  | Non-Lead |  |  |  | Domestic
MTR_021584 | 19317 133RD AVE SE | LOT 40 FOREST TRAILS #3 |  |  | Non-Lead - Other | No |  | 0 | Rectified Plan | No |  |  |  | Non-Lead - Other |  |  | Installation date is after the lead ban |  |  |  |  | Non-Lead |  |  |  | Domestic
MTR_021628 | 19914 138TH AVE SE | LOT4 STAFFORD HANSELL#11 |  |  | Non-Lead - Other | No |  | 0 | Installation date is after the lead ban |  |  |  |  | Non-Lead - Other |  |  | Installation date is after the lead ban |  |  |  |  | Non-Lead |  |  |  | Domestic
MTR_024745 | 13914 SE 201ST CT | LOT 13 KENTRIDGE PLACE |  |  | Non-Lead - Other | No | 1997-01-08 | 0 | Installation date is after the lead ban |  |  |  |  | Non-Lead - Other |  |  | Installation date is after the lead ban |  |  |  |  | Non-Lead |  |  |  | Domestic
MTR_014797 | 17322 116TH AVE SE | LOT 7 SPRINGLANE |  |  | Non-Lead - Other | No | 2018-01-18 | 0.75 | Installation date is after the lead ban |  |  |  |  | Non-Lead - Other |  |  | Installation date is after the lead ban |  |  |  |  | Non-Lead |  |  |  | Assumed
MTR_014762 | 12122 SE PETROVITSKY RD |  |  |  | Non-Lead - Other | Unknown |  | 0 | Statistical analysis |  |  |  |  | Non-Lead - Other |  |  | Statistical analysis |  |  |  |  | Non-Lead |  |  |  | Domestic
MTR_020771 | 13004 SE 188TH PL | L 31 BLVD. LANE 6 |  |  | Non-Lead - Other | No | 1969-05-01 | 0 | Installation date is after the lead ban |  |  |  |  | Non-Lead - Other |  |  | Installation date is after the lead ban |  |  |  |  | Non-Lead |  |  |  | Domestic
MTR_021657 | 19324 138TH AVE SE | LOT 18 ROCK CREEK (FAIRWOOD FOREST) |  |  | Non-Lead - Other | No |  | 0 | Rectified Plan | No |  |  |  | Non-Lead - Other |  |  | Installation date is after the lead ban |  |  |  |  | Non-Lead |  |  |  | Domestic
MTR_024682 | 20013 137TH AVE SE | LOT 44 FOREST GLEN SOUTH |  |  | Non-Lead - Other | No |  | 0 | Installation date is after the lead ban |  |  |  |  | Non-Lead - Other |  |  | Installation date is after the lead ban |  |  |  |  | Non-Lead |  |  |  | Domestic
MTR_021766 | 19636 134TH CT SE | LOT 3 FOREST TRAILS #5 |  |  | Non-Lead - Other | No |  | 0 | Rectified Plan | No |  |  |  | Non-Lead - Other |  |  | Installation date is after the lead ban |  |  |  |  | Non-Lead |  |  |  | Domestic
MTR_029706 | 10831 SE 226TH ST | LOT 28 KENTON FIRS 2 |  |  | Non-Lead - Other | Unknown |  | 0 | Statistical analysis |  |  |  |  | Non-Lead - Other |  |  | Statistical analysis |  |  |  |  | Non-Lead |  |  |  | Domestic
MTR_029582 | 22535 112TH AVE SE | LOT 6 KENTON FIRS |  |  | Non-Lead - Other | Unknown |  | 0 | Statistical analysis |  |  |  |  | Non-Lead - Other |  |  | Statistical analysis |  |  |  |  | Non-Lead |  |  |  | Domestic
MTR_028797 | 22312 113TH PL SE | L 2 JOHN VELKOFF ADD 2 |  |  | Non-Lead - Other | No | 2000-11-03 | 0 | Rectified Plan |  |  |  |  | Non-Lead - Other |  |  | Statistical analysis |  |  |  |  | Non-Lead |  |  |  | Domestic
MTR_028800 | 11219 SE 223RD PL | L 12 JOHN VELKOFF ADD 2 |  |  | Non-Lead - Other | No | 2000-11-03 | 0 | Rectified Plan |  |  |  |  | Non-Lead - Other |  |  | Statistical analysis |  |  |  |  | Non-Lead |  |  |  | Domestic
MTR_029206 | 22413 111TH AVE SE | L 91 STOCKTON |  |  | Non-Lead - Other | No |  | 0 | Installation date is after the lead ban |  |  |  |  | Non-Lead - Other |  |  | Installation date is after the lead ban |  |  |  |  | Non-Lead |  |  |  | Domestic
MTR_001757 | 22223 116TH AVE SE | TL 63 8-22-5 |  |  | Non-Lead - Other | Unknown |  | 0 | Statistical analysis |  |  |  |  | Non-Lead - Other |  |  | Statistical analysis |  |  |  |  | Non-Lead |  |  |  | Assumed
MTR_021087 | 13429 SE 189TH PL | LOT 4 CEDAR ESTATES |  |  | Non-Lead - Other | No | 1984-04-04 | 0 | Installation date is after the lead ban |  |  |  |  | Non-Lead - Other |  |  | Installation date is after the lead ban |  |  |  |  | Non-Lead |  |  |  | Domestic
MTR_021073 | 13517 SE 186TH PL | LOT 18 FOREST ESTATES |  |  | Non-Lead - Other | No | 1978-08-01 | 1 | Installation date is after the lead ban |  |  |  |  | Non-Lead - Other |  |  | Installation date is after the lead ban |  |  |  |  | Non-Lead |  |  |  | Domestic
MTR_021157 | 18424 134TH AVE SE | LOT 35 FOREST EST #1 |  |  | Non-Lead - Other | No | 1978-08-01 | 0 | Installation date is after the lead ban |  |  |  |  | Non-Lead - Other |  |  | Installation date is after the lead ban |  |  |  |  | Non-Lead |  |  |  | Domestic
MTR_018077 | 18115 132ND PL SE | LOT 29 FOREST ESTATES #5 |  |  | Non-Lead - Other | No |  | 0 | Installation date is after the lead ban |  |  |  |  | Non-Lead - Other |  |  | Installation date is after the lead ban |  |  |  |  | Non-Lead |  |  |  | Domestic
MTR_018084 | 18213 132ND PL SE | LOT 34 FOREST ESTATES #5 |  |  | Non-Lead - Other | No |  | 0 | Installation date is after the lead ban |  |  |  |  | Non-Lead - Other |  |  | Installation date is after the lead ban |  |  |  |  | Non-Lead |  |  |  | Domestic
MTR_021082 | 18429 134TH AVE SE | L46 FOREST ESTATES 1 |  |  | Non-Lead - Other | No | 1978-08-01 | 0 | Installation date is after the lead ban |  |  |  |  | Non-Lead - Other |  |  | Installation date is after the lead ban |  |  |  |  | Non-Lead |  |  |  | Domestic
MTR_017671 | 17800 111TH AVE SE | L8 HIGGINBOTHAM ADD. |  |  | Non-Lead - Other | Unknown |  | 0 | Statistical analysis |  |  |  |  | Non-Lead - Other |  |  | Statistical analysis |  |  |  |  | Non-Lead |  |  |  | Assumed
MTR_019415 | 19013 112TH PL SE | LOT 54 CHINQUAPIN RIDGE |  |  | Non-Lead - Other | No | 1995-09-19 | 0 | Installation date is after the lead ban |  |  |  |  | Non-Lead - Other |  |  | Installation date is after the lead ban |  |  |  |  | Non-Lead |  |  |  | Domestic
MTR_017212 | 17680 112TH AVE SE | LOT 39 BENSON HILL |  |  | Non-Lead - Other | No | 1999-09-22 | 0 | Installation date is after the lead ban |  |  |  |  | Non-Lead - Other |  |  | Installation date is after the lead ban |  |  |  |  | Non-Lead |  |  |  | Domestic
MTR_017185 | 17807 112TH AVE SE | LOT 13 BENSON HILL |  |  | Non-Lead - Other | No | 1999-09-22 | 0 | Installation date is after the lead ban |  |  |  |  | Non-Lead - Other |  |  | Installation date is after the lead ban |  |  |  |  | Non-Lead |  |  |  | Domestic
MTR_017672 | 11032 SE 180TH ST | L31 HIGGINBOTHAM ADD. |  |  | Non-Lead - Other | Unknown |  | 0 | Statistical analysis |  |  |  |  | Non-Lead - Other |  |  | Statistical analysis |  |  |  |  | Non-Lead |  |  |  | Assumed
MTR_017030 | 17742 112TH AVE SE | LOT 9 ORCHARD PARK #2 |  |  | Non-Lead - Other | No | 1995-09-05 | 0 | Installation date is after the lead ban |  |  |  |  | Non-Lead - Other |  |  | Installation date is after the lead ban |  |  |  |  | Non-Lead |  |  |  | Domestic
MTR_019656 | 18822 108TH AVE SE | 9919-004760 |  |  | Non-Lead - Other | Unknown |  | 0 | Statistical analysis |  |  |  |  | Non-Lead - Other |  |  | Statistical analysis |  |  |  |  | Non-Lead |  |  |  | Assumed
MTR_019824 | 18892 108TH LN SE | LOT 62 BELGROVE @ RENTON PH 4 |  |  | Non-Lead - Other | No | 2004-06-30 | 0 | Installation date is after the lead ban |  |  |  |  | Non-Lead - Other |  |  | Installation date is after the lead ban |  |  |  |  | Non-Lead |  |  |  | Domestic
MTR_018282 | 13640 SE 180TH ST | 9923-000855 |  |  | Non-Lead - Other | Unknown |  | 0 | Statistical analysis |  |  |  |  | Non-Lead - Other |  |  | Statistical analysis |  |  |  |  | Non-Lead |  |  |  | Assumed
MTR_019840 | 18914 108TH LN SE | LOT 26 BELGROVE @ RENTON PH 5 |  |  | Non-Lead - Other | No | 2004-06-30 | 0 | Installation date is after the lead ban |  |  |  |  | Non-Lead - Other |  |  | Installation date is after the lead ban |  |  |  |  | Non-Lead |  |  |  | Domestic
MTR_019651 | 18828 108TH AVE SE | 9919-004730 |  |  | Non-Lead - Other | No |  | 0 | Installation date is after the lead ban |  |  |  |  | Non-Lead - Other |  |  | Installation date is after the lead ban |  |  |  |  | Non-Lead |  |  |  | Assumed
MTR_019796 | 18874 108TH LN SE | LOT 55 BELGROVE @ RENTON PH 3 |  |  | Non-Lead - Other | No | 2004-06-30 | 0 | Installation date is after the lead ban |  |  |  |  | Non-Lead - Other |  |  | Installation date is after the lead ban |  |  |  |  | Non-Lead |  |  |  | Domestic
MTR_024575 | 20207 126TH PL SE | LOT 45 SHERLYN PARK |  |  | Non-Lead - Other | No |  | 0 | Installation date is after the lead ban |  |  |  |  | Non-Lead - Other |  |  | Installation date is after the lead ban |  |  |  |  | Non-Lead |  |  |  | Domestic
MTR_021277 | 14608 SE 195TH PL | L11 FAIRWOOD GLEN |  |  | Non-Lead - Other | No |  | 0 | Installation date is after the lead ban |  |  |  |  | Non-Lead - Other |  |  | Installation date is after the lead ban |  |  |  |  | Non-Lead |  |  |  | Domestic
MTR_024516 | 20425 130TH PL SE | L97 GREEN ACRES EAST |  |  | Non-Lead - Other | No |  | 0 | Installation date is after the lead ban |  |  |  |  | Non-Lead - Other |  |  | Installation date is after the lead ban |  |  |  |  | Non-Lead |  |  |  | Domestic
MTR_024556 | 20230 127TH PL SE | LOT SHERLYN PARK |  |  | Non-Lead - Other | No |  | 0 | Installation date is after the lead ban |  |  |  |  | Non-Lead - Other |  |  | Installation date is after the lead ban |  |  |  |  | Non-Lead |  |  |  | Domestic
MTR_019862 | 11248 SE 186TH ST | L 2 B 2 WALHAVEN |  |  | Non-Lead - Other | Unknown |  | 0 | Statistical analysis |  |  |  |  | Non-Lead - Other |  |  | Statistical analysis |  |  |  |  | Non-Lead |  |  |  | Domestic
MTR_019427 | 19117 113TH WAY SE | LOT 60 CHINQUAPIN RIDGE |  |  | Non-Lead - Other | No | 1995-09-19 | 0 | Installation date is after the lead ban |  |  |  |  | Non-Lead - Other |  |  | Installation date is after the lead ban |  |  |  |  | Non-Lead |  |  |  | Domestic
MTR_003626 | 23305 118TH PL SE | LOT 24 PINERIDGE |  |  | Non-Lead - Other | No | 2008-09-03 | 0 | Rectified Plan | No |  |  |  | Non-Lead - Other |  |  | Installation date is after the lead ban |  |  |  |  | Non-Lead |  |  |  | Domestic
MTR_019702 | 18626 110TH PL SE | LOT 24 RUDDELLS #1 |  |  | Non-Lead - Other | No |  | 0 | Installation date is after the lead ban |  |  |  |  | Non-Lead - Other |  |  | Installation date is after the lead ban |  |  |  |  | Non-Lead |  |  |  | Domestic
MTR_019866 | 11036 SE 186TH ST | L 13 B 3 WALHAVEN NO 2 |  |  | Non-Lead - Other | Unknown |  | 0 | Statistical analysis |  |  |  |  | Non-Lead - Other |  |  | Statistical analysis |  |  |  |  | Non-Lead |  |  |  | Domestic
MTR_017568 | 17824 118TH AVE SE | S1/2 OF LOT 6 + LOT 7 NW GRDN TRT 1 LESS W 206' |  |  | Non-Lead - Other | No | 1995-12-04 | 0 | Installation date is after the lead ban |  |  |  |  | Non-Lead - Other |  |  | Installation date is after the lead ban |  |  |  |  | Non-Lead |  |  |  | Domestic
MTR_017537 | 11804 SE 176TH CT | LOT 17 PETROVISTA |  |  | Non-Lead - Other | No | 2006-12-21 | 0 | Installation date is after the lead ban |  |  |  |  | Non-Lead - Other |  |  | Installation date is after the lead ban |  |  |  |  | Non-Lead |  |  |  | Domestic
MTR_022703 | 12210 SE 196TH ST | LOT 17 VISTA VIEW HGTS 3 |  |  | Non-Lead - Other | No | 2001-03-28 | 0 | Rectified Plan |  |  |  |  | Non-Lead - Other |  |  | Statistical analysis |  |  |  |  | Non-Lead |  |  |  | Domestic
MTR_017544 | 18324 121ST PL SE | LOT 12 BENSON TRAILS |  |  | Non-Lead - Other | No | 2010-01-14 | 0 | Installation date is after the lead ban |  |  |  |  | Non-Lead - Other |  |  | Installation date is after the lead ban |  |  |  |  | Non-Lead |  |  |  | Domestic
MTR_017414 | 17867 118TH AVE SE | 9921-009730 |  |  | Non-Lead - Other | No | 1975-08-05 | 0 | Statistical analysis |  |  |  |  | Non-Lead - Other |  |  | Statistical analysis |  |  |  |  | Non-Lead |  |  |  | Assumed
MTR_022145 | 12243 SE 184TH ST | TL36 SEC 33-23-5 |  |  | Non-Lead - Other | Unknown |  | 0 | Relative Placement | No |  |  |  | Non-Lead - Other |  |  | Statistical analysis |  |  |  |  | Non-Lead |  |  |  | Assumed
MTR_020992 | 18441 134TH AVE SE | LOT 48 FOREST ESTATES 1 |  |  | Non-Lead - Other | No | 1978-08-01 | 0 | Installation date is after the lead ban |  |  |  |  | Non-Lead - Other |  |  | Installation date is after the lead ban |  |  |  |  | Non-Lead |  |  |  | Hydrant
MTR_020882 | 13110 SE 188TH ST | L 40 BLVD. LANE 7 |  |  | Non-Lead - Other | No |  | 0 | Installation date is after the lead ban |  |  |  |  | Non-Lead - Other |  |  | Installation date is after the lead ban |  |  |  |  | Non-Lead |  |  |  | Domestic
MTR_022238 | 11606 SE 192ND ST | 9921-011950 |  |  | Non-Lead - Other | Unknown |  | 0 | Relative Placement | No |  |  |  | Non-Lead - Other |  |  | Statistical analysis |  |  |  |  | Non-Lead |  |  |  | Assumed
MTR_020886 | 18838 132ND PL SE | LOT 4 FOREST ESTATES #7 |  |  | Non-Lead - Other | No | 1987-08-28 | 0 | Installation date is after the lead ban |  |  |  |  | Non-Lead - Other |  |  | Installation date is after the lead ban |  |  |  |  | Non-Lead |  |  |  | Domestic
MTR_020652 | 19114 130TH AVE SE | L7 BLVD. LANE 7 |  |  | Non-Lead - Other | No | 1976-05-24 | 0 | Installation date is after the lead ban |  |  |  |  | Non-Lead - Other |  |  | Installation date is after the lead ban |  |  |  |  | Non-Lead |  |  |  | Domestic
MTR_020895 | 13228 SE 188TH PL | LOT 10 EMERALD FOREST |  |  | Non-Lead - Other | No | 2003-10-21 | 0 | Installation date is after the lead ban |  |  |  |  | Non-Lead - Other |  |  | Installation date is after the lead ban |  |  |  |  | Non-Lead |  |  |  | Domestic
MTR_024505 | 13011 SE 206TH ST | L65 GREEN ACRES EAST |  |  | Non-Lead - Other | No |  | 0 | Installation date is after the lead ban |  |  |  |  | Non-Lead - Other |  |  | Installation date is after the lead ban |  |  |  |  | Non-Lead |  |  |  | Domestic
MTR_024530 | 20513 132ND AVE SE | L61 GREEN ACRES EAST |  |  | Non-Lead - Other | No |  | 0 | Installation date is after the lead ban |  |  |  |  | Non-Lead - Other |  |  | Installation date is after the lead ban |  |  |  |  | Non-Lead |  |  |  | Domestic
MTR_017003 | 15406 SE 177TH PL | LOT 54 CANDLEWOOD RIDGE #4 |  |  | Non-Lead - Other | No | 1977-07-01 | 0 | Installation date is after the lead ban |  |  |  |  | Non-Lead - Other |  |  | Installation date is after the lead ban |  |  |  |  | Non-Lead |  |  |  | Domestic
MTR_016949 | 17823 154TH AVE SE | LOT 68 CANDLEWOOD RIDGE #4 |  |  | Non-Lead - Other | No | 1977-07-01 | 0 | Installation date is after the lead ban |  |  |  |  | Non-Lead - Other |  |  | Installation date is after the lead ban |  |  |  |  | Non-Lead |  |  |  | Domestic
MTR_016343 | 17854 156TH PL SE | L67 CANDLEWOOD RIDGE #2 |  |  | Non-Lead - Other | No | 1976-05-06 | 0 | Installation date is after the lead ban |  |  |  |  | Non-Lead - Other |  |  | Installation date is after the lead ban |  |  |  |  | Non-Lead |  |  |  | Domestic
MTR_024460 | 20629 130TH AVE SE | L26 GREENACRES EAST |  |  | Non-Lead - Other | No |  | 0 | Installation date is after the lead ban |  |  |  |  | Non-Lead - Other |  |  | Installation date is after the lead ban |  |  |  |  | Non-Lead |  |  |  | Domestic
MTR_029508 | 22611 109TH PL SE | LOT 32 KENTON FIRS 2 |  |  | Non-Lead - Other | Unknown |  | 0 | Statistical analysis |  |  |  |  | Non-Lead - Other |  |  | Statistical analysis |  |  |  |  | Non-Lead |  |  |  | Domestic
MTR_024612 | 12504 SE 201ST PL | L9 LINDA CREST #1 |  |  | Non-Lead - Other | No |  | 0 | Installation date is after the lead ban |  |  |  |  | Non-Lead - Other |  |  | Installation date is after the lead ban |  |  |  |  | Non-Lead |  |  |  | Domestic
MTR_016497 | 17817 160TH AVE SE | L 107 CANDLEWOOD RIDGE#1 |  |  | Non-Lead - Other | No |  | 0 | Installation date is after the lead ban |  |  |  |  | Non-Lead - Other |  |  | Installation date is after the lead ban |  |  |  |  | Non-Lead |  |  |  | Domestic
MTR_016493 | 15943 SE 176TH PL | LOT 83 CANDLEWOOD #1 |  |  | Non-Lead - Other | No |  | 0 | Installation date is after the lead ban |  |  |  |  | Non-Lead - Other |  |  | Installation date is after the lead ban |  |  |  |  | Non-Lead |  |  |  | Domestic
MTR_016187 | 16241 SE 176TH PL | LOT 94 CANDLEWOOD RIDGE #3 |  |  | Non-Lead - Plastic | No | 1977-07-13 | 1 | Rectified Plan | No |  |  |  | Non-Lead - Other |  |  | Installation date is after the lead ban |  |  |  |  | Non-Lead |  |  |  | Domestic
MTR_016167 | 16227 SE 176TH PL | LOT 83 CANDLEWOOD RIDGE #3 |  |  | Non-Lead - Plastic | No | 1977-07-13 | 1 | Rectified Plan | No |  |  |  | Non-Lead - Other |  |  | Installation date is after the lead ban |  |  |  |  | Non-Lead |  |  |  | Domestic
MTR_027562 | 21821 123RD PL SE | LOT 67 GLEN MAR |  |  | Non-Lead - Plastic | No | 1975-04-29 | 1 | Rectified Plan | No |  |  |  | Non-Lead - Other |  |  | Installation date is after the lead ban |  |  |  |  | Non-Lead |  |  |  | Domestic
MTR_027561 | 21827 123RD PL SE | LOT 68 GLEN MAR |  |  | Non-Lead - Plastic | No | 1975-04-29 | 1 | Rectified Plan | No |  |  |  | Non-Lead - Other |  |  | Installation date is after the lead ban |  |  |  |  | Non-Lead |  |  |  | Domestic
MTR_017460 | 18231 118TH AVE SE | L10 BLK1 N W GARDEN TR2 |  |  | Non-Lead - Other | No | 1975-09-11 | 0 | Relative Placement |  |  |  |  | Non-Lead - Other |  |  | Statistical analysis |  |  |  |  | Non-Lead |  |  |  | Assumed
MTR_020799 | 18532 131ST AVE SE | L 22 BLVD. LANE 4 |  |  | Non-Lead - Other | No | 1968-06-14 | 0 | Installation date is after the lead ban |  |  |  |  | Non-Lead - Other |  |  | Installation date is after the lead ban |  |  |  |  | Non-Lead |  |  |  | Domestic
MTR_017571 | 18303 130TH AVE SE | LOT 8 FOX ESTATES |  |  | Non-Lead - Other | No | 1988-01-19 | 0 | Installation date is after the lead ban |  |  |  |  | Non-Lead - Other |  |  | Installation date is after the lead ban |  |  |  |  | Non-Lead |  |  |  | Domestic
MTR_020696 | 13020 SE 191ST ST | L 54 BLVD. LANES 7 |  |  | Non-Lead - Other | No | 1976-05-24 | 0 | Installation date is after the lead ban |  |  |  |  | Non-Lead - Other |  |  | Installation date is after the lead ban |  |  |  |  | Non-Lead |  |  |  | Domestic
MTR_020742 | 18804 129TH PL SE | L 68 BLVD. LANE 3 |  |  | Non-Lead - Other | No |  | 1 | Installation date is after the lead ban |  |  |  |  | Non-Lead - Other |  |  | Installation date is after the lead ban |  |  |  |  | Non-Lead |  |  |  | Domestic
MTR_022535 | 113TH AVE SE BTWN SE 193 & 194TH PL | 113TH AVE SE BTWN SE 193 & 194TH PL |  |  | Non-Lead Plastic | No | 2004-07-26 | 0 | Rectified Plan | Yes | Visual inspection at the meter pit | 2024-02-20 |  | Non-Lead Plastic |  |  | Field inspection only with no records | Yes | Visual inspection at the meter pit | 2024-02-20 |  | Non-Lead |  |  |  | Domestic
MTR_020685 | 13023 SE 189TH CT | L 46 BLVD. LANE 7 |  |  | Non-Lead - Other | No | 1976-05-24 | 0 | Installation date is after the lead ban |  |  |  |  | Non-Lead - Other |  |  | Installation date is after the lead ban |  |  |  |  | Non-Lead |  |  |  | Domestic
MTR_019667 | 18931 108TH LN SE | LOT 11 BELGROVE @ RENTON PH 1 |  |  | Non-Lead - Other | No | 2004-06-30 | 0 | Installation date is after the lead ban |  |  |  |  | Non-Lead - Other |  |  | Installation date is after the lead ban |  |  |  |  | Non-Lead |  |  |  | Domestic
MTR_019788 | 18945 108TH LN SE | LOT 18 BELGROVE @ RENTON PH 2 |  |  | Non-Lead - Other | No | 2004-06-30 | 0 | Installation date is after the lead ban |  |  |  |  | Non-Lead - Other |  |  | Installation date is after the lead ban |  |  |  |  | Non-Lead |  |  |  | Domestic
MTR_019847 | 18900 108TH LN SE | LOT 63 BELGROVE @ RENTON #5 |  |  | Non-Lead - Other | No | 2004-06-30 | 0 | Installation date is after the lead ban |  |  |  |  | Non-Lead - Other |  |  | Installation date is after the lead ban |  |  |  |  | Non-Lead |  |  |  | Domestic
MTR_019804 | 18955 108TH LN SE | LOT 9 BELGROVE @ RENTON PH 1 |  |  | Non-Lead - Other | No | 2004-06-30 | 0 | Installation date is after the lead ban |  |  |  |  | Non-Lead - Other |  |  | Installation date is after the lead ban |  |  |  |  | Non-Lead |  |  |  | Domestic
MTR_020683 | 18913 131ST PL SE | L 29 BLVD. LANE 7 |  |  | Non-Lead - Other | No | 1976-05-24 | 0 | Installation date is after the lead ban |  |  |  |  | Non-Lead - Other |  |  | Installation date is after the lead ban |  |  |  |  | Non-Lead |  |  |  | Domestic
MTR_022991 | 19515 124TH AVE SE | LOT 3 KING CO SHORT PLAT #1280006R |  |  | Non-Lead - Other | No |  | 0 | Installation date is after the lead ban |  |  |  |  | Non-Lead - Other |  |  | Installation date is after the lead ban |  |  |  |  | Non-Lead |  |  |  | Assumed
MTR_030266 | 10235 SE 218TH ST | IRRIGATION METER-TRACT G GARRISON GLEN |  |  | Non-Lead - Other | Unknown |  |  | Statistical analysis |  |  |  |  | Non-Lead - Other |  |  | Statistical analysis |  |  |  |  | Non-Lead
MTR_023429 | 21305 109TH AVE SE | L 29 BENSON HILLS NO 1 |  |  | Non-Lead - Other | Unknown |  | 0 | Statistical analysis |  |  |  |  | Non-Lead - Other |  |  | Statistical analysis |  |  |  |  | Non-Lead |  |  |  | Assumed
MTR_022081 | 11847 SE 191ST ST | LOT 49 JESSIE GLEN |  |  | Non-Lead - Other | No | 2007-07-19 | 0 | Rectified Plan | No |  |  |  | Non-Lead - Other |  |  | Installation date is after the lead ban |  |  |  |  | Non-Lead |  |  |  | Domestic
MTR_028815 | 10823 SE 217TH ST | L1 B2 TWIN MAPLES |  |  | Non-Lead - Other | Unknown |  | 0 | Statistical analysis |  |  |  |  | Non-Lead - Other |  |  | Statistical analysis |  |  |  |  | Non-Lead |  |  |  | Assumed
MTR_022199 | 18645 120TH AVE SE | 9921-010810 |  |  | Non-Lead - Other | Unknown |  | 0 | Statistical analysis |  |  |  |  | Non-Lead - Other |  |  | Statistical analysis |  |  |  |  | Non-Lead |  |  |  | Assumed
MTR_022099 | 19134 117TH PL SE | LOT 6 RATHINAM PLAT |  |  | Non-Lead - Other | No | 2007-09-28 | 0 | Rectified Plan | No |  |  |  | Non-Lead - Other |  |  | Installation date is after the lead ban |  |  |  |  | Non-Lead |  |  |  | Domestic
MTR_022207 | 11806 SE 192ND ST | L9 TR2 N.W. GARDEN TR#4 |  |  | Non-Lead - Other | Unknown |  | 0 | Relative Placement | No |  |  |  | Non-Lead - Other |  |  | Statistical analysis |  |  |  |  | Non-Lead |  |  |  | Assumed
MTR_016630 | 18211 152ND AVE SE | LOT 9 CARRIAGEOOD 1 |  |  | Non-Lead - Other | No | 1980-06-01 | 0 | Installation date is after the lead ban |  |  |  |  | Non-Lead - Other |  |  | Installation date is after the lead ban |  |  |  |  | Non-Lead |  |  |  | Domestic
MTR_016632 | 18202 152ND AVE SE | L11 CARRIAGEWOOD 1 |  |  | Non-Lead - Other | No | 1980-06-01 | 0 | Installation date is after the lead ban |  |  |  |  | Non-Lead - Other |  |  | Installation date is after the lead ban |  |  |  |  | Non-Lead |  |  |  | Domestic
MTR_016713 | 18208 153RD AVE SE | L10 CARRIAGEWOOD #4 |  |  | Non-Lead - Other | No | 1983-06-01 | 0 | Installation date is after the lead ban |  |  |  |  | Non-Lead - Other |  |  | Installation date is after the lead ban |  |  |  |  | Non-Lead |  |  |  | Domestic
MTR_016771 | 15418 SE 183RD DR | LOT 35 CARRIAGEWOOD #6 |  |  | Non-Lead - Other | No | 1983-08-01 | 0 | Installation date is after the lead ban |  |  |  |  | Non-Lead - Other |  |  | Installation date is after the lead ban |  |  |  |  | Non-Lead |  |  |  | Domestic
MTR_016097 | 15707 SE 184TH ST | LOT 17 CARRIAGEWOOD #7 |  |  | Non-Lead - Plastic | No | 1983-07-01 | 0 | Rectified Plan | No |  |  |  | Non-Lead - Other |  |  | Installation date is after the lead ban |  |  |  |  | Non-Lead |  |  |  | Domestic
MTR_016382 | 18349 160TH PL SE | LOT 6 CARRIAGE WOOD PARK |  |  | Non-Lead - Other | No | 1998-10-10 | 0 | Installation date is after the lead ban |  |  |  |  | Non-Lead - Other |  |  | Installation date is after the lead ban |  |  |  |  | Non-Lead |  |  |  | Domestic
MTR_029110 | 22310 114TH PL SE | L 7 JOHN VELKOFF ADD |  |  | Non-Lead - Other | Unknown |  | 0 | Statistical analysis |  |  |  |  | Non-Lead - Other |  |  | Statistical analysis |  |  |  |  | Non-Lead |  |  |  | Assumed
MTR_010796 | 23703 126TH PL SE | LOT 37 WINSBERG HAVEN (FIELDSTONE) |  |  | Non-Lead - Other | No | 1995-08-22 | 4 | Rectified Plan | No |  |  |  | Non-Lead - Other |  |  | Installation date is after the lead ban |  |  |  |  | Non-Lead |  |  |  | Domestic
MTR_024641 | 20155 128TH AVE SE | L31 LINDA HIGHLANDS |  |  | Non-Lead - Other | No |  | 0 | Installation date is after the lead ban |  |  |  |  | Non-Lead - Other |  |  | Installation date is after the lead ban |  |  |  |  | Non-Lead |  |  |  | Domestic
MTR_028515 | 22227 123RD PL SE | LOT 33 SUMMERGLEN #1 |  |  | Non-Lead - Other | No |  | 5.25 | Installation date is after the lead ban |  |  |  |  | Non-Lead - Other |  |  | Installation date is after the lead ban |  |  |  |  | Non-Lead |  |  |  | Hydrant
MTR_017970 | 13441 SE 181ST ST | LOT 6 BALLARD SHORT PLAT |  |  | Non-Lead - Other | No | 2012-03-06 | 0 | Installation date is after the lead ban |  |  |  |  | Non-Lead - Other |  |  | Installation date is after the lead ban |  |  |  |  | Non-Lead |  |  |  | Domestic
MTR_022025 | 19163 120TH CT SE | LOT 11 KELSEY'S CROSSING |  |  | Non-Lead - Other | No | 2014-03-03 | 0 | Installation date is after the lead ban |  |  |  |  | Non-Lead - Other |  |  | Installation date is after the lead ban |  |  |  |  | Non-Lead |  |  |  | Domestic
MTR_017975 | 18104 135TH PL SE | LOT 11 BALLARD SHORT PLAT |  |  | Non-Lead - Other | No | 2012-03-06 | 0 | Installation date is after the lead ban |  |  |  |  | Non-Lead - Other |  |  | Installation date is after the lead ban |  |  |  |  | Non-Lead |  |  |  | Domestic
MTR_017951 | 13315 SE 180TH ST | LOT 1 HOSCHEIT PLAT |  |  | Non-Lead - Other | No | 2004-11-04 | 0 | Installation date is after the lead ban |  |  |  |  | Non-Lead - Other |  |  | Installation date is after the lead ban |  |  |  |  | Non-Lead |  |  |  | Domestic
MTR_022030 | 12032 SE 191ST PL | LOT 6 KELSEY'S CROSSING |  |  | Non-Lead - Other | No | 2014-03-03 | 0 | Installation date is after the lead ban |  |  |  |  | Non-Lead - Other |  |  | Installation date is after the lead ban |  |  |  |  | Non-Lead |  |  |  | Domestic
MTR_028427 | 12637 SE 216TH ST | L 74 PARKWAY ESTATES |  |  | Non-Lead - Other | No | 1978-07-26 | 0 | Installation date is after the lead ban |  |  |  |  | Non-Lead - Other |  |  | Installation date is after the lead ban |  |  |  |  | Non-Lead |  |  |  | Domestic
MTR_018233 | 18026 140TH CT SE | LOT 86 FAIRWOOD FIRS |  |  | Non-Lead - Other | No | 1986-05-01 | 0 | Installation date is after the lead ban |  |  |  |  | Non-Lead - Other |  |  | Installation date is after the lead ban |  |  |  |  | Non-Lead |  |  |  | Domestic
MTR_017725 | 11439 SE 182ND ST | L 26 VIEW GARDENS 1 |  |  | Non-Lead Plastic | Unknown |  | 0 | Relative Placement | Yes | Visual inspection at the meter pit | 2024-02-15 |  | Non-Lead Plastic |  |  | Field inspection only with no records | Yes | Visual inspection at the meter pit | 2024-02-15 |  | Non-Lead |  |  |  | Assumed
MTR_003114 | 23405 128TH PL SE | LOT 1 SINGLE CREEK #1 |  |  | Non-Lead - Plastic | No | 1978-04-01 | 1 | Rectified Plan |  |  |  |  | Non-Lead - Other |  |  | Installation date is after the lead ban |  |  |  |  | Non-Lead |  |  |  | Domestic
MTR_016967 | 15501 SE 179TH ST | LOT 76 CANDLEWOOD RIDGE #4 |  |  | Non-Lead - Other | No | 1977-07-01 | 0 | Installation date is after the lead ban |  |  |  |  | Non-Lead - Other |  |  | Installation date is after the lead ban |  |  |  |  | Non-Lead |  |  |  | Domestic
MTR_018235 | 18020 140TH CT SE | LOT 88 FAIRWOOD FIRS |  |  | Non-Lead - Other | No | 1986-05-01 | 0 | Installation date is after the lead ban |  |  |  |  | Non-Lead - Other |  |  | Installation date is after the lead ban |  |  |  |  | Non-Lead |  |  |  | Domestic
MTR_022111 | 11850 SE 191ST ST | IRRIGATION FOR REC AREA-BOB SINGH SP |  |  | Non-Lead - Other | Unknown |  | 0 | Statistical analysis |  |  |  |  | Non-Lead - Other |  |  | Statistical analysis |  |  |  |  | Non-Lead |  |  |  | Assumed
MTR_018347 | 14230 SE 179TH PL | L20 CARRIAGE LANE #1 |  |  | Non-Lead - Other | Unknown |  | 0 | Statistical analysis |  |  |  |  | Non-Lead - Other |  |  | Statistical analysis |  |  |  |  | Non-Lead |  |  |  | Assumed
MTR_018308 | 17815 142ND AVE SE | L12 CARRIAGE LANE #1 |  |  | Non-Lead - Other | Unknown |  | 0 | Statistical analysis |  |  |  |  | Non-Lead - Other |  |  | Statistical analysis |  |  |  |  | Non-Lead |  |  |  | Assumed
MTR_016809 | 18307 150TH AVE SE | LOT 45 CARRIAGEWOOD #5 |  |  | Non-Lead - Other | No | 1983-07-01 | 0 | Installation date is after the lead ban |  |  |  |  | Non-Lead - Other |  |  | Installation date is after the lead ban |  |  |  |  | Non-Lead |  |  |  | Domestic
MTR_016688 | 18207 149TH AVE SE | LOT 5 CARRIAGEWOOD #3 |  |  | Non-Lead - Other | No | 1983-04-01 | 0 | Installation date is after the lead ban |  |  |  |  | Non-Lead - Other |  |  | Installation date is after the lead ban |  |  |  |  | Non-Lead |  |  |  | Domestic
MTR_021900 | 13324 SE 196TH ST | LOT 31 FOREST TRAILS #4 |  |  | Non-Lead - Other | No |  | 0 | Rectified Plan | No |  |  |  | Non-Lead - Other |  |  | Installation date is after the lead ban |  |  |  |  | Non-Lead |  |  |  | Domestic
MTR_021852 | 19514 134TH AVE SE | LOT 39 FOREST TRAILS #4 |  |  | Non-Lead - Other | No |  | 0 | Rectified Plan | No |  |  |  | Non-Lead - Other |  |  | Installation date is after the lead ban |  |  |  |  | Non-Lead |  |  |  | Domestic
MTR_017100 | 18211 112TH AVE SE | LOT 15 MAPLE GLEN |  |  | Non-Lead - Other | No | 1977-03-18 | 0 | Installation date is after the lead ban |  |  |  |  | Non-Lead - Other |  |  | Installation date is after the lead ban |  |  |  |  | Non-Lead |  |  |  | Domestic
MTR_017125 | 10934 SE 183RD PL | LOT 30 MAPLE GLEN |  |  | Non-Lead - Other | No | 1977-03-18 | 0 | Installation date is after the lead ban |  |  |  |  | Non-Lead - Other |  |  | Installation date is after the lead ban |  |  |  |  | Non-Lead |  |  |  | Domestic
MTR_020148 | 10448 SE 194TH PL | L4 BLK 2 OLYMPIC VISTA |  |  | Non-Lead - Other | Unknown |  | 0 | Statistical analysis |  |  |  |  | Non-Lead - Other |  |  | Statistical analysis |  |  |  |  | Non-Lead |  |  |  | Assumed
MTR_017119 | 10909 SE 183RD PL | LOT 50 MAPLE GLEN |  |  | Non-Lead - Other | No | 1977-03-18 | 0 | Installation date is after the lead ban |  |  |  |  | Non-Lead - Other |  |  | Installation date is after the lead ban |  |  |  |  | Non-Lead |  |  |  | Domestic
MTR_017108 | 11009 SE 182ND ST | LOT 8 MAPLE GLEN |  |  | Non-Lead - Other | No |  | 0 | Installation date is after the lead ban |  |  |  |  | Non-Lead - Other |  |  | Installation date is after the lead ban |  |  |  |  | Non-Lead |  |  |  | Domestic
MTR_020141 | 19409 104TH AVE SE | L13 BLK 1 OLYMPIC VISTA |  |  | Non-Lead - Other | Unknown |  | 0 | Statistical analysis |  |  |  |  | Non-Lead - Other |  |  | Statistical analysis |  |  |  |  | Non-Lead |  |  |  | Assumed
MTR_020144 | 10304 SE 194TH PL | POR TL306 SEC 5-22-5 |  |  | Non-Lead - Other | No |  | 0 | Installation date is after the lead ban |  |  |  |  | Non-Lead - Other |  |  | Installation date is after the lead ban |  |  |  |  | Non-Lead |  |  |  | Assumed
MTR_020153 | 19223 106TH AVE SE | TL170 SEC. W1/2 5-22-5 |  |  | Non-Lead - Other | Unknown |  | 0 | Statistical analysis |  |  |  |  | Non-Lead - Other |  |  | Statistical analysis |  |  |  |  | Non-Lead |  |  |  | Assumed
MTR_019211 | 19239 99TH PL S | LOT5 BLK2 HI-PARK TRACTS |  |  | Non-Lead - Other | No |  | 0 | Installation date is after the lead ban |  |  |  |  | Non-Lead - Other |  |  | Installation date is after the lead ban |  |  |  |  | Non-Lead |  |  |  | Assumed
MTR_019983 | 10127 SE 192ND PL | LOT 3 TALBOT RIDGE ESTATES |  |  | Non-Lead - Other | No | 2009-08-19 | 0 | Installation date is after the lead ban |  |  |  |  | Non-Lead - Other |  |  | Installation date is after the lead ban |  |  |  |  | Non-Lead |  |  |  | Domestic
MTR_019195 | 19414 99TH PL S | L8 HI PK TRACTS 1ST ADD |  |  | Non-Lead - Other | Unknown |  | 0 | Statistical analysis |  |  |  |  | Non-Lead - Other |  |  | Statistical analysis |  |  |  |  | Non-Lead |  |  |  | Assumed
MTR_023524 | 10913 SE 216TH ST | LOT 29 BENSON PLACE |  |  | Non-Lead - Other | No | 1996-06-08 | 0 | Installation date is after the lead ban |  |  |  |  | Non-Lead - Other |  |  | Installation date is after the lead ban |  |  |  |  | Non-Lead |  |  |  | Domestic
MTR_024170 | 21324 109TH AVE SE | LOT 3 EAST BENSON HILLS |  |  | Non-Lead - Other | No |  | 0 | Installation date is after the lead ban |  |  |  |  | Non-Lead - Other |  |  | Installation date is after the lead ban |  |  |  |  | Non-Lead |  |  |  | Assumed
MTR_023625 | 221ST & 98TH PL S | 221ST & 98TH PL S |  |  | Non-Lead - Other | Unknown |  | 0 | Statistical analysis |  |  |  |  | Non-Lead - Other |  |  | Statistical analysis |  |  |  |  | Non-Lead |  |  |  | Assumed
MTR_023431 | 21312 109TH AVE SE | LOT 26 BENSON HILLS #1 |  |  | Non-Lead - Other | Unknown |  | 0 | Statistical analysis |  |  |  |  | Non-Lead - Other |  |  | Statistical analysis |  |  |  |  | Non-Lead |  |  |  | Assumed
MTR_023561 | 11356 SE 212TH ST | LOT 7 COTTONWOOD COURT |  |  | Non-Lead - Other | No | 2006-03-17 | 0 | Installation date is after the lead ban |  |  |  |  | Non-Lead - Other |  |  | Installation date is after the lead ban |  |  |  |  | Non-Lead |  |  |  | Domestic
MTR_025708 | 21030 131ST PL SE | LOT 36 LAUREL SPRINGS |  |  | Non-Lead - Other | No | 2003-12-11 | 0 | Installation date is after the lead ban |  |  |  |  | Non-Lead - Other |  |  | Installation date is after the lead ban |  |  |  |  | Non-Lead |  |  |  | Domestic
MTR_009045 | 12821 SE 208TH ST | TL 79 SEC 9-22-5 |  |  | Non-Lead - Other | No | 1998-08-03 | 0 | Installation date is after the lead ban |  |  |  |  | Non-Lead - Other |  |  | Installation date is after the lead ban |  |  |  |  | Non-Lead |  |  |  | Domestic
MTR_028871 | 21725 116TH AVE SE | LOT 61 WESTCREEK MEADOWS |  |  | Non-Lead - Other | No | 1995-09-20 | 0 | Installation date is after the lead ban |  |  |  |  | Non-Lead - Other |  |  | Installation date is after the lead ban |  |  |  |  | Non-Lead |  |  |  | Domestic
MTR_028695 | 21625 113TH PL SE | LOT 50 WESTCREEK MEADOWS |  |  | Non-Lead - Other | No | 1995-09-20 | 0 | Installation date is after the lead ban |  |  |  |  | Non-Lead - Other |  |  | Installation date is after the lead ban |  |  |  |  | Non-Lead |  |  |  | Domestic
MTR_028648 | 21615 112TH CT SE | LOT 37 WESTCREEK MEADOWS |  |  | Non-Lead - Other | No | 1995-09-20 | 0 | Installation date is after the lead ban |  |  |  |  | Non-Lead - Other |  |  | Installation date is after the lead ban |  |  |  |  | Non-Lead |  |  |  | Domestic
MTR_028694 | 21630 112TH CT SE | LOT 42 WEST CREEK MEADOWS |  |  | Non-Lead - Other | No | 1995-09-20 | 0 | Installation date is after the lead ban |  |  |  |  | Non-Lead - Other |  |  | Installation date is after the lead ban |  |  |  |  | Non-Lead |  |  |  | Domestic
MTR_018447 | 9231 S 202ND ST | L 1 KCSP 584012 (JOSEPH MAIN EXTN) |  |  | Non-Lead - Other | No |  | 0 | Installation date is after the lead ban |  |  |  |  | Non-Lead - Other |  |  | Installation date is after the lead ban |  |  |  |  | Non-Lead |  |  |  | Domestic
MTR_002649 | 20637 92ND AVE S | TAX LOT 71 6-22-5 |  |  | Non-Lead - Other | Unknown |  | 0.75 | Statistical analysis |  |  |  |  | Non-Lead - Other |  |  | Statistical analysis |  |  |  |  | Non-Lead |  |  |  | Assumed
MTR_018462 | 20119 95TH PL S | LOT 14 BRIARMOUNT |  |  | Non-Lead - Other | No | 1998-08-21 | 0 | Installation date is after the lead ban |  |  |  |  | Non-Lead - Other |  |  | Installation date is after the lead ban |  |  |  |  | Non-Lead |  |  |  | Domestic
MTR_020519 | 20103 102ND PL SE | L 18 PARKRIDGE EAST 2 |  |  | Non-Lead - Other | No |  | 0 | Installation date is after the lead ban |  |  |  |  | Non-Lead - Other |  |  | Installation date is after the lead ban |  |  |  |  | Non-Lead |  |  |  | Domestic
MTR_028876 | 11224 SE 220TH PL | LOT 5 BENSON MEADOWS EAST |  |  | Non-Lead - Other | No |  | 0 | Installation date is after the lead ban |  |  |  |  | Non-Lead - Other |  |  | Installation date is after the lead ban |  |  |  |  | Non-Lead |  |  |  | Domestic
MTR_029061 | 11232 SE 222ND ST | LOT 8 PEDERSON PLACE 2 (VICTORIA PL ACE) |  |  | Non-Lead - Other | No |  | 0 | Installation date is after the lead ban |  |  |  |  | Non-Lead - Other |  |  | Installation date is after the lead ban |  |  |  |  | Non-Lead |  |  |  | Domestic
MTR_029019 | 11114 SE 219TH PL | LOT 30 FALCON CREST |  |  | Non-Lead - Other | No |  | 0 | Installation date is after the lead ban |  |  |  |  | Non-Lead - Other |  |  | Installation date is after the lead ban |  |  |  |  | Non-Lead |  |  |  | Domestic
MTR_029027 | 11022 SE 219TH PL | LOT 35 FALCON CREST |  |  | Non-Lead - Other | No |  | 0 | Installation date is after the lead ban |  |  |  |  | Non-Lead - Other |  |  | Installation date is after the lead ban |  |  |  |  | Non-Lead |  |  |  | Domestic
MTR_028710 | 11502 SE 219TH PL | LOT 4 MONTERA |  |  | Non-Lead - Other | No | 1995-09-05 | 0 | Installation date is after the lead ban |  |  |  |  | Non-Lead - Other |  |  | Installation date is after the lead ban |  |  |  |  | Non-Lead |  |  |  | Domestic
MTR_028980 | 11023 SE 219TH PL | LOT 22 FALCON CREST (MONTERA EAST) |  |  | Non-Lead - Other | No |  | 0 | Installation date is after the lead ban |  |  |  |  | Non-Lead - Other |  |  | Installation date is after the lead ban |  |  |  |  | Non-Lead |  |  |  | Domestic
MTR_025146 | 12408 SE 210TH PL | L31 GLENCARIN # 1 |  |  | Non-Lead - Other | No | 1968-03-08 | 0 | Installation date is after the lead ban |  |  |  |  | Non-Lead - Other |  |  | Installation date is after the lead ban |  |  |  |  | Non-Lead |  |  |  | Domestic
MTR_025568 | 12633 SE 213TH ST | L 39 GLENCARIN #3 |  |  | Non-Lead - Other | No |  | 0 | Installation date is after the lead ban |  |  |  |  | Non-Lead - Other |  |  | Installation date is after the lead ban |  |  |  |  | Non-Lead |  |  |  | Domestic
MTR_023421 | 10825 SE 212TH ST | L 38 BENSON HILLS NO 1 |  |  | Non-Lead - Other | Unknown |  | 0 | Statistical analysis |  |  |  |  | Non-Lead - Other |  |  | Statistical analysis |  |  |  |  | Non-Lead |  |  |  | Assumed
MTR_024602 | 20028 127TH LN SE | LOT 11 LINDA CREST #2 |  |  | Non-Lead - Other | No |  | 0 | Installation date is after the lead ban |  |  |  |  | Non-Lead - Other |  |  | Installation date is after the lead ban |  |  |  |  | Non-Lead |  |  |  | Assumed
MTR_017187 | 17811 112TH AVE SE | LOT 11 BENSON HILL |  |  | Non-Lead - Other | No | 1999-09-22 | 0 | Installation date is after the lead ban |  |  |  |  | Non-Lead - Other |  |  | Installation date is after the lead ban |  |  |  |  | Non-Lead |  |  |  | Domestic
MTR_017186 | 17809 112TH AVE SE | LOT 12 BENSON HILL |  |  | Non-Lead - Other | No | 1999-09-22 | 0 | Installation date is after the lead ban |  |  |  |  | Non-Lead - Other |  |  | Installation date is after the lead ban |  |  |  |  | Non-Lead |  |  |  | Domestic
MTR_024594 | 12906 SE 201ST ST | L14 LINDA HIGHLANDS |  |  | Non-Lead - Other | No |  | 0 | Installation date is after the lead ban |  |  |  |  | Non-Lead - Other |  |  | Installation date is after the lead ban |  |  |  |  | Non-Lead |  |  |  | Domestic
MTR_017281 | 10906 SE 179TH PL | L13 BRISTOW ADD. |  |  | Non-Lead - Other | No | 2011-08-10 | 1 | Rectified Plan |  |  |  |  | Non-Lead - Other |  |  | Statistical analysis |  |  |  |  | Non-Lead |  |  |  | Domestic
MTR_027576 | 21756 123RD AVE SE | LOT 75 GLEN MAR |  |  | Non-Lead - Plastic | No | 1975-04-29 | 1 | Rectified Plan | No |  |  |  | Non-Lead - Other |  |  | Installation date is after the lead ban |  |  |  |  | Non-Lead |  |  |  | Domestic
MTR_027545 | 12135 SE 219TH PL | LOT 54 GLEN MAR |  |  | Non-Lead - Plastic | No | 1975-04-29 | 1 | Rectified Plan | No |  |  |  | Non-Lead - Other |  |  | Installation date is after the lead ban |  |  |  |  | Non-Lead |  |  |  | Domestic
MTR_027627 | 11674 SE 217TH PL | LOT 4 ROYAL CREST ESTATES |  |  | Non-Lead - Copper | No | 2005-12-20 | 0 | Rectified Plan | No |  |  |  | Non-Lead - Other |  |  | Installation date is after the lead ban |  |  |  |  | Non-Lead |  |  |  | Domestic
MTR_027993 | 12038 SE 221ST ST | LOT 56 GLENCARIN SOUTH |  |  | Non-Lead - Other | No |  | 0 | Installation date is after the lead ban |  |  |  |  | Non-Lead - Other |  |  | Installation date is after the lead ban |  |  |  |  | Non-Lead |  |  |  | Domestic
MTR_028597 | 12380 SE 221ST ST | LOT 1 SUMMERGLEN #1 |  |  | Non-Lead - Other | No |  | 0 | Installation date is after the lead ban |  |  |  |  | Non-Lead - Other |  |  | Installation date is after the lead ban |  |  |  |  | Non-Lead |  |  |  | Domestic
MTR_019248 | 19908 97TH AVE S | L7 MALABAR HILLS #1 |  |  | Non-Lead - Other | Unknown |  | 0 | Statistical analysis |  |  |  |  | Non-Lead - Other |  |  | Statistical analysis |  |  |  |  | Non-Lead |  |  |  | Assumed
MTR_019307 | 9600 S 198TH PL | LOT 1 KING COUNTY SHORT PLAT #68107 2 |  |  | Non-Lead - Other | Unknown |  | 0 | Statistical analysis |  |  |  |  | Non-Lead - Other |  |  | Statistical analysis |  |  |  |  | Non-Lead |  |  |  | Assumed
MTR_020592 | 19835 105TH AVE SE | L4 DONNYBROOK MANOR |  |  | Non-Lead - Other | Unknown |  | 0 | Statistical analysis |  |  |  |  | Non-Lead - Other |  |  | Statistical analysis |  |  |  |  | Non-Lead |  |  |  | Assumed
MTR_019285 | 19815 98TH AVE S | LOT 3 ORCHARD LANE |  |  | Non-Lead - Other | No |  | 0 | Installation date is after the lead ban |  |  |  |  | Non-Lead - Other |  |  | Installation date is after the lead ban |  |  |  |  | Non-Lead |  |  |  | Assumed
MTR_020579 | 19801 104TH AVE SE | LOT 8 PARKRIDGE EAST |  |  | Non-Lead - Other | No |  | 0 | Installation date is after the lead ban |  |  |  |  | Non-Lead - Other |  |  | Installation date is after the lead ban |  |  |  |  | Non-Lead |  |  |  | Domestic
MTR_020214 | 19651 106TH AVE SE | L3 MURRAY MANOR |  |  | Non-Lead - Other | Unknown |  | 0 | Statistical analysis |  |  |  |  | Non-Lead - Other |  |  | Statistical analysis |  |  |  |  | Non-Lead |  |  |  | Assumed
MTR_024870 | 20335 142ND AVE SE | PORT OF 3-22-5 |  |  | Non-Lead - Other | No |  | 0 | Installation date is after the lead ban |  |  |  |  | Non-Lead - Other |  |  | Installation date is after the lead ban |  |  |  |  | Non-Lead |  |  |  | Assumed
MTR_024886 | 14214 SE 208TH ST | 9931-015170 |  |  | Non-Lead - Other | No |  | 0 | Installation date is after the lead ban |  |  |  |  | Non-Lead - Other |  |  | Installation date is after the lead ban |  |  |  |  | Non-Lead |  |  |  | Assumed
MTR_021565 | 14005 SE 200TH ST | L1 BLK1 FOWLERS ADD. |  |  | Non-Lead - Other | Unknown |  | 0 | Statistical analysis |  |  |  |  | Non-Lead - Other |  |  | Statistical analysis |  |  |  |  | Non-Lead |  |  |  | Domestic
MTR_024859 | 20217 143RD PL SE | 9931-014155 |  |  | Non-Lead - Other | No |  | 0 | Installation date is after the lead ban |  |  |  |  | Non-Lead - Other |  |  | Installation date is after the lead ban |  |  |  |  | Non-Lead |  |  |  | Assumed
MTR_021188 | 14114 SE 198TH ST | LOT 3 LAKE YOUNGS PLACE |  |  | Non-Lead - Other | No | 1995-10-23 | 0 | Installation date is after the lead ban |  |  |  |  | Non-Lead - Other |  |  | Installation date is after the lead ban |  |  |  |  | Non-Lead |  |  |  | Domestic
MTR_024789 | 14324 SE 202ND ST | 9931-013155 |  |  | Non-Lead - Other | No |  | 0 | Installation date is after the lead ban |  |  |  |  | Non-Lead - Other |  |  | Installation date is after the lead ban |  |  |  |  | Non-Lead |  |  |  | Assumed
MTR_020339 | 20065 104TH PL SE | LOT 3 BLK 1 CHERRY TERR. |  |  | Non-Lead - Other | Unknown |  | 0 | Statistical analysis |  |  |  |  | Non-Lead - Other |  |  | Statistical analysis |  |  |  |  | Non-Lead |  |  |  | Assumed
MTR_020096 | 20341 105TH CT SE | LOT 6 CODY'S PLACE |  |  | Non-Lead - Other | No | 2007-10-26 | 0 | Installation date is after the lead ban |  |  |  |  | Non-Lead - Other |  |  | Installation date is after the lead ban |  |  |  |  | Non-Lead |  |  |  | Domestic
MTR_020306 | 20225 106TH AVE SE | LOT 14 CASA VILLA |  |  | Non-Lead - Other | Unknown |  | 0 | Statistical analysis |  |  |  |  | Non-Lead Plastic |  |  | Field inspection only with no records | Yes | Visual inspection at meter pit | 2023-11-30 |  | Non-Lead |  |  |  | Domestic
MTR_020525 | 20208 102ND PL SE | LOT 39 PARKRIDGE EAST 2 |  |  | Non-Lead - Other | No |  | 0 | Installation date is after the lead ban |  |  |  |  | Non-Lead - Other |  |  | Installation date is after the lead ban |  |  |  |  | Non-Lead |  |  |  | Assumed
MTR_020311 | 20224 106TH AVE SE | LOT 5 CASA VILLA |  |  | Non-Lead - Other | Unknown |  | 0 | Statistical analysis |  |  |  |  | Non-Lead - Other |  |  | Statistical analysis |  |  |  |  | Non-Lead |  |  |  | Domestic
MTR_020625 | 20314 106TH PL SE | PARR C DOWNING SHORT PLT |  |  | Non-Lead - Other | No | 1978-07-26 | 0 | Installation date is after the lead ban |  |  |  |  | Non-Lead - Other |  |  | Installation date is after the lead ban |  |  |  |  | Non-Lead |  |  |  | Domestic
MTR_019289 | 9507 S 199TH ST | L 11 BLK 2 SPRINGBROOK R |  |  | Non-Lead - Other | No |  | 0 | Installation date is after the lead ban |  |  |  |  | Non-Lead - Other |  |  | Installation date is after the lead ban |  |  |  |  | Non-Lead |  |  |  | Assumed
MTR_018709 | 9032 S 204TH PL | LOT 22 SOPHIA GLEN |  |  | Non-Lead - Other | No |  |  | Installation date is after the lead ban |  |  |  |  | Non-Lead - Other |  |  | Installation date is after the lead ban |  |  |  |  | Non-Lead
MTR_019333 | 9548 S 200TH ST | PORTION TRACT 5 SPRINGBROOK ACRE TR |  |  | Non-Lead - Other | Unknown |  | 0 | Statistical analysis |  |  |  |  | Non-Lead - Other |  |  | Statistical analysis |  |  |  |  | Non-Lead |  |  |  | Assumed
MTR_019353 | 9502 S 200TH ST | LOT 4 KCSP 1182029 |  |  | Non-Lead - Other | No |  | 0 | Installation date is after the lead ban |  |  |  |  | Non-Lead - Other |  |  | Installation date is after the lead ban |  |  |  |  | Non-Lead |  |  |  | Assumed
MTR_019966 | SE 199TH & 101ST AVE SE | SE 199TH & 101ST AVE SE |  |  | Non-Lead - Other | No | 2003-08-27 | 0 | Statistical analysis |  |  |  |  | Non-Lead - Other |  |  | Statistical analysis |  |  |  |  | Non-Lead |  |  |  | Domestic
MTR_019297 | 9248 S 198TH ST | LOT 6 BLOCK 1 SPRINGBROOK RANCHETTE S |  |  | Non-Lead - Other | No |  | 0 | Installation date is after the lead ban |  |  |  |  | Non-Lead - Other |  |  | Installation date is after the lead ban |  |  |  |  | Non-Lead |  |  |  | Assumed
MTR_015846 | 18911 146TH AVE SE | TAX LOT 186 34-23-5 |  |  | Non-Lead - Other | No | 1983-09-01 | 0 | Installation date is after the lead ban |  |  |  |  | Non-Lead - Other |  |  | Installation date is after the lead ban |  |  |  |  | Non-Lead |  |  |  | Domestic
MTR_015859 | 14725 SE 187TH CT | LOT 9 FAIRHAVEN 3 |  |  | Non-Lead - Other | No | 2004-03-12 | 0 | Installation date is after the lead ban |  |  |  |  | Non-Lead - Other |  |  | Installation date is after the lead ban |  |  |  |  | Non-Lead |  |  |  | Domestic
MTR_015913 | 18430 143RD CT SE | LOT 11 FAIRWOOD POND ESTATES |  |  | Non-Lead - Other | No | 1989-02-10 | 0 | Installation date is after the lead ban |  |  |  |  | Non-Lead - Other |  |  | Installation date is after the lead ban |  |  |  |  | Non-Lead |  |  |  | Domestic
MTR_015760 | 14020 SE 188TH WAY | LOT 3 FAIRHAVEN |  |  | Non-Lead - Other | No | 1995-08-03 | 0 | Installation date is after the lead ban |  |  |  |  | Non-Lead - Other |  |  | Installation date is after the lead ban |  |  |  |  | Non-Lead |  |  |  | Domestic
MTR_015884 | 14622 SE 184TH PL | LOT 7 FAIRWOOD FIRS #2 |  |  | Non-Lead - Other | No | 1988-09-27 | 0 | Installation date is after the lead ban |  |  |  |  | Non-Lead - Other |  |  | Installation date is after the lead ban |  |  |  |  | Non-Lead |  |  |  | Domestic
MTR_015929 | 14523 SE 184TH PL | LOT 29 FAIRWOOD FIRS #2 |  |  | Non-Lead - Other | No | 1988-09-27 | 0 | Installation date is after the lead ban |  |  |  |  | Non-Lead - Other |  |  | Installation date is after the lead ban |  |  |  |  | Non-Lead |  |  |  | Domestic
MTR_021913 | 13341 SE 195TH ST | L17 FOREST TRAILS 3 |  |  | Non-Lead - Other | No |  | 0 | Rectified Plan | No |  |  |  | Non-Lead - Other |  |  | Installation date is after the lead ban |  |  |  |  | Non-Lead |  |  |  | Domestic
MTR_021928 | 19312 133RD AVE SE | LOT 32 FOREST TRAILS #3 |  |  | Non-Lead - Other | No |  | 0 | Converted CAD | No |  |  |  | Non-Lead - Other |  |  | Installation date is after the lead ban |  |  |  |  | Non-Lead |  |  |  | Domestic
MTR_021953 | 19622 136TH PL SE | L 2 KCSP 1076059 |  |  | Non-Lead - Other | No |  | 0 | Rectified Plan | No |  |  |  | Non-Lead - Other |  |  | Installation date is after the lead ban |  |  |  |  | Non-Lead |  |  |  | Domestic
MTR_021961 | 19426 136TH PL SE | L11 BLK2 ALPINE MANOR |  |  | Non-Lead - Other | Unknown |  | 0 | Statistical analysis |  |  |  |  | Non-Lead - Other |  |  | Statistical analysis |  |  |  |  | Non-Lead |  |  |  | Assumed
MTR_022564 | 19449 115TH PL SE | LOT 70 PLATEAU @ PANTHER LAKE |  |  | Non-Lead - Other | No | 2007-03-05 | 0 | Installation date is after the lead ban |  |  |  |  | Non-Lead - Other |  |  | Installation date is after the lead ban |  |  |  |  | Non-Lead |  |  |  | Domestic
MTR_021519 | 19854 140TH AVE SE | LOT C K.C.SHORT PLAT #3337R (KOVAL SUBDIVISION) |  |  | Non-Lead - Other | No |  | 0 | Installation date is after the lead ban |  |  |  |  | Non-Lead - Other |  |  | Installation date is after the lead ban |  |  |  |  | Non-Lead |  |  |  | Assumed
MTR_021847 | 19501 135TH AVE SE | LOT 21 FAIRFIELD GLEN |  |  | Non-Lead - Other | No |  | 0 | Converted CAD | No |  |  |  | Non-Lead - Other |  |  | Installation date is after the lead ban |  |  |  |  | Non-Lead |  |  |  | Domestic
MTR_021694 | 19819 138TH AVE SE | L41 STAFFORD HANSELL 11 |  |  | Non-Lead - Other | No |  | 0 | Rectified Plan | No |  |  |  | Non-Lead - Other |  |  | Installation date is after the lead ban |  |  |  |  | Non-Lead |  |  |  | Domestic
MTR_021813 | 13401 SE 196TH ST | LOT 34 FOREST TRAILS #4 |  |  | Non-Lead - Other | No |  | 0 | Rectified Plan | No |  |  |  | Non-Lead - Other |  |  | Installation date is after the lead ban |  |  |  |  | Non-Lead |  |  |  | Domestic
MTR_021662 | 13811 SE 193RD ST | LOT 23 ROCK CREEK |  |  | Non-Lead - Other | No |  | 0 | Rectified Plan | No |  |  |  | Non-Lead - Other |  |  | Installation date is after the lead ban |  |  |  |  | Non-Lead |  |  |  | Domestic
MTR_021659 | 19314 138TH AVE SE | LOT 20 ROCK CREEK |  |  | Non-Lead - Other | No |  | 0 | Rectified Plan | No |  |  |  | Non-Lead - Other |  |  | Installation date is after the lead ban |  |  |  |  | Non-Lead |  |  |  | Domestic
MTR_021464 | 14614 SE 198TH ST | LOT 10 RUDDELLS 3RD ADD |  |  | Non-Lead - Other | No |  | 0 | Installation date is after the lead ban |  |  |  |  | Non-Lead - Other |  |  | Installation date is after the lead ban |  |  |  |  | Non-Lead |  |  |  | Domestic
MTR_021552 | 14421 SE 192ND ST-MBL | TAX LOT 267 3-22-2 |  |  | Non-Lead - Other | Unknown |  | 0 | Statistical analysis |  |  |  |  | Non-Lead - Other |  |  | Statistical analysis |  |  |  |  | Non-Lead |  |  |  | Assumed
MTR_021381 | 19300 142ND PL SE | L39 LORI LANE |  |  | Non-Lead - Other | No |  | 0 | Installation date is after the lead ban |  |  |  |  | Non-Lead - Other |  |  | Installation date is after the lead ban |  |  |  |  | Non-Lead |  |  |  | Domestic
MTR_021398 | 19310 141ST AVE SE | LOT 61 LORI LANE |  |  | Non-Lead - Other | No |  | 0 | Installation date is after the lead ban |  |  |  |  | Non-Lead - Other |  |  | Installation date is after the lead ban |  |  |  |  | Non-Lead |  |  |  | Domestic
MTR_021362 | 14041 SE 194TH ST | LOT 16 LORI LANE |  |  | Non-Lead - Other | No |  | 0 | Installation date is after the lead ban |  |  |  |  | Non-Lead - Other |  |  | Installation date is after the lead ban |  |  |  |  | Non-Lead |  |  |  | Domestic
MTR_021338 | 19219 142ND PL SE | LOT 5 LORI LANE |  |  | Non-Lead - Other | No |  | 0 | Installation date is after the lead ban |  |  |  |  | Non-Lead - Other |  |  | Installation date is after the lead ban |  |  |  |  | Non-Lead |  |  |  | Domestic
MTR_019081 | 4835 MAIN AVE S | TL171 W1/2 SEC 32-23-5 |  |  | Non-Lead - Other | No | 1979-09-01 | 0 | Relative Placement |  |  |  |  | Non-Lead - Other |  |  | Statistical analysis |  |  |  |  | Non-Lead |  |  |  | Assumed
MTR_018790 | 10341 SE 185TH PL | TAX LOT 121 SEC 32-23-5 |  |  | Non-Lead - Other | No |  | 2 | Installation date is after the lead ban |  |  |  |  | Non-Lead - Other |  |  | Installation date is after the lead ban |  |  |  |  | Non-Lead |  |  |  | Assumed
MTR_024736 | 20041 139TH WAY SE | LOT 5 KENT RIDGE PLACE |  |  | Non-Lead - Other | No | 1997-01-08 | 0 | Installation date is after the lead ban |  |  |  |  | Non-Lead - Other |  |  | Installation date is after the lead ban |  |  |  |  | Non-Lead |  |  |  | Domestic
MTR_016523 | 17620 160TH AVE SE | L57 CANDLEWOOD RIDGE #1 |  |  | Non-Lead - Other | No |  | 0 | Installation date is after the lead ban |  |  |  |  | Non-Lead - Other |  |  | Installation date is after the lead ban |  |  |  |  | Non-Lead |  |  |  | Domestic
MTR_026813 | 22465 133RD AVE SE | LOT 70 FERN CREST 2 |  |  | Non-Lead - Other | No | 2005-09-02 | 0 | Installation date is after the lead ban |  |  |  |  | Non-Lead - Other |  |  | Installation date is after the lead ban |  |  |  |  | Non-Lead |  |  |  | Domestic
MTR_019032 | 19022 102ND AVE SE | LOT 10 PANTHER MEADOW |  |  | Non-Lead - Other | No | 1989-06-05 | 0 | Installation date is after the lead ban |  |  |  |  | Non-Lead - Other |  |  | Installation date is after the lead ban |  |  |  |  | Non-Lead |  |  |  | Domestic
MTR_028094 | 11804 SE 219TH PL | LOT 67 CROWN ROYAL |  |  | Non-Lead - Other | No |  | 0 | Installation date is after the lead ban |  |  |  |  | Non-Lead - Other |  |  | Installation date is after the lead ban |  |  |  |  | Non-Lead |  |  |  | Assumed
MTR_011291 | 16482 109TH AVE SE | SOUTH 75 LOT 6 BLK 7 AKERS FARMS #6 |  |  | Non-Lead - Other | Unknown |  | 0 | Statistical analysis |  |  |  |  | Non-Lead - Other |  |  | Statistical analysis |  |  |  |  | Non-Lead |  |  |  | Assumed
MTR_026985 | 13312 SE 224TH PL | LOT 2 FERN CREST 2 |  |  | Non-Lead - Other | No | 2005-09-02 | 0 | Installation date is after the lead ban |  |  |  |  | Non-Lead - Other |  |  | Installation date is after the lead ban |  |  |  |  | Non-Lead |  |  |  | Domestic
MTR_010997 | 12216 SE 236TH ST | L 48 MERIDIAN VILLA EST. |  |  | Non-Lead - Other | Unknown | 1966-09-01 | 0.75 | Rectified Plan | No |  |  |  | Non-Lead - Other |  |  | Statistical analysis |  |  |  |  | Non-Lead |  |  |  | Domestic
MTR_028580 | 12513 SE 221ST PL | LOT 68 SUMMERGLEN #2 |  |  | Non-Lead - Other | No |  | 5.25 | Installation date is after the lead ban |  |  |  |  | Non-Lead - Other |  |  | Installation date is after the lead ban |  |  |  |  | Non-Lead |  |  |  | Hydrant
MTR_026497 | 23031 128TH PL SE | LOT 51 MISTY MEADOWS #3 |  |  | Non-Lead - Other | No |  | 0 | Installation date is after the lead ban |  |  |  |  | Non-Lead - Other |  |  | Installation date is after the lead ban |  |  |  |  | Non-Lead |  |  |  | Domestic
MTR_017403 | 17844 120TH AVE SE | TL 25 SEC 33-23-5 |  |  | Non-Lead - Other | No | 1975-08-05 | 0 | Relative Placement |  |  |  |  | Non-Lead - Other |  |  | Statistical analysis |  |  |  |  | Non-Lead |  |  |  | Assumed
MTR_015304 | 16960 129TH AVE SE | L22 RENTON PARK #2 |  |  | Non-Lead - Other | No | 2011-08-10 | 0 | Rectified Plan |  |  |  |  | Non-Lead - Other |  |  | Statistical analysis |  |  |  |  | Non-Lead |  |  |  | Domestic
MTR_022992 | 19205 124TH AVE SE | LOT 4 SP5 AC. TR. 4-22-5 |  |  | Non-Lead - Other | No |  | 0 | Installation date is after the lead ban |  |  |  |  | Non-Lead - Other |  |  | Installation date is after the lead ban |  |  |  |  | Non-Lead |  |  |  | Assumed
MTR_027961 | 11816 SE 223RD DR | LOT 115 MEADOWGREEN ESTATES |  |  | Non-Lead - Other | No |  | 0 | Installation date is after the lead ban |  |  |  |  | Non-Lead - Other |  |  | Installation date is after the lead ban |  |  |  |  | Non-Lead |  |  |  | Domestic
MTR_026938 | 13229 SE 225TH PL | LOT 52 FERN CREST 2 |  |  | Non-Lead - Other | No | 2005-09-02 | 0 | Installation date is after the lead ban |  |  |  |  | Non-Lead - Other |  |  | Installation date is after the lead ban |  |  |  |  | Non-Lead |  |  |  | Domestic
MTR_019094 | 19113 104TH PL SE | LOT 21 EAGLEBROOK |  |  | Non-Lead - Other | No |  | 0 | Installation date is after the lead ban |  |  |  |  | Non-Lead - Other |  |  | Installation date is after the lead ban |  |  |  |  | Non-Lead |  |  |  | Assumed
MTR_026741 | 22610 133RD PL SE | LOT 15 FERN CREST AKA MEADOW RIDGE |  |  | Non-Lead - Other | No | 2005-06-17 | 0 | Installation date is after the lead ban |  |  |  |  | Non-Lead - Other |  |  | Installation date is after the lead ban |  |  |  |  | Non-Lead |  |  |  | Domestic
MTR_028466 | 12620 SE 222ND PL | LOT 141 SUMMERGLEN #3 |  |  | Non-Lead - Other | No |  | 5.25 | Installation date is after the lead ban |  |  |  |  | Non-Lead - Other |  |  | Installation date is after the lead ban |  |  |  |  | Non-Lead |  |  |  | Hydrant
MTR_006808 | 11635 SE 164TH ST | LOT 64 CASCADE HILLS #5 |  |  | Non-Lead - Other | Unknown |  | 0.75 | Statistical analysis |  |  |  |  | Non-Lead - Other |  |  | Statistical analysis |  |  |  |  | Non-Lead |  |  |  | Assumed
MTR_021220 | 19817 142ND PL SE | LOT 19 COUNTRY GATE |  |  | Non-Lead - Other | No | 2001-02-01 | 0 | Installation date is after the lead ban |  |  |  |  | Non-Lead - Other |  |  | Installation date is after the lead ban |  |  |  |  | Non-Lead |  |  |  | Domestic
MTR_011602 | 16312 131ST AVE SE | L43 FAIRWOOD DIV. #9 |  |  | Non-Lead - Other | No |  | 1 | Installation date is after the lead ban |  |  |  |  | Non-Lead - Other |  |  | Installation date is after the lead ban |  |  |  |  | Non-Lead |  |  |  | Domestic
MTR_027750 | 11623 SE 219TH PL | LOT 1 KCSP #L00S0016 |  |  | Non-Lead - Other | No |  | 0 | Installation date is after the lead ban |  |  |  |  | Non-Lead - Other |  |  | Installation date is after the lead ban |  |  |  |  | Non-Lead |  |  |  | Assumed
MTR_009432 | 16301 120TH AVE SE | L 28 B 2 CASCADE HILLS 2 |  |  | Non-Lead - Other | No | 2006-08-31 | 1 | Rectified Plan |  |  |  |  | Non-Lead - Other |  |  | Statistical analysis |  |  |  |  | Non-Lead |  |  |  | Domestic
MTR_011575 | 12804 SE 162ND ST | LOT 56 FAIRWOOD DIVISION #9 |  |  | Non-Lead - Other | No |  | 1 | Installation date is after the lead ban |  |  |  |  | Non-Lead - Other |  |  | Installation date is after the lead ban |  |  |  |  | Non-Lead |  |  |  | Domestic
MTR_028391 | 21701 125TH AVE SE | LOT 45 PARKWAY ESTATES |  |  | Non-Lead - Other | No | 1978-07-26 | 0 | Installation date is after the lead ban |  |  |  |  | Non-Lead - Other |  |  | Installation date is after the lead ban |  |  |  |  | Non-Lead |  |  |  | Domestic
MTR_000694 | 11639 SE 164TH ST | L 65 CASCADE HILLS 5 |  |  | Non-Lead - Other | Unknown |  | 0.75 | Statistical analysis |  |  |  |  | Non-Lead - Other |  |  | Statistical analysis |  |  |  |  | Non-Lead |  |  |  | Assumed
MTR_023950 | 10037 SE 212TH ST | L 21 B 2 OLYMPIC VIEW HT |  |  | Non-Lead - Other | Unknown |  | 0 | Statistical analysis |  |  |  |  | Non-Lead - Other |  |  | Statistical analysis |  |  |  |  | Non-Lead |  |  |  | Domestic
MTR_025603 | 12942 SE 214TH PL | LOT 13 HILLSHIRE TERRACE |  |  | Non-Lead - Other | No | 1995-09-19 | 0 | Installation date is after the lead ban |  |  |  |  | Non-Lead - Other |  |  | Installation date is after the lead ban |  |  |  |  | Non-Lead |  |  |  | Domestic
MTR_006890 | 16416 116TH PL SE | L 79 CASCADE HILLS 5 |  |  | Non-Lead - Other | No | 2019-08-05 | 0.75 | Rectified Plan |  |  |  |  | Non-Lead - Other |  |  | Statistical analysis |  |  |  |  | Non-Lead |  |  |  | Domestic
MTR_023806 | 10216 SE 222ND ST | LOT 23 ANNANDALE |  |  | Non-Lead - Other | No | 2004-07-27 | 0 | Installation date is after the lead ban |  |  |  |  | Non-Lead - Other |  |  | Installation date is after the lead ban |  |  |  |  | Non-Lead |  |  |  | Domestic
MTR_024411 | 20326 131ST PL SE | LOT 5 GREYSTONE |  |  | Non-Lead - Other | No | 1995-08-03 | 0 | Installation date is after the lead ban |  |  |  |  | Non-Lead - Other |  |  | Installation date is after the lead ban |  |  |  |  | Non-Lead |  |  |  | Domestic
MTR_024155 | 11403 SE 208TH ST | TL 75 8-22-5 |  |  | Non-Lead - Other | Unknown |  | 0 | Statistical analysis |  |  |  |  | Non-Lead - Other |  |  | Statistical analysis |  |  |  |  | Non-Lead |  |  |  | Assumed
MTR_025709 | 13113 SE 210TH PL | LOT 31 LAUREL SPRINGS |  |  | Non-Lead - Other | No | 2003-12-11 | 0 | Installation date is after the lead ban |  |  |  |  | Non-Lead - Other |  |  | Installation date is after the lead ban |  |  |  |  | Non-Lead |  |  |  | Domestic
MTR_029660 | 11143 SE 227TH PL | LOT 17 KENTON FIRS |  |  | Non-Lead - Other | Unknown |  | 0 | Statistical analysis |  |  |  |  | Non-Lead - Other |  |  | Statistical analysis |  |  |  |  | Non-Lead |  |  |  | Domestic
MTR_028673 | 21613 113TH PL SE | LOT 48 WEST CREEK MEADOWS |  |  | Non-Lead - Other | No | 1995-09-20 | 0 | Installation date is after the lead ban |  |  |  |  | Non-Lead - Other |  |  | Installation date is after the lead ban |  |  |  |  | Non-Lead |  |  |  | Domestic
MTR_028677 | 21733 113TH PL SE | LOT 53 WEST CREEK MEADOWS |  |  | Non-Lead - Other | No | 1995-09-20 | 0 | Installation date is after the lead ban |  |  |  |  | Non-Lead - Other |  |  | Installation date is after the lead ban |  |  |  |  | Non-Lead |  |  |  | Domestic
MTR_023486 | 21306 109TH AVE SE | LOT 25 BENSON HILLS #1 |  |  | Non-Lead - Other | Unknown |  | 0 | Statistical analysis |  |  |  |  | Non-Lead - Other |  |  | Statistical analysis |  |  |  |  | Non-Lead |  |  |  | Assumed
MTR_023424 | 10806 SE 213TH ST | L 34 BENSON HILLS NO 1 |  |  | Non-Lead - Other | Unknown |  | 0 | Statistical analysis |  |  |  |  | Non-Lead - Other |  |  | Statistical analysis |  |  |  |  | Non-Lead |  |  |  | Assumed
MTR_023549 | 11221 SE 216TH ST | LOT 9 WEST CREEK COURT |  |  | Non-Lead - Other | No | 2006-01-24 | 0 | Installation date is after the lead ban |  |  |  |  | Non-Lead - Other |  |  | Installation date is after the lead ban |  |  |  |  | Non-Lead |  |  |  | Domestic
MTR_023543 | 11355 SE 214TH ST | LOT 4 ROSEWOOD PLAT |  |  | Non-Lead - Other | No | 2003-04-10 | 0 | Installation date is after the lead ban |  |  |  |  | Non-Lead - Other |  |  | Installation date is after the lead ban |  |  |  |  | Non-Lead |  |  |  | Domestic
MTR_029738 | 11201 SE 225TH ST | L 39 STOCKTON |  |  | Non-Lead - Other | No |  | 0 | Installation date is after the lead ban |  |  |  |  | Non-Lead - Other |  |  | Installation date is after the lead ban |  |  |  |  | Non-Lead |  |  |  | Domestic
MTR_029286 | 11109 SE 224TH PL | L 74 STOCKTON |  |  | Non-Lead - Other | No |  | 0 | Installation date is after the lead ban |  |  |  |  | Non-Lead - Other |  |  | Installation date is after the lead ban |  |  |  |  | Non-Lead |  |  |  | Domestic
MTR_028752 | 10945 SE 223RD ST | RENTAL OFFICE BENSON E. |  |  | Non-Lead - Other | No | 1977-05-13 | 1 | Statistical analysis |  |  |  |  | Non-Lead - Other |  |  | Statistical analysis |  |  |  |  | Non-Lead |  |  |  | Domestic
MTR_029310 | 11024 SE 225TH ST | L 93 STOCKTON |  |  | Non-Lead - Other | No |  | 0 | Installation date is after the lead ban |  |  |  |  | Non-Lead - Other |  |  | Installation date is after the lead ban |  |  |  |  | Non-Lead |  |  |  | Domestic
MTR_028907 | 22304 114TH PL SE | L 6 JOHN VELKOFF ADD |  |  | Non-Lead - Other | Unknown |  | 0 | Statistical analysis |  |  |  |  | Non-Lead - Other |  |  | Statistical analysis |  |  |  |  | Non-Lead |  |  |  | Assumed
MTR_021217 | 14205 SE 198TH ST | LOT 22 COUNTRY GATE |  |  | Non-Lead - Other | No | 2001-02-01 | 0 | Installation date is after the lead ban |  |  |  |  | Non-Lead - Other |  |  | Installation date is after the lead ban |  |  |  |  | Non-Lead |  |  |  | Domestic
MTR_029740 | 11439 SE 225TH ST | L 52 STOCKTON |  |  | Non-Lead - Other | No |  | 0 | Installation date is after the lead ban |  |  |  |  | Non-Lead - Other |  |  | Installation date is after the lead ban |  |  |  |  | Non-Lead |  |  |  | Assumed
MTR_029091 | 11310 SE 218TH PL | LOT 8 FOREST MEADOWS |  |  | Non-Lead - Other | No |  | 0 | Installation date is after the lead ban |  |  |  |  | Non-Lead - Other |  |  | Installation date is after the lead ban |  |  |  |  | Non-Lead |  |  |  | Domestic
MTR_029105 | 11130 SE 218TH PL | LOT 1 ALDER HEIGHTS |  |  | Non-Lead - Other | No |  | 0 | Installation date is after the lead ban |  |  |  |  | Non-Lead - Other |  |  | Installation date is after the lead ban |  |  |  |  | Non-Lead |  |  |  | Domestic
MTR_026956 | 12611 SE 231ST ST | L25 MERIDIAN HIGHLANDS |  |  | Non-Lead - Other | No |  | 0 | Installation date is after the lead ban |  |  |  |  | Non-Lead - Other |  |  | Installation date is after the lead ban |  |  |  |  | Non-Lead |  |  |  | Domestic
MTR_025734 | 12832 SE 212TH ST | LOT 2 SH PL 08239 |  |  | Non-Lead - Other | No | 2005-01-13 | 0 | Installation date is after the lead ban |  |  |  |  | Non-Lead - Other |  |  | Installation date is after the lead ban |  |  |  |  | Non-Lead |  |  |  | Domestic
MTR_029058 | 10918 SE 218TH PL | LOT 13 ALDER HEIGHTS |  |  | Non-Lead - Other | No |  | 0 | Installation date is after the lead ban |  |  |  |  | Non-Lead - Other |  |  | Installation date is after the lead ban |  |  |  |  | Non-Lead |  |  |  | Domestic
MTR_029044 | 10923 SE 220TH PL | L5 BENSON MEADOWS #1 |  |  | Non-Lead - Other | No |  | 0 | Installation date is after the lead ban |  |  |  |  | Non-Lead - Other |  |  | Installation date is after the lead ban |  |  |  |  | Non-Lead |  |  |  | Domestic
MTR_028890 | 11104 SE 220TH PL | LOT20 BENSON MEADOWS #1 |  |  | Non-Lead - Other | No |  | 0 | Installation date is after the lead ban |  |  |  |  | Non-Lead - Other |  |  | Installation date is after the lead ban |  |  |  |  | Non-Lead |  |  |  | Domestic
MTR_028934 | 22121 112TH PL SE | LOT 16 PEDERSON PLACE #2 (VICTORIA PLACE) |  |  | Non-Lead - Other | No |  | 0 | Installation date is after the lead ban |  |  |  |  | Non-Lead - Other |  |  | Installation date is after the lead ban |  |  |  |  | Non-Lead |  |  |  | Domestic
MTR_027131 | 22811 126TH AVE SE | L47 CORONADO KNOLLS |  |  | Non-Lead - Other | No |  | 0 | Installation date is after the lead ban |  |  |  |  | Non-Lead - Other |  |  | Installation date is after the lead ban |  |  |  |  | Non-Lead |  |  |  | Domestic
MTR_028932 | 22120 112TH PL SE | LOT 12 PEDERSON PLACE #2 (VICTORIA |  |  | Non-Lead - Other | No |  | 0 | Installation date is after the lead ban |  |  |  |  | Non-Lead - Other |  |  | Installation date is after the lead ban |  |  |  |  | Non-Lead |  |  |  | Domestic
MTR_028707 | 11524 SE 219TH PL | LOT 1 MONTERA |  |  | Non-Lead - Other | No | 1995-09-05 | 0 | Installation date is after the lead ban |  |  |  |  | Non-Lead - Other |  |  | Installation date is after the lead ban |  |  |  |  | Non-Lead |  |  |  | Domestic
MTR_028726 | 11223 SE 219TH PL | LOT 22 MONTERA |  |  | Non-Lead - Other | No | 1995-09-05 | 0 | Installation date is after the lead ban |  |  |  |  | Non-Lead - Other |  |  | Installation date is after the lead ban |  |  |  |  | Non-Lead |  |  |  | Domestic
MTR_029020 | 11110 SE 219TH PL | LOT 31 FALCON CREST |  |  | Non-Lead - Other | No |  | 0 | Installation date is after the lead ban |  |  |  |  | Non-Lead - Other |  |  | Installation date is after the lead ban |  |  |  |  | Non-Lead |  |  |  | Domestic
MTR_029030 | 11018 SE 219TH PL | LOT 36 FALCON CREST |  |  | Non-Lead - Other | No |  | 0 | Installation date is after the lead ban |  |  |  |  | Non-Lead - Other |  |  | Installation date is after the lead ban |  |  |  |  | Non-Lead |  |  |  | Domestic
MTR_028732 | 11320 SE 219TH PL | LOT 9 MONTERA |  |  | Non-Lead - Other | No | 1995-09-05 | 0 | Installation date is after the lead ban |  |  |  |  | Non-Lead - Other |  |  | Installation date is after the lead ban |  |  |  |  | Non-Lead |  |  |  | Domestic
MTR_028734 | 11308 SE 219TH PL | LOT 11 MONTERA |  |  | Non-Lead - Other | No | 1995-09-05 | 0 | Installation date is after the lead ban |  |  |  |  | Non-Lead - Other |  |  | Installation date is after the lead ban |  |  |  |  | Non-Lead |  |  |  | Domestic
MTR_028950 | 11201 SE 218TH PL | LOT 15 FOREST MEADOWS |  |  | Non-Lead - Other | No |  | 0 | Installation date is after the lead ban |  |  |  |  | Non-Lead - Other |  |  | Installation date is after the lead ban |  |  |  |  | Non-Lead |  |  |  | Domestic
MTR_028793 | 11406 SE 223RD ST | 9914-005370 |  |  | Non-Lead - Other | No |  | 0 | Installation date is after the lead ban |  |  |  |  | Non-Lead - Other |  |  | Installation date is after the lead ban |  |  |  |  | Non-Lead |  |  |  | Assumed
MTR_024936 | 11914 SE 209TH PL | LOT 7 BOCEKS FIRST ADDITION |  |  | Non-Lead - Plastic | No | 1995-06-12 | 0 | Rectified Plan | No |  |  |  | Non-Lead - Other |  |  | Installation date is after the lead ban |  |  |  |  | Non-Lead |  |  |  | Domestic
MTR_025113 | 21305 120TH AVE SE | L 42 GREEN TREE EAST |  |  | Non-Lead - Other | No | 1972-06-01 | 0 | Installation date is after the lead ban |  |  |  |  | Non-Lead - Other |  |  | Installation date is after the lead ban |  |  |  |  | Non-Lead |  |  |  | Domestic
MTR_025015 | 11901 SE 212TH PL | LOT 10 EL DORADO HILLS#1 |  |  | Non-Lead - Other | No | 1981-02-01 | 0 | Installation date is after the lead ban |  |  |  |  | Non-Lead - Other |  |  | Installation date is after the lead ban |  |  |  |  | Non-Lead |  |  |  | Domestic
MTR_025053 | 12001 SE 212TH PL | LOT 30 GREEN TREE EAST |  |  | Non-Lead - Other | No | 1972-06-01 | 0 | Installation date is after the lead ban |  |  |  |  | Non-Lead - Other |  |  | Installation date is after the lead ban |  |  |  |  | Non-Lead |  |  |  | Domestic
MTR_025060 | 12032 SE 215TH ST | L 68 GREEN TREE EAST |  |  | Non-Lead - Other | No | 1972-06-01 | 0 | Installation date is after the lead ban |  |  |  |  | Non-Lead - Other |  |  | Installation date is after the lead ban |  |  |  |  | Non-Lead |  |  |  | Domestic
MTR_025703 | 21022 131ST PL SE | LOT 38 LAUREL SPRINGS |  |  | Non-Lead - Other | No | 2003-12-11 | 0 | Installation date is after the lead ban |  |  |  |  | Non-Lead - Other |  |  | Installation date is after the lead ban |  |  |  |  | Non-Lead |  |  |  | Domestic
MTR_024891 | 13524 SE 208TH ST | TAX LOT 11 SEC 3-22-5 |  |  | Non-Lead - Other | Unknown |  | 0 | Statistical analysis |  |  |  |  | Non-Lead - Other |  |  | Statistical analysis |  |  |  |  | Non-Lead |  |  |  | Assumed
MTR_021397 | 19316 141ST AVE SE | LOT 60 LORI LANE |  |  | Non-Lead - Other | No |  | 0 | Installation date is after the lead ban |  |  |  |  | Non-Lead - Other |  |  | Installation date is after the lead ban |  |  |  |  | Non-Lead |  |  |  | Domestic
MTR_016828 | 15339 SE 183RD DR | LOT 4 CARRIAGEWOOD #6 |  |  | Non-Lead - Other | No | 1983-08-01 | 0 | Installation date is after the lead ban |  |  |  |  | Non-Lead - Other |  |  | Installation date is after the lead ban |  |  |  |  | Non-Lead |  |  |  | Domestic
MTR_016153 | 15914 SE 184TH ST | LOT 14 CARRIAGEWOOD #8 |  |  | Non-Lead - Plastic | No | 1983-07-01 | 0 | Rectified Plan | No |  |  |  | Non-Lead - Other |  |  | Installation date is after the lead ban |  |  |  |  | Non-Lead |  |  |  | Domestic
MTR_021937 | 19253 136TH PL SE | LOT 7 BLOCK 1 ALPINE MANOR |  |  | Non-Lead - Other | Unknown |  | 0 | Statistical analysis |  |  |  |  | Non-Lead - Other |  |  | Statistical analysis |  |  |  |  | Non-Lead |  |  |  | Domestic
MTR_016194 | 17719 163RD PL SE | LOT 101 CANDLEWOOD RIDGE #3 |  |  | Non-Lead - Plastic | No | 1977-07-13 | 1 | Rectified Plan | No |  |  |  | Non-Lead - Other |  |  | Installation date is after the lead ban |  |  |  |  | Non-Lead |  |  |  | Domestic
MTR_016442 | 15952 SE 176TH PL | L64 CANDLEWOOD RIDGE #1 |  |  | Non-Lead - Other | No |  | 0 | Installation date is after the lead ban |  |  |  |  | Non-Lead - Other |  |  | Installation date is after the lead ban |  |  |  |  | Non-Lead |  |  |  | Domestic
MTR_016294 | 17644 157TH AVE SE | L19 CANDLEWOOD RIDGE #2 |  |  | Non-Lead - Other | No | 1976-05-06 | 0 | Installation date is after the lead ban |  |  |  |  | Non-Lead - Other |  |  | Installation date is after the lead ban |  |  |  |  | Non-Lead |  |  |  | Domestic
MTR_017012 | 15412 SE 176TH PL | LOT 85 CANDLEWOOD RIDGE #4 |  |  | Non-Lead - Other | No | 1977-07-01 | 0 | Installation date is after the lead ban |  |  |  |  | Non-Lead - Other |  |  | Installation date is after the lead ban |  |  |  |  | Non-Lead |  |  |  | Domestic
MTR_017014 | 15406 SE 176TH PL | LOT 86 CANDLEWOOD RIDGE #4 |  |  | Non-Lead - Other | No | 1977-07-01 | 0 | Installation date is after the lead ban |  |  |  |  | Non-Lead - Other |  |  | Installation date is after the lead ban |  |  |  |  | Non-Lead |  |  |  | Domestic
MTR_016855 | 15221 SE 176TH PL | LOT 47 CANDLEWOOD RIDGE #5 |  |  | Non-Lead - Other | No | 1978-02-01 | 0 | Installation date is after the lead ban |  |  |  |  | Non-Lead - Other |  |  | Installation date is after the lead ban |  |  |  |  | Non-Lead |  |  |  | Domestic
MTR_015973 | 14728 SE 189TH PL | LOT 2 FIELDSTONE 2 |  |  | Non-Lead - Other | No | 2004-12-14 | 0 | Installation date is after the lead ban |  |  |  |  | Non-Lead - Other |  |  | Installation date is after the lead ban |  |  |  |  | Non-Lead |  |  |  | Domestic
MTR_018249 | 14254 SE 180TH PL | LOT 36 FAIRWOOD FIRS |  |  | Non-Lead - Other | No | 1986-05-01 | 0 | Installation date is after the lead ban |  |  |  |  | Non-Lead - Other |  |  | Installation date is after the lead ban |  |  |  |  | Non-Lead |  |  |  | Domestic
MTR_017567 | 12252 SE 184TH ST | TL 9 SEC 33-23-5 |  |  | Non-Lead - Other | Unknown |  | 0 | Statistical analysis |  |  |  |  | Non-Lead - Other |  |  | Statistical analysis |  |  |  |  | Non-Lead |  |  |  | Assumed
MTR_009233 | 18129 149TH AVE SE | LOT 2 CARRIAGEWOOD #3 |  |  | Non-Lead - Other | No | 1983-04-01 | 0 | Installation date is after the lead ban |  |  |  |  | Non-Lead - Other |  |  | Installation date is after the lead ban |  |  |  |  | Non-Lead |  |  |  | Domestic
MTR_016606 | 15101 SE 183RD DR | L73 CARRIAGEWOOD 1 |  |  | Non-Lead - Other | No | 1980-06-01 | 0 | Installation date is after the lead ban |  |  |  |  | Non-Lead - Other |  |  | Installation date is after the lead ban |  |  |  |  | Non-Lead |  |  |  | Domestic
MTR_016727 | 18208 154TH PL SE | LOT 45 CARRIAGEWOOD #4 |  |  | Non-Lead - Other | No | 1983-07-01 | 0 | Installation date is after the lead ban |  |  |  |  | Non-Lead - Other |  |  | Installation date is after the lead ban |  |  |  |  | Non-Lead |  |  |  | Domestic
MTR_016976 | 15529 SE 178TH PL | LOT 13 CANDLEWOOD RIDGE #4 |  |  | Non-Lead - Other | No | 1977-07-01 | 0 | Installation date is after the lead ban |  |  |  |  | Non-Lead - Other |  |  | Installation date is after the lead ban |  |  |  |  | Non-Lead |  |  |  | Domestic
MTR_016751 | 15509 SE 183RD DR | L23 CARRIAGEWOOD #6 |  |  | Non-Lead - Other | No | 1983-08-01 | 0 | Installation date is after the lead ban |  |  |  |  | Non-Lead - Other |  |  | Installation date is after the lead ban |  |  |  |  | Non-Lead |  |  |  | Domestic
MTR_016091 | 15834 SE 180TH CT | LOT 6 CANDLEWOOD #6 |  |  | Non-Lead - Plastic | No | 1980-08-01 | 0 | Rectified Plan | No |  |  |  | Non-Lead - Other |  |  | Installation date is after the lead ban |  |  |  |  | Non-Lead |  |  |  | Domestic
MTR_016638 | 18210 152ND AVE SE | L13 CARRIAGEWOOD 1 |  |  | Non-Lead - Other | No | 1980-06-01 | 0 | Installation date is after the lead ban |  |  |  |  | Non-Lead - Other |  |  | Installation date is after the lead ban |  |  |  |  | Non-Lead |  |  |  | Domestic
MTR_016317 | 17645 157TH AVE SE | LOT 35 CANDLEWOOD RIDGE #2 |  |  | Non-Lead - Other | No | 1976-05-06 | 0 | Installation date is after the lead ban |  |  |  |  | Non-Lead - Other |  |  | Installation date is after the lead ban |  |  |  |  | Non-Lead |  |  |  | Domestic
MTR_016383 | 18345 160TH PL SE | LOT 7 CARRIAGE WOOD PARK |  |  | Non-Lead - Other | No | 1998-10-10 | 0 | Installation date is after the lead ban |  |  |  |  | Non-Lead - Other |  |  | Installation date is after the lead ban |  |  |  |  | Non-Lead |  |  |  | Domestic
MTR_016155 | 18227 160TH AVE SE | LOT 16 CARRIAGEWOOD #8 |  |  | Non-Lead - Plastic | No | 1983-07-01 | 0 | Rectified Plan | No |  |  |  | Non-Lead - Other |  |  | Installation date is after the lead ban |  |  |  |  | Non-Lead |  |  |  | Domestic
MTR_016841 | 18303 155TH PL SE | L11 CARRIAGEWOOD 6 |  |  | Non-Lead - Other | No | 1983-08-01 | 0 | Installation date is after the lead ban |  |  |  |  | Non-Lead - Other |  |  | Installation date is after the lead ban |  |  |  |  | Non-Lead |  |  |  | Domestic
MTR_009182 | 15720 SE 184TH ST | LOT 27 CARRIAGEWOOD #7 |  |  | Non-Lead - Other | No |  | 0 | Installation date is after the lead ban |  |  |  |  | Non-Lead - Other |  |  | Installation date is after the lead ban |  |  |  |  | Non-Lead |  |  |  | Assumed
MTR_016149 | 18214 159TH CT SE | LOT 23 CARRIAGEWOOD #8 |  |  | Non-Lead - Plastic | No | 1983-07-01 | 0 | Rectified Plan | No |  |  |  | Non-Lead - Other |  |  | Installation date is after the lead ban |  |  |  |  | Non-Lead |  |  |  | Domestic
MTR_016143 | 18211 159TH CT SE | LOT 24 CARRIAGEWOOD 8 |  |  | Non-Lead - Plastic | No | 1983-07-01 | 0 | Rectified Plan | No |  |  |  | Non-Lead - Other |  |  | Installation date is after the lead ban |  |  |  |  | Non-Lead |  |  |  | Domestic
MTR_016203 | 16237 SE 179TH ST | LOT 9 CANDLEWOOD RIDGE #3 |  |  | Non-Lead - Plastic | No | 1977-07-13 | 1 | Rectified Plan | No |  |  |  | Non-Lead - Other |  |  | Installation date is after the lead ban |  |  |  |  | Non-Lead |  |  |  | Domestic
MTR_016269 | 17532 163RD PL SE | LOT 26 CANDLEWOOD RIDGE #3 |  |  | Non-Lead - Plastic | No | 1977-07-13 | 1 | Rectified Plan | No |  |  |  | Non-Lead - Other |  |  | Installation date is after the lead ban |  |  |  |  | Non-Lead |  |  |  | Domestic
MTR_019820 | 18864 108TH LN SE | LOT 50 BELGROVE @ RENTON PH 3 |  |  | Non-Lead - Other | No | 2004-06-30 | 0 | Installation date is after the lead ban |  |  |  |  | Non-Lead - Other |  |  | Installation date is after the lead ban |  |  |  |  | Non-Lead |  |  |  | Domestic
MTR_019818 | 18878 108TH LN SE | LOT 57 BELGROVE @ RENTON PH 3 |  |  | Non-Lead - Other | No | 2004-06-30 | 0 | Installation date is after the lead ban |  |  |  |  | Non-Lead - Other |  |  | Installation date is after the lead ban |  |  |  |  | Non-Lead |  |  |  | Domestic
MTR_019518 | 10823 SE 190TH PL | TL 174 SEC 32-23-5 |  |  | Non-Lead - Other | Unknown |  | 0 | Statistical analysis |  |  |  |  | Non-Lead - Other |  |  | Statistical analysis |  |  |  |  | Non-Lead |  |  |  | Domestic
MTR_022532 | 19356 113TH AVE SE | LOT 71 PANTHER MEADOWS |  |  | Non-Lead - Other | No | 2004-07-26 | 0 | Installation date is after the lead ban |  |  |  |  | Non-Lead - Other |  |  | Installation date is after the lead ban |  |  |  |  | Non-Lead |  |  |  | Domestic
MTR_017740 | 11038 SE 182ND ST | L6 BLK2 BENSON TERR. #4 |  |  | Non-Lead - Other | Unknown |  | 0 | Statistical analysis |  |  |  |  | Non-Lead - Other |  |  | Statistical analysis |  |  |  |  | Non-Lead |  |  |  | Assumed
MTR_018823 | 10417 SE 187TH CT | LOT 23 FREDERICKS PLACE |  |  | Non-Lead - Other | No | 1995-09-21 | 0 | Installation date is after the lead ban |  |  |  |  | Non-Lead - Other |  |  | Installation date is after the lead ban |  |  |  |  | Non-Lead |  |  |  | Domestic
MTR_015431 | 12652 SE 169TH ST | L 21 CASCADE VISTA 3 |  |  | Non-Lead - Other | No | 2011-08-10 | 0 | Rectified Plan |  |  |  |  | Non-Lead - Other |  |  | Statistical analysis |  |  |  |  | Non-Lead |  |  |  | Domestic
MTR_019118 | 16760 128TH AVE SE | POR L10 PAN LK GARD TRTS |  |  | Non-Lead - Other | Unknown |  | 0 | Statistical analysis |  |  |  |  | Non-Lead - Other |  |  | Statistical analysis |  |  |  |  | Non-Lead |  |  |  | Assumed
MTR_015309 | 12815 SE 170TH ST | L7 RENTON PARK #2 |  |  | Non-Lead - Other | No | 2011-08-10 | 0 | Rectified Plan |  |  |  |  | Non-Lead - Other |  |  | Statistical analysis |  |  |  |  | Non-Lead |  |  |  | Domestic
MTR_015272 | 12722 SE 171ST PL | L 83 CASCADE VISTA 3 |  |  | Non-Lead - Other | No | 2011-08-10 | 0 | Rectified Plan |  |  |  |  | Non-Lead - Other |  |  | Statistical analysis |  |  |  |  | Non-Lead |  |  |  | Domestic
MTR_019253 | 19916 97TH AVE S | L5 MALABAR HILLS #1 |  |  | Non-Lead - Other | No |  | 0 | Installation date is after the lead ban |  |  |  |  | Non-Lead - Other |  |  | Installation date is after the lead ban |  |  |  |  | Non-Lead |  |  |  | Assumed
MTR_019280 | 19835 98TH AVE S | LOT1 ORCHARD LANE |  |  | Non-Lead - Other | No |  | 0 | Installation date is after the lead ban |  |  |  |  | Non-Lead - Other |  |  | Installation date is after the lead ban |  |  |  |  | Non-Lead |  |  |  | Assumed
MTR_017396 | 18031 120TH AVE SE | 9921-009950 |  |  | Non-Lead - Other | No | 1975-08-05 | 0 | Installation date is after the lead ban |  |  |  |  | Non-Lead - Other |  |  | Installation date is after the lead ban |  |  |  |  | Non-Lead |  |  |  | Assumed
MTR_017828 | 11725 SE PETROVITSKY RD | 9921-013210 |  |  | Non-Lead - Other | Unknown |  | 0 | Statistical analysis |  |  |  |  | Non-Lead - Other |  |  | Statistical analysis |  |  |  |  | Non-Lead |  |  |  | Assumed
MTR_019959 | 19980 101ST AVE SE | LOT 13 WATERSHED TERRACE |  |  | Non-Lead - Other | No | 2003-08-27 | 0 | Installation date is after the lead ban |  |  |  |  | Non-Lead - Other |  |  | Installation date is after the lead ban |  |  |  |  | Non-Lead |  |  |  | Domestic
MTR_020223 | 19905 106TH AVE SE | L8 MURRAY MANOR |  |  | Non-Lead - Other | Unknown |  | 0 | Statistical analysis |  |  |  |  | Non-Lead - Other |  |  | Statistical analysis |  |  |  |  | Non-Lead |  |  |  | Assumed
MTR_022549 | 11440 SE 195TH PL | LOT 65 PLATEAU @ PANTHER LAKE |  |  | Non-Lead - Other | No | 2007-03-05 | 0 | Installation date is after the lead ban |  |  |  |  | Non-Lead - Other |  |  | Installation date is after the lead ban |  |  |  |  | Non-Lead |  |  |  | Domestic
MTR_022548 | 11435 SE 195TH PL | LOT 90 PLATEAU @ PANTHER LAKE |  |  | Non-Lead - Other | No | 2007-03-05 | 0 | Installation date is after the lead ban |  |  |  |  | Non-Lead - Other |  |  | Installation date is after the lead ban |  |  |  |  | Non-Lead |  |  |  | Domestic
MTR_019572 | 19105 110TH PL SE | LOT 8 VILLAGE GATE TOWNHOMES |  |  | Non-Lead - Other | No | 1997-06-17 | 0 | Installation date is after the lead ban |  |  |  |  | Non-Lead - Other |  |  | Installation date is after the lead ban |  |  |  |  | Non-Lead |  |  |  | Domestic
MTR_019510 | 19029 112TH PL SE | LOT 58 CHINQUAPIN RIDGE |  |  | Non-Lead - Other | No | 1995-09-19 | 0 | Installation date is after the lead ban |  |  |  |  | Non-Lead - Other |  |  | Installation date is after the lead ban |  |  |  |  | Non-Lead |  |  |  | Domestic
MTR_019919 | 11238 SE 189TH CT | LOT 87 CHINQUAPIN RIDGE |  |  | Non-Lead - Other | No | 1995-09-19 | 0 | Installation date is after the lead ban |  |  |  |  | Non-Lead - Other |  |  | Installation date is after the lead ban |  |  |  |  | Non-Lead |  |  |  | Domestic
MTR_019718 | 18633 109TH AVE SE | LOT 15 PANTHER LAKE EST. |  |  | Non-Lead - Other | Unknown |  | 0 | Statistical analysis |  |  |  |  | Non-Lead - Other |  |  | Statistical analysis |  |  |  |  | Non-Lead |  |  |  | Domestic
MTR_015239 | 17414 129TH AVE SE | LOT 8 BLOCK 2 RENTON PARK |  |  | Non-Lead - Other | No | 2011-08-10 | 0 | Rectified Plan |  |  |  |  | Non-Lead - Other |  |  | Statistical analysis |  |  |  |  | Non-Lead |  |  |  | Domestic
MTR_015379 | 17110 125TH PL SE | L3 CASCADE VISTA #6 |  |  | Non-Lead - Other | No | 2010-10-25 | 0 | Rectified Plan |  |  |  |  | Non-Lead - Other |  |  | Statistical analysis |  |  |  |  | Non-Lead |  |  |  | Domestic
MTR_015018 | 11910 SE 170TH PL | L15 BL7 CASCADE VISTA #1 |  |  | Non-Lead - Other | No | 2010-10-25 | 1 | Rectified Plan |  |  |  |  | Non-Lead - Other |  |  | Statistical analysis |  |  |  |  | Non-Lead |  |  |  | Domestic
MTR_015007 | 12007 SE 169TH PL | L26 BL7 CASCADE VISTA #1 |  |  | Non-Lead - Other | No | 2002-05-02 | 0 | Rectified Plan |  |  |  |  | Non-Lead - Other |  |  | Statistical analysis |  |  |  |  | Non-Lead |  |  |  | Domestic
MTR_026450 | 12917 SE 231ST WAY | L39 MISTY MEADOWS 2 |  |  | Non-Lead - Other | No |  | 0 | Installation date is after the lead ban |  |  |  |  | Non-Lead - Other |  |  | Installation date is after the lead ban |  |  |  |  | Non-Lead |  |  |  | Domestic
MTR_026809 | 22901 127TH AVE SE | LOT 114 PHEASANTS HOLLOW |  |  | Non-Lead - Other | No | 1996-02-27 | 0 | Installation date is after the lead ban |  |  |  |  | Non-Lead - Other |  |  | Installation date is after the lead ban |  |  |  |  | Non-Lead |  |  |  | Domestic
MTR_011457 | 12707 SE 166TH ST | L 34 CASCADE HILLS 8 |  |  | Non-Lead - Other | No |  | 1 | Installation date is after the lead ban |  |  |  |  | Non-Lead - Other |  |  | Installation date is after the lead ban |  |  |  |  | Non-Lead |  |  |  | Domestic
MTR_011452 | 16630 127TH AVE SE | L 29 CASCADE HILLS 8 |  |  | Non-Lead - Other | No |  | 0.75 | Installation date is after the lead ban |  |  |  |  | Non-Lead - Other |  |  | Installation date is after the lead ban |  |  |  |  | Non-Lead |  |  |  | Assumed
MTR_028855 | 10856 SE 217TH ST | L4 B3 TWIN MAPLES |  |  | Non-Lead - Other | Unknown |  | 0 | Statistical analysis |  |  |  |  | Non-Lead - Other |  |  | Statistical analysis |  |  |  |  | Non-Lead |  |  |  | Assumed
MTR_003987 | 23441 130TH AVE SE | LOT 12 BUILDING D VILLAGE AT SINGLE |  |  | Non-Lead - Other | No | 1983-07-01 | 0 | Installation date is after the lead ban |  |  |  |  | Non-Lead - Other |  |  | Installation date is after the lead ban |  |  |  |  | Non-Lead |  |  |  | Domestic
MTR_014175 | 17573 110TH LN SE | 2ND UNIT;BLG 4 PALM COURT |  |  | Non-Lead - Plastic | No | 1998-06-18 | 1 | Rectified Plan |  |  |  |  | Non-Lead - Other |  |  | Installation date is after the lead ban |  |  |  |  | Non-Lead |  |  |  | Domestic
MTR_014185 | 11005 SE 173RD ST | L3 ERICKSONS SPRING GLEN |  |  | Non-Lead - Other | Unknown |  | 1 | Statistical analysis |  |  |  |  | Non-Lead - Other |  |  | Statistical analysis |  |  |  |  | Non-Lead |  |  |  | Domestic
MTR_023505 | 10862 SE 214TH PL | LOT 13 BENSON PLACE |  |  | Non-Lead - Other | No | 1996-06-08 | 0 | Installation date is after the lead ban |  |  |  |  | Non-Lead - Other |  |  | Installation date is after the lead ban |  |  |  |  | Non-Lead |  |  |  | Domestic
MTR_014172 | 17567 110TH LN SE | UNIT 1 OF 3, PALM COURT |  |  | Non-Lead - Plastic | No | 1998-06-18 | 1 | Rectified Plan |  |  |  |  | Non-Lead - Other |  |  | Installation date is after the lead ban |  |  |  |  | Non-Lead |  |  |  | Domestic
MTR_014205 | 10817 SE 172ND ST | UNIT D KELSEY CT CONDOS |  |  | Non-Lead - Copper | No |  | 1 | Converted CAD | No |  |  |  | Non-Lead - Other |  |  | Installation date is after the lead ban |  |  |  |  | Non-Lead |  |  |  | Domestic
MTR_014281 | 10972 SE 169TH PL | LOT 17 THRESHOLD I |  |  | Non-Lead - Other | No | 1995-08-21 | 1 | Rectified Plan | No |  |  |  | Non-Lead - Other |  |  | Installation date is after the lead ban |  |  |  |  | Non-Lead |  |  |  | Domestic
MTR_015068 | 15759 119TH PL SE | L21 B 5 CASCADE VISTA 2 |  |  | Non-Lead - Other | No | 2014-04-16 | 1 | Rectified Plan |  |  |  |  | Non-Lead - Other |  |  | Statistical analysis |  |  |  |  | Non-Lead |  |  |  | Domestic
MTR_007524 | 16429 125TH AVE SE | L 16 CASCADE HILLS 7 |  |  | Non-Lead - Other | No | 2019-08-05 | 1 | Rectified Plan |  |  |  |  | Non-Lead - Other |  |  | Statistical analysis |  |  |  |  | Non-Lead |  |  |  | Domestic
MTR_007537 | 12313 SE 167TH ST | L 82 CASCADE HILLS 7 |  |  | Non-Lead - Other | No | 2019-08-05 | 1 | Rectified Plan |  |  |  |  | Non-Lead - Other |  |  | Statistical analysis |  |  |  |  | Non-Lead |  |  |  | Domestic
MTR_011559 | 13001 SE 164TH ST | L76 FAIRWOOD DIV. #9 |  |  | Non-Lead - Other | No | 2007-10-01 | 0 | Installation date is after the lead ban |  |  |  |  | Non-Lead - Other |  |  | Installation date is after the lead ban |  |  |  |  | Non-Lead |  |  |  | Domestic
MTR_011528 | 16524 126TH AVE SE | LOT 4 BLOCK 4 CASCADE HILLS #4 |  |  | Non-Lead - Other | Unknown |  | 0.75 | Statistical analysis |  |  |  |  | Non-Lead - Other |  |  | Statistical analysis |  |  |  |  | Non-Lead |  |  |  | Assumed
MTR_018711 | 20304 92ND AVE S | LOT 13 WHITNEY HEIGHTS |  |  | Non-Lead - Other | No |  | 0 | Installation date is after the lead ban |  |  |  |  | Non-Lead - Other |  |  | Installation date is after the lead ban |  |  |  |  | Non-Lead |  |  |  | Assumed
MTR_011518 | 16730 126TH AVE SE | LOT 5 BLOCK 5 CASCADE HILLS #4 |  |  | Non-Lead - Other | Unknown |  | 0.75 | Statistical analysis |  |  |  |  | Non-Lead - Other |  |  | Statistical analysis |  |  |  |  | Non-Lead |  |  |  | Assumed
MTR_011950 | 3425 MAIN AVE S | LOT 35 WINSPER II |  |  | Non-Lead - Other | No | 1998-02-25 | 0 | Installation date is after the lead ban |  |  |  |  | Non-Lead - Other |  |  | Installation date is after the lead ban |  |  |  |  | Non-Lead |  |  |  | Domestic
MTR_029920 | 12350 SE 160TH ST | L13 B4 CASCADE VILLAGE 2 |  |  | Non-Lead - Other | No | 2016-06-22 | 0.75 | Rectified Plan |  |  |  |  | Non-Lead - Other |  |  | Statistical analysis |  |  |  |  | Non-Lead |  |  |  | Domestic
MTR_017131 | 11032 SE 183RD PL | LOT 24 MAPLE GLEN |  |  | Non-Lead - Other | No | 1977-03-18 | 0 | Installation date is after the lead ban |  |  |  |  | Non-Lead - Other |  |  | Installation date is after the lead ban |  |  |  |  | Non-Lead |  |  |  | Domestic
MTR_021133 | 18619 139TH WAY SE | LOT 4 CEDARWOOD ESTATES (WINDHAM RI DGE) |  |  | Non-Lead - Other | No | 1989-09-20 | 0 | Installation date is after the lead ban |  |  |  |  | Non-Lead - Other |  |  | Installation date is after the lead ban |  |  |  |  | Non-Lead |  |  |  | Domestic
MTR_017344 | 11404 SE 182ND ST | L7 VIEW GARDENS #1 |  |  | Non-Lead - Other | No | 1979-09-01 | 0 | Relative Placement |  |  |  |  | Non-Lead - Other |  |  | Statistical analysis |  |  |  |  | Non-Lead |  |  |  | Assumed
MTR_019604 | 11108 SE 184TH PL | LOT 1 SHORT PLAT #474040 |  |  | Non-Lead - Other | No | 2013-07-26 | 0 | Installation date is after the lead ban |  |  |  |  | Non-Lead - Other |  |  | Installation date is after the lead ban |  |  |  |  | Non-Lead |  |  |  | Domestic
MTR_017145 | 18308 110TH AVE SE | LOT 68 MAPLE GLEN |  |  | Non-Lead - Other | No | 1977-03-18 | 0 | Installation date is after the lead ban |  |  |  |  | Non-Lead - Other |  |  | Installation date is after the lead ban |  |  |  |  | Non-Lead |  |  |  | Domestic
MTR_019372 | 11028 SE 184TH PL | LOT 2 ALTMYER PLAT |  |  | Non-Lead - Other | No | 2013-07-26 | 0 | Installation date is after the lead ban |  |  |  |  | Non-Lead - Other |  |  | Installation date is after the lead ban |  |  |  |  | Non-Lead |  |  |  | Domestic
MTR_018243 | 18223 143RD AVE SE | LOT 63 FAIRWOOD FIRS |  |  | Non-Lead - Other | No | 1986-05-01 | 0 | Installation date is after the lead ban |  |  |  |  | Non-Lead - Other |  |  | Installation date is after the lead ban |  |  |  |  | Non-Lead |  |  |  | Domestic
MTR_018191 | 14008 SE 181ST ST | LOT 91 FAIRWOOD FIRS |  |  | Non-Lead - Other | No | 1986-05-01 | 0 | Installation date is after the lead ban |  |  |  |  | Non-Lead - Other |  |  | Installation date is after the lead ban |  |  |  |  | Non-Lead |  |  |  | Domestic
MTR_018271 | 18026 143RD AVE SE | LOT 34 FAIRWOOD FIRS |  |  | Non-Lead - Other | No |  | 0 | Installation date is after the lead ban |  |  |  |  | Non-Lead - Other |  |  | Installation date is after the lead ban |  |  |  |  | Non-Lead |  |  |  | Assumed
MTR_018220 | 14123 SE 180TH PL | LOT 48 FAIRWOOD FIRS |  |  | Non-Lead - Other | No | 1986-05-01 | 0 | Installation date is after the lead ban |  |  |  |  | Non-Lead - Other |  |  | Installation date is after the lead ban |  |  |  |  | Non-Lead |  |  |  | Domestic
MTR_018154 | 18132 145TH AVE SE | LOT 64 CARRIAGE LANE #3 |  |  | Non-Lead Plastic | No | 2004-04-02 | 0 | Rectified Plan | Yes | Visual inspection at the meter pit | 2024-02-23 |  | Non-Lead Plastic |  |  | Field inspection only with no records | Yes | Visual inspection at the meter pit | 2024-02-23 |  | Non-Lead |  |  |  | Domestic
MTR_018163 | 18017 145TH AVE SE | L30 CARRIAGE LANE #3 |  |  | Non-Lead - Other | No | 2004-04-02 | 0 | Installation date is after the lead ban |  |  |  |  | Non-Lead - Other |  |  | Installation date is after the lead ban |  |  |  |  | Non-Lead |  |  |  | Domestic
MTR_021070 | 13708 SE 188TH ST | LOT 56 CEDARWOOD ESTATES (WINDHAM R |  |  | Non-Lead - Other | No | 1989-09-20 | 0 | Installation date is after the lead ban |  |  |  |  | Non-Lead - Other |  |  | Installation date is after the lead ban |  |  |  |  | Non-Lead |  |  |  | Domestic
MTR_021163 | 18728 137TH CT SE | LOT 58 CEDARWOOD ESTATES |  |  | Non-Lead - Other | No | 1989-09-20 | 0 | Installation date is after the lead ban |  |  |  |  | Non-Lead - Other |  |  | Installation date is after the lead ban |  |  |  |  | Non-Lead |  |  |  | Domestic
MTR_021124 | 18723 137TH CT SE | LOT 65 CEDARWOOD ESTATES |  |  | Non-Lead - Other | No | 1989-09-20 | 0 | Installation date is after the lead ban |  |  |  |  | Non-Lead - Other |  |  | Installation date is after the lead ban |  |  |  |  | Non-Lead |  |  |  | Domestic
MTR_017994 | 13423 SE 184TH ST | LOT304 FOREST ESTATES #3 |  |  | Non-Lead - Other | No | 1983-08-01 | 0 | Installation date is after the lead ban |  |  |  |  | Non-Lead - Other |  |  | Installation date is after the lead ban |  |  |  |  | Non-Lead |  |  |  | Domestic
MTR_022214 | 11658 SE 189TH PL | LOT 10 JESSIE GLEN |  |  | Non-Lead - Other | No | 2007-07-19 | 0 | Rectified Plan | No |  |  |  | Non-Lead - Other |  |  | Installation date is after the lead ban |  |  |  |  | Non-Lead |  |  |  | Domestic
MTR_017887 | 17713 133RD PL SE | LOT 27 FAIRWOOD GROVES CONDOS |  |  | Non-Lead - Other | No | 1998-02-27 | 0 | Installation date is after the lead ban |  |  |  |  | Non-Lead - Other |  |  | Installation date is after the lead ban |  |  |  |  | Non-Lead |  |  |  | Domestic
MTR_016623 | 18311 152ND CT SE | LOT 42 CARRIAGEWOOD #1 |  |  | Non-Lead - Other | No | 1980-06-01 | 0 | Installation date is after the lead ban |  |  |  |  | Non-Lead - Other |  |  | Installation date is after the lead ban |  |  |  |  | Non-Lead |  |  |  | Domestic
MTR_012454 | 18129 170TH PL SE | LOT 33 TROVITSKY PARK |  |  | Non-Lead - Other | No | 2003-03-14 | 4 | Rectified Plan | No |  |  |  | Non-Lead - Other |  |  | Installation date is after the lead ban |  |  |  |  | Non-Lead |  |  |  | Domestic
MTR_018339 | 14517 SE 183RD ST | L18 CARRIAGE LANE #3 |  |  | Non-Lead - Other | No | 1966-05-24 | 0 | Installation date is after the lead ban |  |  |  |  | Non-Lead - Other |  |  | Statistical analysis |  |  |  |  | Non-Lead |  |  |  | Domestic
MTR_018142 | 18112 145TH AVE SE | L66 CARRIAGE LANE #3 |  |  | Non-Lead - Other | No | 2004-04-02 | 0 | Installation date is after the lead ban |  |  |  |  | Non-Lead - Other |  |  | Installation date is after the lead ban |  |  |  |  | Non-Lead |  |  |  | Domestic
MTR_017503 | 18021 118TH AVE SE | 9921-010260 |  |  | Non-Lead - Other | No | 1975-09-11 | 0 | Relative Placement |  |  |  |  | Non-Lead - Other |  |  | Statistical analysis |  |  |  |  | Non-Lead |  |  |  | Assumed
MTR_016161 | 18220 160TH AVE SE | LOT 2 CARRIAGEWOOD #8 |  |  | Non-Lead - Plastic | No | 1983-07-01 | 0 | Rectified Plan | No |  |  |  | Non-Lead - Other |  |  | Installation date is after the lead ban |  |  |  |  | Non-Lead |  |  |  | Domestic
MTR_018481 | 20309 97TH PL S | LOT 1 PAZOOKI SHORT PLAT |  |  | Non-Lead - Other | No | 2009-03-27 | 0 | Installation date is after the lead ban |  |  |  |  | Non-Lead - Other |  |  | Installation date is after the lead ban |  |  |  |  | Non-Lead |  |  |  | Domestic
MTR_020374 | 20430 100TH AVE SE | L28 MAYVILLA PARK |  |  | Non-Lead - Other | Unknown |  | 0 | Statistical analysis |  |  |  |  | Non-Lead - Other |  |  | Statistical analysis |  |  |  |  | Non-Lead |  |  |  | Assumed
MTR_022483 | 19341 113TH PL SE | LOT 61 PANTHER MEADOWS |  |  | Non-Lead - Other | No | 2004-07-26 | 0 | Installation date is after the lead ban |  |  |  |  | Non-Lead - Other |  |  | Installation date is after the lead ban |  |  |  |  | Non-Lead |  |  |  | Domestic
MTR_019842 | 18911 108TH LN SE | LOT 35 BELGROVE @ RENTON PH 5 |  |  | Non-Lead - Other | No | 2004-06-30 | 0 | Installation date is after the lead ban |  |  |  |  | Non-Lead - Other |  |  | Installation date is after the lead ban |  |  |  |  | Non-Lead |  |  |  | Domestic
MTR_022671 | 19521 120TH PL SE | LOT 2 HAUGHEE PLAT |  |  | Non-Lead - Other | No | 2013-04-30 | 0 | Installation date is after the lead ban |  |  |  |  | Non-Lead - Other |  |  | Installation date is after the lead ban |  |  |  |  | Non-Lead |  |  |  | Domestic
MTR_019298 | 9500 S 199TH ST | L13 SPBROOK RANCHETTES!# |  |  | Copper | Unknown |  | 0 | Relative Placement | Yes | Visual inspection at the meter pit | 2024-01-29 |  | Non-Lead Plastic |  |  | Field inspection only with no records | Yes | Visual inspection at the meter pit | 2024-01-29 |  | Non-Lead |  |  |  | Assumed
MTR_024786 | 20212 143RD PL SE | TL110 E1/2 SEC 3-22-5 |  |  | Non-Lead - Other | Unknown |  | 0 | Statistical analysis |  |  |  |  | Non-Lead - Other |  |  | Statistical analysis |  |  |  |  | Non-Lead |  |  |  | Assumed
MTR_024409 | 20342 131ST PL SE | LOT 3 GREYSTONE |  |  | Non-Lead - Other | No | 1995-08-03 | 0 | Installation date is after the lead ban |  |  |  |  | Non-Lead - Other |  |  | Installation date is after the lead ban |  |  |  |  | Non-Lead |  |  |  | Domestic
MTR_024783 | 20242 143RD PL SE | TL145 E1/2 SEC 3-22-5 |  |  | Non-Lead - Other | Unknown |  | 0 | Statistical analysis |  |  |  |  | Non-Lead - Other |  |  | Statistical analysis |  |  |  |  | Non-Lead |  |  |  | Assumed
MTR_021492 | 14611 SE 198TH ST | LOT 85 RUDDELLS 3RD ADD |  |  | Non-Lead - Other | No |  | 0 | Installation date is after the lead ban |  |  |  |  | Non-Lead - Other |  |  | Installation date is after the lead ban |  |  |  |  | Non-Lead |  |  |  | Domestic
MTR_021445 | 14425 SE 198TH CT | LOT 70 RUDDELLS 3RD ADD. |  |  | Non-Lead - Other | No |  | 0 | Installation date is after the lead ban |  |  |  |  | Non-Lead - Other |  |  | Installation date is after the lead ban |  |  |  |  | Non-Lead |  |  |  | Domestic
MTR_021226 | 19928 142ND PL SE | LOT 14 COUNTRY GATE |  |  | Non-Lead - Other | No | 2001-02-01 | 0 | Installation date is after the lead ban |  |  |  |  | Non-Lead - Other |  |  | Installation date is after the lead ban |  |  |  |  | Non-Lead |  |  |  | Domestic
MTR_025461 | 12614 SE 208TH PL | LOT 35 SHADOW RUN |  |  | Non-Lead - Other | No | 1987-11-25 | 0 | Installation date is after the lead ban |  |  |  |  | Non-Lead - Other |  |  | Installation date is after the lead ban |  |  |  |  | Non-Lead |  |  |  | Domestic
MTR_007963 | 15750 116TH AVE SE | L7 BLK1 CASCADE VISTA #2 |  |  | Non-Lead - Other | No | 2014-04-16 | 0 | Rectified Plan |  |  |  |  | Non-Lead - Other |  |  | Statistical analysis |  |  |  |  | Non-Lead |  |  |  | Domestic
MTR_025436 | 20813 126TH AVE SE | LOT 2 SHADOW RUN |  |  | Non-Lead - Other | No | 1987-11-25 | 0 | Installation date is after the lead ban |  |  |  |  | Non-Lead - Other |  |  | Installation date is after the lead ban |  |  |  |  | Non-Lead |  |  |  | Domestic
MTR_011502 | 12615 SE 167TH ST | L 91 CASCADE HILLS 8 |  |  | Non-Lead - Other | No |  | 1 | Installation date is after the lead ban |  |  |  |  | Non-Lead - Other |  |  | Installation date is after the lead ban |  |  |  |  | Non-Lead |  |  |  | Domestic
MTR_007542 | 16545 119TH AVE SE | L 43 CASCADE HILLS 6 |  |  | Non-Lead - Other | No | 2019-08-05 | 0.75 | Rectified Plan |  |  |  |  | Non-Lead - Other |  |  | Statistical analysis |  |  |  |  | Non-Lead |  |  |  | Assumed
MTR_015481 | 12604 SE 168TH ST | LOT 7 BLOCK 5 CASCADE HILLS #4 |  |  | Non-Lead - Other | Unknown |  | 0 | Statistical analysis |  |  |  |  | Non-Lead - Other |  |  | Statistical analysis |  |  |  |  | Non-Lead |  |  |  | Domestic
MTR_016745 | 15362 SE 182ND ST | LOT 31 CARRIAGEWOOD #4 |  |  | Non-Lead - Other | No | 1983-07-01 | 0 | Installation date is after the lead ban |  |  |  |  | Non-Lead - Other |  |  | Installation date is after the lead ban |  |  |  |  | Non-Lead |  |  |  | Domestic
MTR_016107 | 15700 SE 182ND PL | LOT 7 CARRIAGEWOOD #7 |  |  | Non-Lead - Plastic | No | 1983-07-01 | 0 | Rectified Plan | No |  |  |  | Non-Lead - Other |  |  | Installation date is after the lead ban |  |  |  |  | Non-Lead |  |  |  | Domestic
MTR_016124 | 18213 158TH CT SE | L36 CARRIAGEWOOD 7 |  |  | Non-Lead - Plastic | No | 1983-07-01 | 0 | Rectified Plan | No |  |  |  | Non-Lead - Other |  |  | Installation date is after the lead ban |  |  |  |  | Non-Lead |  |  |  | Domestic
MTR_016108 | 15714 SE 182ND PL | LOT 5 CARRIAGEWOOD #7 |  |  | Non-Lead - Plastic | No | 1983-07-01 | 0 | Rectified Plan | No |  |  |  | Non-Lead - Other |  |  | Installation date is after the lead ban |  |  |  |  | Non-Lead |  |  |  | Domestic
MTR_016636 | 15220 SE 183RD DR | LOT 20 CARRIAGEWOOD #1 |  |  | Non-Lead - Other | No | 1980-06-01 | 0 | Installation date is after the lead ban |  |  |  |  | Non-Lead - Other |  |  | Installation date is after the lead ban |  |  |  |  | Non-Lead |  |  |  | Domestic
MTR_016757 | 15356 SE 182ND ST | LOT 30 CARRIAGEWOOD #4 |  |  | Non-Lead - Other | No | 1983-07-01 | 0 | Installation date is after the lead ban |  |  |  |  | Non-Lead - Other |  |  | Installation date is after the lead ban |  |  |  |  | Non-Lead |  |  |  | Domestic
MTR_019659 | 10936 SE 186TH ST | LOT 8 BLOCK 3 WALHAVEN ADDITION #2 |  |  | Non-Lead - Other | Unknown |  | 0 | Statistical analysis |  |  |  |  | Non-Lead - Other |  |  | Statistical analysis |  |  |  |  | Non-Lead |  |  |  | Domestic
MTR_019927 | 18575 115TH PL SE | LOT 13 WELMAN PLAT |  |  | Non-Lead - Other | No | 2014-10-23 | 0 | Installation date is after the lead ban |  |  |  |  | Non-Lead - Other |  |  | Installation date is after the lead ban |  |  |  |  | Non-Lead |  |  |  | Domestic
MTR_017333 | 11227 SE 183RD ST | LOT 4 BIRCHWOOD ESTATES |  |  | Non-Lead - Other | No | 1986-09-01 | 1 | Installation date is after the lead ban |  |  |  |  | Non-Lead - Other |  |  | Installation date is after the lead ban |  |  |  |  | Non-Lead |  |  |  | Domestic
MTR_017332 | 11234 SE 183RD ST | LOT 7 BIRCHWOOD ESTATES |  |  | Non-Lead - Other | No | 1986-09-01 | 1 | Installation date is after the lead ban |  |  |  |  | Non-Lead - Other |  |  | Installation date is after the lead ban |  |  |  |  | Non-Lead |  |  |  | Domestic
MTR_019929 | 18533 115TH PL SE | LOT 7 WELMAN PLAT |  |  | Non-Lead - Other | No | 2014-10-23 | 0 | Installation date is after the lead ban |  |  |  |  | Non-Lead - Other |  |  | Installation date is after the lead ban |  |  |  |  | Non-Lead |  |  |  | Domestic
MTR_017328 | 11204 SE 183RD ST | LOT 12 BIRCHWOOD ESTATES |  |  | Non-Lead - Other | No | 1986-09-01 | 1 | Installation date is after the lead ban |  |  |  |  | Non-Lead - Other |  |  | Installation date is after the lead ban |  |  |  |  | Non-Lead |  |  |  | Domestic
MTR_016210 | 17817 163RD PL SE | LOT 105 CANDLEWOOD RIDGE #3 |  |  | Non-Lead - Plastic | No | 1977-07-13 | 1 | Rectified Plan | No |  |  |  | Non-Lead - Other |  |  | Installation date is after the lead ban |  |  |  |  | Non-Lead |  |  |  | Domestic
MTR_016220 | 17721 162ND AVE SE | L 43 CANDLEWOOD RIDGE 3 |  |  | Non-Lead - Other | No | 1977-07-13 | 1 | Installation date is after the lead ban |  |  |  |  | Non-Lead - Other |  |  | Installation date is after the lead ban |  |  |  |  | Non-Lead |  |  |  | Domestic
MTR_016055 | 16027 SE 180TH PL | LOT 14 WHITNEY PLACE |  |  | Non-Lead - Other | No | 1988-08-19 | 0 | Installation date is after the lead ban |  |  |  |  | Non-Lead - Other |  |  | Installation date is after the lead ban |  |  |  |  | Non-Lead |  |  |  | Domestic
MTR_016197 | 17630 163RD PL SE | LOT 22 CANDLEWOOD RIDGE #3 |  |  | Non-Lead - Plastic | No | 1977-07-13 | 1 | Rectified Plan | No |  |  |  | Non-Lead - Other |  |  | Installation date is after the lead ban |  |  |  |  | Non-Lead |  |  |  | Domestic
MTR_016453 | 16014 SE 176TH PL | L 61 CANDLEWOOD RIDGE #1 |  |  | Non-Lead - Other | No |  | 0 | Installation date is after the lead ban |  |  |  |  | Non-Lead - Other |  |  | Installation date is after the lead ban |  |  |  |  | Non-Lead |  |  |  | Domestic
MTR_016454 | 16008 SE 176TH PL | L62 CANDLEWOOD RIDGE #1 |  |  | Non-Lead - Other | No |  | 0 | Installation date is after the lead ban |  |  |  |  | Non-Lead - Other |  |  | Installation date is after the lead ban |  |  |  |  | Non-Lead |  |  |  | Domestic
MTR_020576 | 19809 104TH AVE SE | LOT 9 PARKRIDGE EAST #1 |  |  | Non-Lead - Other | No |  | 0 | Installation date is after the lead ban |  |  |  |  | Non-Lead - Other |  |  | Installation date is after the lead ban |  |  |  |  | Non-Lead |  |  |  | Domestic
MTR_018396 | 20417 90TH PL S | LOT 49 SOPHIA GLEN |  |  | Non-Lead - Other | No | 2009-07-07 | 0 | Installation date is after the lead ban |  |  |  |  | Non-Lead - Other |  |  | Installation date is after the lead ban |  |  |  |  | Non-Lead |  |  |  | Domestic
MTR_022571 | 19352 114TH PL SE | LOT 15 PLATEAU @ PANTHER LAKE |  |  | Non-Lead - Other | No | 2007-03-05 | 0 | Installation date is after the lead ban |  |  |  |  | Non-Lead - Other |  |  | Installation date is after the lead ban |  |  |  |  | Non-Lead |  |  |  | Domestic
MTR_022708 | 19219 116TH AVE SE | TL152 E1/2 SEC 5-22-5 |  |  | Non-Lead - Other | No | 2001-03-28 | 0 | Installation date is after the lead ban |  |  |  |  | Non-Lead - Other |  |  | Installation date is after the lead ban |  |  |  |  | Non-Lead |  |  |  | Domestic
MTR_018431 | 20219 94TH PL S | LOT 5 WHITNEY HEIGHTS |  |  | Non-Lead - Other | No | 1995-11-22 | 0 | Installation date is after the lead ban |  |  |  |  | Non-Lead - Other |  |  | Installation date is after the lead ban |  |  |  |  | Non-Lead |  |  |  | Domestic
MTR_020532 | 20304 102ND PL SE | LOT 36 PARKRIDGE EAST #2 |  |  | Non-Lead - Other | No |  | 0 | Installation date is after the lead ban |  |  |  |  | Non-Lead - Other |  |  | Installation date is after the lead ban |  |  |  |  | Non-Lead |  |  |  | Assumed
MTR_011956 | 1125 S 35TH ST | LOT 41 WINSPER 2 |  |  | Non-Lead - Other | No | 1998-02-25 | 0 | Installation date is after the lead ban |  |  |  |  | Non-Lead - Other |  |  | Installation date is after the lead ban |  |  |  |  | Non-Lead |  |  |  | Domestic
MTR_011942 | 3117 MAIN AVE S | LOT 27 WINSPER 2 |  |  | Non-Lead - Other | No | 1998-02-25 | 0 | Installation date is after the lead ban |  |  |  |  | Non-Lead - Other |  |  | Installation date is after the lead ban |  |  |  |  | Non-Lead |  |  |  | Domestic
MTR_015722 | 809 S 38TH CT | LOT 19 SUNNYBROOK |  |  | Non-Lead - Other | No | 2004-01-22 | 0 | Installation date is after the lead ban |  |  |  |  | Non-Lead - Other |  |  | Installation date is after the lead ban |  |  |  |  | Non-Lead |  |  |  | Domestic
MTR_014167 | 17551 110TH LN SE | B UNIT BLDG 8 PALM COURT |  |  | Non-Lead - Plastic | No | 1998-06-18 | 1 | Rectified Plan |  |  |  |  | Non-Lead - Other |  |  | Installation date is after the lead ban |  |  |  |  | Non-Lead |  |  |  | Domestic
MTR_014303 | 10933 SE 168TH ST | TAX LOT 59 S-T-R 29-23-5 |  |  | Non-Lead - Other | No | 2004-10-13 | 1 | Installation date is after the lead ban |  |  |  |  | Non-Lead - Other |  |  | Installation date is after the lead ban |  |  |  |  | Non-Lead |  |  |  | Domestic
MTR_020407 | 20333 102ND PL SE | LOT 30 PARKRIDGE EAST #2 |  |  | Non-Lead - Other | No |  | 0 | Installation date is after the lead ban |  |  |  |  | Non-Lead - Other |  |  | Installation date is after the lead ban |  |  |  |  | Non-Lead |  |  |  | Assumed
MTR_026307 | 20413 120TH AVE SE | L 12 PANTHER LK 2 |  |  | Non-Lead - Other | No |  | 0 | Installation date is after the lead ban |  |  |  |  | Non-Lead - Other |  |  | Installation date is after the lead ban |  |  |  |  | Non-Lead |  |  |  | Assumed
MTR_017687 | 18033 116TH AVE SE | TL 197 SEC 32-23-5 |  |  | Non-Lead - Other | Unknown |  | 0 | Statistical analysis |  |  |  |  | Non-Lead - Other |  |  | Statistical analysis |  |  |  |  | Non-Lead |  |  |  | Assumed
MTR_017800 | 18015 116TH AVE SE | TL197 E1/2 SEC 32-23-5 |  |  | Non-Lead - Other | Unknown |  | 0 | Statistical analysis |  |  |  |  | Non-Lead - Other |  |  | Statistical analysis |  |  |  |  | Non-Lead |  |  |  | Assumed
MTR_026116 | 11827 SE 206TH ST | LOT 9 PANTHER LAKE TERRACE #3 |  |  | Non-Lead - Other | No | 1978-07-26 | 0 | Installation date is after the lead ban |  |  |  |  | Non-Lead - Other |  |  | Installation date is after the lead ban |  |  |  |  | Non-Lead |  |  |  | Domestic
MTR_022460 | 10847 SE 192ND ST | L16 PANTHER LK GARDEN TR |  |  | Non-Lead - Other | Unknown |  | 0 | Statistical analysis |  |  |  |  | Non-Lead - Other |  |  | Statistical analysis |  |  |  |  | Non-Lead |  |  |  | Assumed
MTR_019681 | 18642 111TH PL SE | L 39 RUDDELLS 1ST ADDN |  |  | Non-Lead - Other | No |  | 0 | Installation date is after the lead ban |  |  |  |  | Non-Lead - Other |  |  | Installation date is after the lead ban |  |  |  |  | Non-Lead |  |  |  | Domestic
MTR_019567 | 19108 110TH PL SE | BLDG 7 FORD TOWNHOMES |  |  | Non-Lead - Other | No | 1997-06-17 | 0 | Installation date is after the lead ban |  |  |  |  | Non-Lead - Other |  |  | Installation date is after the lead ban |  |  |  |  | Non-Lead |  |  |  | Domestic
MTR_019911 | 19128 108TH LN SE | LOT 1 CABIAO TOWNHOMES |  |  | Non-Lead - Other | No | 2009-01-05 | 0 | Installation date is after the lead ban |  |  |  |  | Non-Lead - Other |  |  | Installation date is after the lead ban |  |  |  |  | Non-Lead |  |  |  | Domestic
MTR_019898 | 19104 110TH PL SE | BLDG 7 FORD TOWNHOMES |  |  | Non-Lead - Other | No | 1997-06-17 | 0 | Installation date is after the lead ban |  |  |  |  | Non-Lead - Other |  |  | Installation date is after the lead ban |  |  |  |  | Non-Lead |  |  |  | Domestic
MTR_016921 | 17709 153RD AVE SE | LOT 34 CANDLEWOOD RIDGE #5 |  |  | Non-Lead - Other | No | 1978-02-01 | 0 | Installation date is after the lead ban |  |  |  |  | Non-Lead - Other |  |  | Installation date is after the lead ban |  |  |  |  | Non-Lead |  |  |  | Domestic
MTR_012427 | 18110 171ST AVE SE | LOT 6 TROVITSKY PARK |  |  | Non-Lead - Other | No | 2003-03-14 | 4 | Rectified Plan | No |  |  |  | Non-Lead - Other |  |  | Installation date is after the lead ban |  |  |  |  | Non-Lead |  |  |  | Domestic
MTR_015006 | 12001 SE 169TH PL | L27 BLK7 CASCADE VISTA#1 |  |  | Non-Lead - Other | No | 2002-05-02 | 0 | Rectified Plan |  |  |  |  | Non-Lead - Other |  |  | Statistical analysis |  |  |  |  | Non-Lead |  |  |  | Domestic
MTR_015327 | 17226 129TH AVE SE | L4 BLK2 RENTON PARK |  |  | Non-Lead - Other | No | 2011-08-10 | 0 | Rectified Plan |  |  |  |  | Non-Lead - Other |  |  | Statistical analysis |  |  |  |  | Non-Lead |  |  |  | Domestic
MTR_014768 | 17312 117TH AVE SE | TAX LOT 118 S-T-R- 28-23-5 |  |  | Non-Lead - Other | No | 1997-10-13 | 0 | Installation date is after the lead ban |  |  |  |  | Non-Lead - Other |  |  | Installation date is after the lead ban |  |  |  |  | Non-Lead |  |  |  | Domestic
MTR_015362 | 17007 127TH AVE SE | LOT124 CASCADE VISTA #3 |  |  | Non-Lead - Other | No | 2010-10-25 | 0 | Rectified Plan |  |  |  |  | Non-Lead - Other |  |  | Statistical analysis |  |  |  |  | Non-Lead |  |  |  | Domestic
MTR_025619 | 21406 131ST CT SE | LOT 4 HILLSHIRE TERRACE |  |  | Non-Lead - Other | No | 1995-09-19 | 0 | Installation date is after the lead ban |  |  |  |  | Non-Lead - Other |  |  | Installation date is after the lead ban |  |  |  |  | Non-Lead |  |  |  | Domestic
MTR_025493 | 21112 127TH PL SE | L35 JASON LANE |  |  | Non-Lead - Other | No |  | 0 | Installation date is after the lead ban |  |  |  |  | Non-Lead - Other |  |  | Installation date is after the lead ban |  |  |  |  | Non-Lead |  |  |  | Domestic
MTR_028643 | 11323 SE 216TH CT | LOT 22 WEST CREEK MEADOWS |  |  | Non-Lead - Other | No | 1995-09-20 | 0 | Installation date is after the lead ban |  |  |  |  | Non-Lead - Other |  |  | Installation date is after the lead ban |  |  |  |  | Non-Lead |  |  |  | Domestic
MTR_027350 | 23208 134TH AVE SE | L 35 WILDWOOD EST 1 |  |  | Non-Lead - Other | No |  | 0 | Installation date is after the lead ban |  |  |  |  | Non-Lead - Other |  |  | Installation date is after the lead ban |  |  |  |  | Non-Lead |  |  |  | Domestic
MTR_025618 | 21410 131ST CT SE | LOT 3 HILLSHIRE TERRACE |  |  | Non-Lead - Other | No | 1995-09-19 | 0 | Installation date is after the lead ban |  |  |  |  | Non-Lead - Other |  |  | Installation date is after the lead ban |  |  |  |  | Non-Lead |  |  |  | Domestic
MTR_025683 | 12775 SE 211TH ST | LOT 10 LAUREL SPRINGS |  |  | Non-Lead - Other | No | 2003-12-11 | 0 | Installation date is after the lead ban |  |  |  |  | Non-Lead - Other |  |  | Installation date is after the lead ban |  |  |  |  | Non-Lead |  |  |  | Domestic
MTR_021165 | 18700 137TH CT SE | LOT 60 CEDARWOOD ESTATES |  |  | Non-Lead - Other | No | 1989-09-20 | 0 | Installation date is after the lead ban |  |  |  |  | Non-Lead - Other |  |  | Installation date is after the lead ban |  |  |  |  | Non-Lead |  |  |  | Domestic
MTR_017935 | 18002 140TH AVE SE | 9925-003405 |  |  | Non-Lead - Other | No | 2004-11-04 | 0 | Rectified Plan |  |  |  |  | Non-Lead - Other |  |  | Statistical analysis |  |  |  |  | Non-Lead |  |  |  | Domestic
MTR_022982 | 19905 122ND PL SE | L67 VISTA VIEW HGTS #2 |  |  | Non-Lead - Other | No |  | 0 | Installation date is after the lead ban |  |  |  |  | Non-Lead - Other |  |  | Installation date is after the lead ban |  |  |  |  | Non-Lead |  |  |  | Domestic
MTR_023274 | 9427 S 213TH PL | LOT 4 EVERGREEN HILLS |  |  | Non-Lead - Other | No |  | 0 | Installation date is after the lead ban |  |  |  |  | Non-Lead - Other |  |  | Installation date is after the lead ban |  |  |  |  | Non-Lead |  |  |  | Domestic
MTR_022928 | 19662 122ND PL SE | 9904-007220 |  |  | Non-Lead - Other | No |  | 0 | Installation date is after the lead ban |  |  |  |  | Non-Lead - Other |  |  | Installation date is after the lead ban |  |  |  |  | Non-Lead |  |  |  | Domestic
MTR_026249 | 12110 SE 201ST ST | LOT 66 S-T-R 04-22-05 |  |  | Non-Lead - Other | No |  | 0 | Installation date is after the lead ban |  |  |  |  | Non-Lead - Other |  |  | Installation date is after the lead ban |  |  |  |  | Non-Lead |  |  |  | Assumed
MTR_023415 | 11031 SE 212TH ST | L 52 BENSON HILLS NO 2 |  |  | Non-Lead - Other | Unknown |  | 0 | Statistical analysis |  |  |  |  | Non-Lead - Other |  |  | Statistical analysis |  |  |  |  | Non-Lead |  |  |  | Assumed
MTR_023563 | 11342 SE 212TH ST | LOT 5 COTTONWOOD COURT |  |  | Non-Lead - Other | No | 2006-03-17 | 0 | Installation date is after the lead ban |  |  |  |  | Non-Lead - Other |  |  | Installation date is after the lead ban |  |  |  |  | Non-Lead |  |  |  | Domestic
MTR_024253 | 21503 113TH PL SE | LOT 22 CARENA GLEN |  |  | Non-Lead - Other | No |  | 0 | Installation date is after the lead ban |  |  |  |  | Non-Lead - Other |  |  | Installation date is after the lead ban |  |  |  |  | Non-Lead |  |  |  | Domestic
MTR_028698 | 11240 SE 216TH ST | LOT 32 WEST CREEK MEADOWS |  |  | Non-Lead - Other | No |  | 0 | Installation date is after the lead ban |  |  |  |  | Non-Lead - Other |  |  | Installation date is after the lead ban |  |  |  |  | Non-Lead |  |  |  | Domestic
MTR_023554 | 11203 SE 216TH ST | LOT 5 WEST CREEK COURT |  |  | Non-Lead - Other | No | 2006-01-24 | 0 | Installation date is after the lead ban |  |  |  |  | Non-Lead - Other |  |  | Installation date is after the lead ban |  |  |  |  | Non-Lead |  |  |  | Domestic
MTR_028682 | 11301 SE 217TH ST | LOT 8 WESTCREEK MEADOWS |  |  | Non-Lead - Other | No | 1995-09-20 | 0 | Installation date is after the lead ban |  |  |  |  | Non-Lead - Other |  |  | Installation date is after the lead ban |  |  |  |  | Non-Lead |  |  |  | Domestic
MTR_024175 | 11024 SE 214TH ST | LOT 6 EAST BENSON HILLS |  |  | Non-Lead - Other | No |  | 0 | Installation date is after the lead ban |  |  |  |  | Non-Lead - Other |  |  | Installation date is after the lead ban |  |  |  |  | Non-Lead |  |  |  | Assumed
MTR_023573 | 11233 SE 214TH CT | LOT 6 WEST CREEK PLACE |  |  | Non-Lead - Other | No | 2007-09-28 | 0 | Installation date is after the lead ban |  |  |  |  | Non-Lead - Other |  |  | Installation date is after the lead ban |  |  |  |  | Non-Lead |  |  |  | Domestic
MTR_023527 | 11100 SE 216TH ST | LOT 7 BENSON PLACE |  |  | Non-Lead - Other | No | 1996-06-08 | 0 | Installation date is after the lead ban |  |  |  |  | Non-Lead - Other |  |  | Installation date is after the lead ban |  |  |  |  | Non-Lead |  |  |  | Domestic
MTR_023516 | 11123 SE 216TH ST | LOT 34 BENSON PLACE |  |  | Non-Lead - Other | No | 1996-06-08 | 0 | Installation date is after the lead ban |  |  |  |  | Non-Lead - Other |  |  | Installation date is after the lead ban |  |  |  |  | Non-Lead |  |  |  | Domestic
MTR_028836 | 10825 SE 218TH ST | L9 B1 TWIN MAPLES |  |  | Non-Lead - Other | Unknown |  | 0 | Statistical analysis |  |  |  |  | Non-Lead - Other |  |  | Statistical analysis |  |  |  |  | Non-Lead |  |  |  | Assumed
MTR_028821 | 11019 SE 218TH ST | L 16 TWIN MAPLES |  |  | Non-Lead - Other | Unknown |  | 0 | Statistical analysis |  |  |  |  | Non-Lead - Other |  |  | Statistical analysis |  |  |  |  | Non-Lead |  |  |  | Assumed
MTR_023034 | 9915 S 213TH ST | L63 WESTVIEW TERR. #2 |  |  | Non-Lead - Other | No | 2008-10-29 | 0 | Rectified Plan |  |  |  |  | Non-Lead - Other |  |  | Statistical analysis |  |  |  |  | Non-Lead |  |  |  | Domestic
MTR_023663 | 21625 99TH AVE S | LOT 15 VERDE MESA |  |  | Non-Lead - Other | No | 2008-10-29 | 0 | Rectified Plan |  |  |  |  | Non-Lead - Other |  |  | Statistical analysis |  |  |  |  | Non-Lead |  |  |  | Domestic
MTR_023267 | 9511 S 213TH ST | LOT 5 EVERGREEN HILLS |  |  | Non-Lead - Other | No |  | 0 | Installation date is after the lead ban |  |  |  |  | Non-Lead - Other |  |  | Installation date is after the lead ban |  |  |  |  | Non-Lead |  |  |  | Domestic
MTR_024016 | 21315 103RD PL SE | L 6 OLYMPIC VIEW HTS 2 |  |  | Non-Lead - Other | No |  | 0.75 | Installation date is after the lead ban |  |  |  |  | Non-Lead - Other |  |  | Installation date is after the lead ban |  |  |  |  | Non-Lead |  |  |  | Domestic
MTR_023084 | 21428 98TH AVE S | LOT 3 MC CANNS |  |  | Non-Lead - Other | No | 2008-10-29 | 0 | Installation date is after the lead ban |  |  |  |  | Non-Lead - Other |  |  | Installation date is after the lead ban |  |  |  |  | Non-Lead |  |  |  | Domestic
MTR_023348 | 10407 SE 213TH PL | LOT 4 STONEPINE EAST |  |  | Non-Lead - Other | No | 1995-10-18 | 0 | Installation date is after the lead ban |  |  |  |  | Non-Lead - Other |  |  | Installation date is after the lead ban |  |  |  |  | Non-Lead |  |  |  | Domestic
MTR_020693 | 13032 SE 191ST ST | L 52 BLVD. LANES 7 |  |  | Non-Lead - Other | No | 1976-05-24 | 0 | Installation date is after the lead ban |  |  |  |  | Non-Lead - Other |  |  | Installation date is after the lead ban |  |  |  |  | Non-Lead |  |  |  | Domestic
MTR_015962 | 14606 SE 189TH PL | LOT 10 FIELDSTONE 2 |  |  | Non-Lead - Other | No | 2004-12-14 | 0 | Installation date is after the lead ban |  |  |  |  | Non-Lead - Other |  |  | Installation date is after the lead ban |  |  |  |  | Non-Lead |  |  |  | Domestic
MTR_019069 | 10128 SE 188TH ST | LOT 2 KCSP S89S0354 |  |  | Non-Lead - Other | No | 1989-12-12 | 0 | Installation date is after the lead ban |  |  |  |  | Non-Lead - Other |  |  | Installation date is after the lead ban |  |  |  |  | Non-Lead |  |  |  | Domestic
MTR_019207 | 19259 98TH AVE S | LOT 9 SPRINGBROOK TERRACE |  |  | Non-Lead - Other | No | 1984-06-01 | 0 | Installation date is after the lead ban |  |  |  |  | Non-Lead - Other |  |  | Installation date is after the lead ban |  |  |  |  | Non-Lead |  |  |  | Assumed
MTR_018245 | 18103 143RD AVE SE | LOT 57 FAIRWOOD FIRS |  |  | Non-Lead - Other | No | 1986-05-01 | 0 | Installation date is after the lead ban |  |  |  |  | Non-Lead - Other |  |  | Installation date is after the lead ban |  |  |  |  | Non-Lead |  |  |  | Domestic
MTR_014746 | 15647 129TH PL SE | L64 FAIRLANE WOODS |  |  | Non-Lead - Other | No | 1978-09-22 | 0 | Installation date is after the lead ban |  |  |  |  | Non-Lead - Other |  |  | Installation date is after the lead ban |  |  |  |  | Non-Lead |  |  |  | Domestic
MTR_015128 | 15728 121ST AVE SE | L9 B2 CASCADE VILLAGE 1 |  |  | Non-Lead - Other | No | 2014-04-16 | 1 | Rectified Plan |  |  |  |  | Non-Lead - Other |  |  | Statistical analysis |  |  |  |  | Non-Lead |  |  |  | Domestic
MTR_014694 | 13015 SE 159TH PL | LOT 100 FAIRLANE WOODS |  |  | Non-Lead - Other | No | 1978-09-22 | 0 | Installation date is after the lead ban |  |  |  |  | Non-Lead - Other |  |  | Installation date is after the lead ban |  |  |  |  | Non-Lead |  |  |  | Domestic
MTR_007518 | 12204 SE 166TH ST | L 42 CASCADE HILLS 7 |  |  | Non-Lead - Other | No | 2019-08-05 | 1 | Rectified Plan |  |  |  |  | Non-Lead - Other |  |  | Statistical analysis |  |  |  |  | Non-Lead |  |  |  | Domestic
MTR_014651 | 15814 131ST PL SE | LOT 8 FAIRLANE WOODS |  |  | Non-Lead - Other | No |  | 0 | Installation date is after the lead ban |  |  |  |  | Non-Lead - Other |  |  | Installation date is after the lead ban |  |  |  |  | Non-Lead |  |  |  | Domestic
MTR_014758 | 15802 129TH PL SE | LOT 26 FAIRLANE WOODS |  |  | Non-Lead - Other | No |  | 0 | Installation date is after the lead ban |  |  |  |  | Non-Lead - Other |  |  | Installation date is after the lead ban |  |  |  |  | Non-Lead |  |  |  | Domestic
MTR_000475 | 11674 SE 164TH ST | LOT 17 BLOCK 1 CASCADE HILLS #1 |  |  | Non-Lead - Other | Unknown |  | 0.75 | Statistical analysis |  |  |  |  | Non-Lead - Other |  |  | Statistical analysis |  |  |  |  | Non-Lead |  |  |  | Assumed
MTR_019793 | 11123 SE 189TH PL | LOT 3 CHRISTIAN SHORT PLAT AKA |  |  | Non-Lead - Other | No | 1996-10-07 | 0 | Installation date is after the lead ban |  |  |  |  | Non-Lead - Other |  |  | Installation date is after the lead ban |  |  |  |  | Non-Lead |  |  |  | Domestic
MTR_018491 | 20419 93RD PL S | LOT 7 COPPER RIDGE |  |  | Non-Lead - Other | No | 2014-02-18 | 0 | Installation date is after the lead ban |  |  |  |  | Non-Lead - Other |  |  | Installation date is after the lead ban |  |  |  |  | Non-Lead |  |  |  | Domestic
MTR_017859 | 17634 108TH AVE SE | TL 201 SEC 32-23-5 |  |  | Non-Lead - Other | No |  | 0 | Installation date is after the lead ban |  |  |  |  | Non-Lead - Other |  |  | Installation date is after the lead ban |  |  |  |  | Non-Lead |  |  |  | Domestic
MTR_015566 | VANTAGE GLEN-LOTS 129-134 | VANTAGE GLEN-LOTS 129-134 |  |  | Non-Lead - Other | No | 1984-06-14 | 1.5 | Statistical analysis |  |  |  |  | Non-Lead - Other |  |  | Statistical analysis |  |  |  |  | Non-Lead |  |  |  | Domestic
MTR_022809 | 12015 SE 200TH ST | 9904-006980 |  |  | Non-Lead - Other | No | 1995-07-13 | 0 | Rectified Plan |  |  |  |  | Non-Lead - Other |  |  | Statistical analysis |  |  |  |  | Non-Lead |  |  |  | Domestic
MTR_024278 | 21622 95TH PL S | LOT 5 KENTWOOD 8 |  |  | Non-Lead - Other | No |  | 0 | Installation date is after the lead ban |  |  |  |  | Non-Lead - Other |  |  | Installation date is after the lead ban |  |  |  |  | Non-Lead |  |  |  | Domestic
MTR_024882 | 14422 SE 208TH ST | TL124 E1/2 SEC 3-22-5 |  |  | Non-Lead - Other | Unknown |  | 0 | Statistical analysis |  |  |  |  | Non-Lead - Other |  |  | Statistical analysis |  |  |  |  | Non-Lead |  |  |  | Assumed
MTR_018500 | 20616 93RD PL S | BLDG 2 UNIT 2 COPPER RIDGE |  |  | Non-Lead - Other | No | 2014-02-18 | 0 | Installation date is after the lead ban |  |  |  |  | Non-Lead - Other |  |  | Installation date is after the lead ban |  |  |  |  | Non-Lead |  |  |  | Domestic
MTR_028760 | 11033 SE 223RD PL | LOT 27 BENSON EAST |  |  | Non-Lead - Other | No | 1977-05-13 | 1.25 | Installation date is after the lead ban |  |  |  |  | Non-Lead - Other |  |  | Installation date is after the lead ban |  |  |  |  | Non-Lead |  |  |  | Domestic
MTR_020132 | 10404 SE 194TH PL | L2 SHORT PLAT 481006 |  |  | Non-Lead - Other | Unknown |  | 0 | Statistical analysis |  |  |  |  | Non-Lead - Other |  |  | Statistical analysis |  |  |  |  | Non-Lead |  |  |  | Assumed
MTR_018502 | 20610 93RD PL S | UNIT 1 BLDG 3 COPPER RIDGE |  |  | Non-Lead - Other | No | 2014-02-18 | 0 | Installation date is after the lead ban |  |  |  |  | Non-Lead - Other |  |  | Installation date is after the lead ban |  |  |  |  | Non-Lead |  |  |  | Domestic
MTR_018485 | 20509 93RD PL S | LOT 5-BLDG 8 UNIT 5 COPPER RIDGE |  |  | Non-Lead - Other | No | 2014-02-18 | 0 | Installation date is after the lead ban |  |  |  |  | Non-Lead - Other |  |  | Installation date is after the lead ban |  |  |  |  | Non-Lead |  |  |  | Domestic
MTR_014002 | 11532,34,36,38 SE 173RD ST | 11532,34,36,38 SE 173RD ST |  |  | Non-Lead - Other | No |  | 1 | Installation date is after the lead ban |  |  |  |  | Non-Lead - Other |  |  | Installation date is after the lead ban |  |  |  |  | Non-Lead |  |  |  | Domestic
MTR_018496 | 20403 93RD PL S | LOT 6 COPPER RIDGE-UNIT 2 |  |  | Non-Lead - Other | No | 2014-02-18 | 0 | Installation date is after the lead ban |  |  |  |  | Non-Lead - Other |  |  | Installation date is after the lead ban |  |  |  |  | Non-Lead |  |  |  | Domestic
MTR_011094 | 11428 SE 162ND ST | LOT 3 KHAIRA HOUSE |  |  | Non-Lead - Other | Unknown |  | 0 | Statistical analysis |  |  |  |  | Non-Lead - Other |  |  | Statistical analysis |  |  |  |  | Non-Lead |  |  |  | Assumed
MTR_027639 | 11711 SE 219TH PL | LOT 4 POWERS SHORT PLAT |  |  | Non-Lead - Other | No |  | 0 | Installation date is after the lead ban |  |  |  |  | Non-Lead - Other |  |  | Installation date is after the lead ban |  |  |  |  | Non-Lead |  |  |  | Assumed
MTR_029015 | 11414 SE 223RD ST | BESSAGA HOME |  |  | Non-Lead - Other | No |  | 0 | Installation date is after the lead ban |  |  |  |  | Non-Lead - Other |  |  | Installation date is after the lead ban |  |  |  |  | Non-Lead |  |  |  | Assumed
MTR_028166 | ON 132ND AVE SE-SPRKLR MATHESO PARK | ON 132ND AVE SE-SPRKLR MATHESON PK |  |  | Non-Lead - Other | No | 1995-07-21 | 0 | Statistical analysis |  |  |  |  | Non-Lead - Other |  |  | Statistical analysis |  |  |  |  | Non-Lead |  |  |  | Irrigation
MTR_015938 | 14098 SE 190TH ST | TAX LOT 95 34-23-5 |  |  | Non-Lead Plastic | No | 2004-11-04 | 0 | Rectified Plan | Yes | Visual inspection at the meter pit | 2024-02-22 |  | Non-Lead Plastic |  |  | Field inspection only with no records | Yes | Visual inspection at the meter pit | 2024-02-22 |  | Non-Lead |  |  |  | Domestic
MTR_022765 | 19233 117TH PL SE | LOT 11 LYNDEN PLACE |  |  | Non-Lead - Other | No | 1999-03-24 | 0 | Installation date is after the lead ban |  |  |  |  | Non-Lead - Other |  |  | Installation date is after the lead ban |  |  |  |  | Non-Lead |  |  |  | Domestic
MTR_011914 | 3451 CEDAR AVE S |  |  |  | Non-Lead - Other | Unknown |  | 0.75 | Statistical analysis |  |  |  |  | Non-Lead - Other |  |  | Statistical analysis |  |  |  |  | Non-Lead |  |  |  | Assumed
MTR_003442 | 12257 SE 234TH ST | LOT 42 MERIDIAN VILLA ESTATES |  |  | Non-Lead - Other | No |  | 0 | Installation date is after the lead ban |  |  |  |  | Non-Lead - Other |  |  | Installation date is after the lead ban |  |  |  |  | Non-Lead |  |  |  | Assumed
MTR_022698 | 12230 SE 196TH ST | TAX LOT 47 79-32-00 |  |  | Non-Lead - Other | No | 2001-03-28 | 0 | Installation date is after the lead ban |  |  |  |  | Non-Lead - Other |  |  | Installation date is after the lead ban |  |  |  |  | Non-Lead |  |  |  | Domestic
MTR_001919 | 23407 119TH AVE SE | 9918-016325 |  |  | Non-Lead - Other | No | 2008-09-03 | 1 | Rectified Plan | No |  |  |  | Non-Lead - Other |  |  | Installation date is after the lead ban |  |  |  |  | Non-Lead |  |  |  | Domestic
MTR_017833 | 10909 SE PETROVITSKY RD | TAX LOT 56 SEC 32-23-5 |  |  | Non-Lead - Other | No |  | 0 | Installation date is after the lead ban |  |  |  |  | Non-Lead - Other |  |  | Installation date is after the lead ban |  |  |  |  | Non-Lead |  |  |  | Assumed
MTR_023401 | 10907 SE 211TH PL | BLDG 6 BENSON VILLAGE |  |  | Non-Lead - Other | No | 1978-07-26 | 0 | Installation date is after the lead ban |  |  |  |  | Non-Lead - Other |  |  | Installation date is after the lead ban |  |  |  |  | Non-Lead |  |  |  | Domestic
MTR_030227 | LK YOUNGS TRAIL-165TH/PETRO'SY | LK YOUNGS TRAIL-165TH/PETRO'SY |  |  | Non-Lead - Other | Unknown |  | 0 | Statistical analysis |  |  |  |  | Non-Lead - Other |  |  | Statistical analysis |  |  |  |  | Non-Lead |  |  |  | Assumed
MTR_026144 | 20031 117TH AVE SE | 9904-004160 |  |  | Non-Lead - Other | No | 1998-06-08 | 0 | Installation date is after the lead ban |  |  |  |  | Non-Lead - Other |  |  | Installation date is after the lead ban |  |  |  |  | Non-Lead |  |  |  | Domestic
MTR_000181 | 12010 SE 240TH ST-IRRIG | 0708-020605 |  |  | Non-Lead - Other | No | 2000-01-21 | 0 | Rectified Plan | No |  |  |  | Non-Lead - Other |  |  | Installation date is after the lead ban |  |  |  |  | Non-Lead |  |  |  | Domestic
MTR_017627 | 17832 108TH AVE SE-IRRIG | TAX LOT 87 32-23-5 |  |  | Non-Lead - Other | No |  | 0 | Installation date is after the lead ban |  |  |  |  | Non-Lead - Other |  |  | Installation date is after the lead ban |  |  |  |  | Non-Lead |  |  |  | Assumed
MTR_000182 | 16760 128TH AVE SE | TL 99 E1/2 28-23-5 |  |  | Non-Lead - Other | Unknown |  | 0.75 | Statistical analysis |  |  |  |  | Non-Lead - Other |  |  | Statistical analysis |  |  |  |  | Non-Lead |  |  |  | Assumed
MTR_022438 | 19242 112TH AVE SE | 9919-003075 |  |  | Non-Lead - Other | No |  | 0 | Installation date is after the lead ban |  |  |  |  | Non-Lead - Other |  |  | Installation date is after the lead ban |  |  |  |  | Non-Lead |  |  |  | Assumed
MTR_017556 | 18207 124TH AVE SE | LOT 2 KING COUNTY SHORT PLAT #78106 4 |  |  | Non-Lead - Other | No | 1985-07-01 | 0 | Installation date is after the lead ban |  |  |  |  | Non-Lead - Other |  |  | Installation date is after the lead ban |  |  |  |  | Non-Lead |  |  |  | Domestic
MTR_006072 | PETROVITSKY PARK | PETROVITSKY PARK |  |  | Non-Lead - Other | Unknown |  | 1 | Statistical analysis |  |  |  |  | Non-Lead - Other |  |  | Statistical analysis |  |  |  |  | Non-Lead |  |  |  | Other
MTR_013994 | 11540,42,44,46 SE 173RD ST | 11540,42,44,46 SE 173RD ST |  |  | Non-Lead - Other | No |  | 1 | Installation date is after the lead ban |  |  |  |  | Non-Lead - Other |  |  | Installation date is after the lead ban |  |  |  |  | Non-Lead |  |  |  | Domestic
MTR_013981 | 11541,43,45,47 SE 175TH ST | 11541,43,45,47 SE 175TH ST |  |  | Non-Lead - Other | No |  | 1 | Installation date is after the lead ban |  |  |  |  | Non-Lead - Other |  |  | Installation date is after the lead ban |  |  |  |  | Non-Lead |  |  |  | Domestic
MTR_015715 | 1007 S 38TH CT | LOT 26 SUNNYBROOK |  |  | Non-Lead - Other | No | 2004-01-22 | 0 | Installation date is after the lead ban |  |  |  |  | Non-Lead - Other |  |  | Installation date is after the lead ban |  |  |  |  | Non-Lead |  |  |  | Domestic
MTR_019801 | 18611 114TH AVE SE | TAX LOT 279 SE 32-23-5 |  |  | Non-Lead - Other | No |  | 0 | Installation date is after the lead ban |  |  |  |  | Non-Lead - Other |  |  | Installation date is after the lead ban |  |  |  |  | Non-Lead |  |  |  | Domestic
MTR_021033 | 140TH AVE SE & SE 186TH ST | 140TH AVE SE & SE 186TH ST |  |  | Non-Lead - Other | No | 1989-09-20 | 0 | Statistical analysis |  |  |  |  | Non-Lead - Other |  |  | Statistical analysis |  |  |  |  | Non-Lead |  |  |  | Irrigation
MTR_023607 | 9622 S 221ST PL | LOT 7 CANYON CREST ESTATES (CANYON CREEK) |  |  | Non-Lead - Other | No | 1996-09-25 | 0 | Installation date is after the lead ban |  |  |  |  | Non-Lead - Other |  |  | Installation date is after the lead ban |  |  |  |  | Non-Lead |  |  |  | Domestic
MTR_015551 | 128TH AVE SE & PETROVITSKY RD | 128TH AVE SE & PETROVITSKY RD |  |  | Non-Lead - Other | No | 2001-03-01 | 1.5 | Statistical analysis |  |  |  |  | Non-Lead - Other |  |  | Statistical analysis |  |  |  |  | Non-Lead |  |  |  | Irrigation
MTR_028748 | 11026 SE 223RD ST | LOT 3 BENSON EAST |  |  | Non-Lead - Other | No | 1977-05-13 | 1 | Installation date is after the lead ban |  |  |  |  | Non-Lead - Other |  |  | Installation date is after the lead ban |  |  |  |  | Non-Lead |  |  |  | Domestic
MTR_014078 | SE 169TH ST & 113TH AVE SE | SE 169TH ST & 113TH AV SE |  |  | Non-Lead - Other | Unknown |  | 0 | Statistical analysis |  |  |  |  | Non-Lead - Other |  |  | Statistical analysis |  |  |  |  | Non-Lead |  |  |  | Domestic
MTR_015485 | 12602 SE PETROVITSKY RD | 9911-000020 |  |  | Non-Lead - Other | Unknown |  | 0 | Statistical analysis |  |  |  |  | Non-Lead - Other |  |  | Statistical analysis |  |  |  |  | Non-Lead |  |  |  | Domestic
MTR_023251 | 21502 95TH PL S | LOT 9 GARRISON HEIGHTS |  |  | Non-Lead - Other | No |  | 0 | Installation date is after the lead ban |  |  |  |  | Non-Lead - Other |  |  | Installation date is after the lead ban |  |  |  |  | Non-Lead |  |  |  | Assumed
MTR_023259 | 21509 95TH PL S | LOT 15 GARRISON HEIGHTS |  |  | Non-Lead - Other | No |  | 0 | Installation date is after the lead ban |  |  |  |  | Non-Lead - Other |  |  | Installation date is after the lead ban |  |  |  |  | Non-Lead |  |  |  | Assumed
MTR_017562 | 18026 124TH AVE SE |  |  |  | Non-Lead - Other | No | 1995-08-30 | 0 | Installation date is after the lead ban |  |  |  |  | Non-Lead - Other |  |  | Installation date is after the lead ban |  |  |  |  | Non-Lead |  |  |  | Assumed
MTR_018922 | 901 S 48TH ST | LOT 11 THE RESERVE @ STONEHAVEN |  |  | Non-Lead - Other | No | 2006-01-12 | 0 | Installation date is after the lead ban |  |  |  |  | Non-Lead - Other |  |  | Installation date is after the lead ban |  |  |  |  | Non-Lead |  |  |  | Domestic
MTR_028766 | 10930 SE 223RD PL | LOT 21 BENSON EAST |  |  | Non-Lead - Other | No | 1977-05-13 | 1.25 | Installation date is after the lead ban |  |  |  |  | Non-Lead - Other |  |  | Installation date is after the lead ban |  |  |  |  | Non-Lead |  |  |  | Domestic
MTR_029122 | 11212-A SE 220TH PL | LOT 2 BENSON MEADOWS EAST-ADU |  |  | Non-Lead - Other | No |  | 0 | Installation date is after the lead ban |  |  |  |  | Non-Lead - Other |  |  | Installation date is after the lead ban |  |  |  |  | Non-Lead |  |  |  | Assumed
MTR_018917 | 902 S 48TH ST | LOT 22 THE RESERVE @ STONEHAVEN |  |  | Non-Lead - Other | No | 2006-01-12 | 0 | Installation date is after the lead ban |  |  |  |  | Non-Lead - Other |  |  | Installation date is after the lead ban |  |  |  |  | Non-Lead |  |  |  | Domestic
MTR_018499 | 20510 93RD PL S | UNIT 2 BLDG 5 COPPER RIDGE |  |  | Non-Lead - Other | No | 2014-02-18 | 0 | Installation date is after the lead ban |  |  |  |  | Non-Lead - Other |  |  | Installation date is after the lead ban |  |  |  |  | Non-Lead |  |  |  | Domestic
MTR_028762 | 11036 SE 223RD PL | LOT 29 BENSON EAST |  |  | Non-Lead - Other | No | 1977-05-13 | 1.25 | Installation date is after the lead ban |  |  |  |  | Non-Lead - Other |  |  | Installation date is after the lead ban |  |  |  |  | Non-Lead |  |  |  | Domestic
MTR_019346 | 9928 S 200TH ST | E80 OF N195 SPRNGBRK A |  |  | Non-Lead - Other | Unknown |  | 0 | Statistical analysis |  |  |  |  | Non-Lead - Other |  |  | Statistical analysis |  |  |  |  | Non-Lead |  |  |  | Assumed
MTR_006085 | 11826 SE 157TH PL | L4 B9 CASCADE VISTA 2 |  |  | Non-Lead - Other | No | 2014-04-16 | 0 | Rectified Plan |  |  |  |  | Non-Lead - Other |  |  | Statistical analysis |  |  |  |  | Non-Lead |  |  |  | Domestic
MTR_021244 | 14219 SE 200TH ST | L3 B3 FOWLERS ADD. |  |  | Non-Lead - Other | No | 2001-02-01 | 0 | Rectified Plan |  |  |  |  | Non-Lead - Other |  |  | Statistical analysis |  |  |  |  | Non-Lead |  |  |  | Domestic
MTR_007599 | 16531 120TH AVE SE | L 28 CASCADE HILLS 6 |  |  | Non-Lead - Other | No | 2019-08-05 | 0.75 | Rectified Plan |  |  |  |  | Non-Lead - Other |  |  | Statistical analysis |  |  |  |  | Non-Lead |  |  |  | Assumed
MTR_014198 | 10825 SE 172ND ST #B | UNIT B KELSEY CT CONDOS |  |  | Non-Lead - Copper | No |  | 1 | Converted CAD | No |  |  |  | Non-Lead - Other |  |  | Installation date is after the lead ban |  |  |  |  | Non-Lead |  |  |  | Domestic
MTR_011414 | 12733 SE 167TH ST | L 46 CASCADE HILLS 8 |  |  | Non-Lead - Other | Unknown |  | 1 | Statistical analysis |  |  |  |  | Non-Lead - Other |  |  | Statistical analysis |  |  |  |  | Non-Lead |  |  |  | Domestic
MTR_021189 | 14108 SE 198TH ST | LOT 4 LAKE YOUNGS PLACE |  |  | Non-Lead - Other | No | 1995-10-23 | 0 | Installation date is after the lead ban |  |  |  |  | Non-Lead - Other |  |  | Installation date is after the lead ban |  |  |  |  | Non-Lead |  |  |  | Domestic
MTR_023169 | 21305 98TH AVE S | L A WESTVIEW TERRACE 4 |  |  | Non-Lead - Other | No | 2008-10-29 | 0 | Rectified Plan |  |  |  |  | Non-Lead - Other |  |  | Statistical analysis |  |  |  |  | Non-Lead |  |  |  | Domestic
MTR_027476 | 23724 137TH AVE SE | LOT 59 NORTHPEAK CREST |  |  | Non-Lead - Other | No | 1979-07-01 | 0 | Installation date is after the lead ban |  |  |  |  | Non-Lead - Other |  |  | Installation date is after the lead ban |  |  |  |  | Non-Lead |  |  |  | Domestic
MTR_027233 | 23428 134TH LN SE | LOT 7 BIRCHWOOD ACRES |  |  | Non-Lead - Plastic | No | 1995-10-18 | 1 | Rectified Plan | No |  |  |  | Non-Lead - Other |  |  | Installation date is after the lead ban |  |  |  |  | Non-Lead |  |  |  | Domestic
MTR_003532 | 23406 127TH AVE SE | L 64 MERIDIAN VILLA EST |  |  | Non-Lead - Other | No | 1966-09-01 | 0.75 | Rectified Plan | No |  |  |  | Non-Lead - Other |  |  | Installation date is after the lead ban |  |  |  |  | Non-Lead |  |  |  | Domestic
MTR_008871 | 12527 SE 236TH CT | LOT 1 GAGES GROVE |  |  | Non-Lead - Other | No | 2005-08-18 | 0 | Rectified Plan | No |  |  |  | Non-Lead - Other |  |  | Installation date is after the lead ban |  |  |  |  | Non-Lead |  |  |  | Domestic
MTR_003682 | 12317 SE 237TH PL | LOT 19 OAKDALE |  |  | Non-Lead - Other | No | 1989-04-20 | 6 | Rectified Plan | No |  |  |  | Non-Lead - Other |  |  | Installation date is after the lead ban |  |  |  |  | Non-Lead |  |  |  | Domestic
MTR_003761 | 12330 SE 235TH ST | L 43 MERIDIAN VILLA EST. |  |  | Non-Lead - Other | No | 1966-09-01 | 1 | Rectified Plan | No |  |  |  | Non-Lead - Other |  |  | Installation date is after the lead ban |  |  |  |  | Non-Lead |  |  |  | Domestic
MTR_029040 | 22111 110TH AVE SE | L25 BENSON MEADOWS #2 |  |  | Non-Lead - Other | No |  | 0 | Installation date is after the lead ban |  |  |  |  | Non-Lead - Other |  |  | Installation date is after the lead ban |  |  |  |  | Non-Lead |  |  |  | Domestic
MTR_029757 | 11215 SE 225TH ST | L 41 STOCKTON |  |  | Non-Lead - Other | No |  | 0 | Installation date is after the lead ban |  |  |  |  | Non-Lead - Other |  |  | Installation date is after the lead ban |  |  |  |  | Non-Lead |  |  |  | Domestic
MTR_023526 | 11118 SE 216TH ST | LOT 4 BENSON PLACE |  |  | Non-Lead - Other | No | 1996-06-08 | 0 | Installation date is after the lead ban |  |  |  |  | Non-Lead - Other |  |  | Installation date is after the lead ban |  |  |  |  | Non-Lead |  |  |  | Domestic
MTR_028786 | 11216 SE 223RD ST | 9914-005405 |  |  | Non-Lead - Other | Unknown |  | 0 | Statistical analysis |  |  |  |  | Non-Lead - Other |  |  | Statistical analysis |  |  |  |  | Non-Lead |  |  |  | Assumed
MTR_025367 | 21202 120TH PL SE | LOT 25 GREEN TREE EAST |  |  | Non-Lead - Other | No | 1972-06-01 | 0 | Installation date is after the lead ban |  |  |  |  | Non-Lead - Other |  |  | Installation date is after the lead ban |  |  |  |  | Non-Lead |  |  |  | Domestic
MTR_026466 | 12608 SE 228TH CT | LOT 106 PHEASANTS HOLLOW |  |  | Non-Lead - Other | No | 1996-02-27 | 0 | Installation date is after the lead ban |  |  |  |  | Non-Lead - Other |  |  | Installation date is after the lead ban |  |  |  |  | Non-Lead |  |  |  | Domestic
MTR_024784 | 20236 143RD PL SE | 9931-013120 |  |  | Non-Lead Plastic | Unknown |  | 0 | Relative Placement | Yes | Visual inspection at the meter pit | 2024-02-29 |  | Galvanized Requiring Replacement |  |  | Field inspection only with no records | Yes | Visual inspection at the meter pit | 2024-02-29 |  | Galvanized Requiring Replacement |  |  |  | Assumed
MTR_007248 | 12221 SE 165TH ST | L 32 CASCADE HILLS 7 |  |  | Non-Lead - Other | No | 2019-08-05 | 1 | Rectified Plan |  |  |  |  | Non-Lead - Other |  |  | Statistical analysis |  |  |  |  | Non-Lead |  |  |  | Domestic
MTR_021027 | 13518 SE 186TH PL | L8 FOREST EST DIV 1 |  |  | Non-Lead - Other | No | 1978-08-01 | 1 | Installation date is after the lead ban |  |  |  |  | Non-Lead - Other |  |  | Installation date is after the lead ban |  |  |  |  | Non-Lead |  |  |  | Domestic
MTR_019745 | 11060 SE 192ND ST | LOT 4 KING COUNTY SHORT PLAT #S90S0 211 |  |  | Non-Lead - Other | Unknown |  | 0 | Statistical analysis |  |  |  |  | Non-Lead - Other |  |  | Statistical analysis |  |  |  |  | Non-Lead |  |  |  | Assumed
MTR_017118 | 10901 SE 183RD PL | LOT 49 MAPLE GLEN |  |  | Non-Lead - Other | No | 1977-03-18 | 0 | Installation date is after the lead ban |  |  |  |  | Non-Lead - Other |  |  | Installation date is after the lead ban |  |  |  |  | Non-Lead |  |  |  | Domestic
MTR_019734 | 18806 111TH PL SE | L4 GARDENVIEW EST |  |  | Non-Lead - Other | No |  | 0 | Installation date is after the lead ban |  |  |  |  | Non-Lead - Other |  |  | Installation date is after the lead ban |  |  |  |  | Non-Lead |  |  |  | Domestic
MTR_025616 | 21443 129TH PL SE | LOT 41 HILLSHIRE TERRACE |  |  | Non-Lead - Other | No | 1995-09-19 | 0 | Installation date is after the lead ban |  |  |  |  | Non-Lead - Other |  |  | Installation date is after the lead ban |  |  |  |  | Non-Lead |  |  |  | Domestic
MTR_011600 | 16320 131ST AVE SE | L41 FAIRWOOD DIV. #9 |  |  | Non-Lead - Other | No |  | 1 | Installation date is after the lead ban |  |  |  |  | Non-Lead - Other |  |  | Installation date is after the lead ban |  |  |  |  | Non-Lead |  |  |  | Domestic
MTR_027691 | 21626 119TH CT SE | LOT 25 CROWN ROYAL II |  |  | Non-Lead - Other | No |  | 0 | Installation date is after the lead ban |  |  |  |  | Non-Lead - Other |  |  | Installation date is after the lead ban |  |  |  |  | Non-Lead |  |  |  | Assumed
MTR_028641 | 11223 SE 216TH LN | LOT 39 WEST CREEK MEADOWS |  |  | Non-Lead - Other | No | 1995-09-20 | 0 | Installation date is after the lead ban |  |  |  |  | Non-Lead - Other |  |  | Installation date is after the lead ban |  |  |  |  | Non-Lead |  |  |  | Domestic
MTR_024211 | 20843 109TH LN SE | L2 BENSON H TOWNHOUSE |  |  | Non-Lead - Other | No |  | 5.25 | Installation date is after the lead ban |  |  |  |  | Non-Lead - Other |  |  | Installation date is after the lead ban |  |  |  |  | Non-Lead |  |  |  | Hydrant
MTR_025247 | 12519 SE 212TH PL | L348 GLENCARIN #2 |  |  | Non-Lead - Other | No | 1968-07-31 | 0 | Installation date is after the lead ban |  |  |  |  | Non-Lead - Other |  |  | Installation date is after the lead ban |  |  |  |  | Non-Lead |  |  |  | Domestic
MTR_029955 | 12759 SE 164TH ST | L5 BK3 CACSCADE VISTA #5 |  |  | Non-Lead - Other | No | 2016-06-22 | 0.75 | Rectified Plan |  |  |  |  | Non-Lead - Other |  |  | Statistical analysis |  |  |  |  | Non-Lead |  |  |  | Domestic
MTR_029954 | 12751 SE 164TH ST | LOT 4 BLOCK 3 CASCADE VISTA #5 |  |  | Non-Lead - Other | No | 2016-06-22 | 0.75 | Rectified Plan |  |  |  |  | Non-Lead - Other |  |  | Statistical analysis |  |  |  |  | Non-Lead |  |  |  | Domestic
MTR_029957 | 12801 SE 164TH ST | L7 B3 CASCADE VISTA 5 |  |  | Non-Lead - Other | No | 2016-06-22 | 0.75 | Rectified Plan |  |  |  |  | Non-Lead - Other |  |  | Statistical analysis |  |  |  |  | Non-Lead |  |  |  | Domestic
MTR_029956 | 12767 SE 164TH ST | L6 BK3 CASCADE VISTA #5 |  |  | Non-Lead - Other | No | 2016-06-22 | 0.75 | Rectified Plan |  |  |  |  | Non-Lead - Other |  |  | Statistical analysis |  |  |  |  | Non-Lead |  |  |  | Domestic
MTR_023592 | 9708 S 222ND ST | LOT 27 UNEEDAN ORCHARD TRACTS |  |  | Non-Lead - Other | No |  | 0 | Installation date is after the lead ban |  |  |  |  | Non-Lead - Other |  |  | Installation date is after the lead ban |  |  |  |  | Non-Lead |  |  |  | Assumed
MTR_011551 | 12803 SE 164TH ST | LOT 68 FAIRWOOD PARK NO 9 |  |  | Non-Lead - Other | No | 2007-10-01 | 0 | Installation date is after the lead ban |  |  |  |  | Non-Lead - Other |  |  | Installation date is after the lead ban |  |  |  |  | Non-Lead |  |  |  | Domestic
MTR_017616 | 17621 113TH PL SE | L C HIGH CHAPARRAL |  |  | Non-Lead - Other | No |  | 0 | Installation date is after the lead ban |  |  |  |  | Non-Lead - Other |  |  | Installation date is after the lead ban |  |  |  |  | Non-Lead |  |  |  | Assumed
MTR_017668 | 17642 111TH AVE SE | L5 HIGGINBOTHAM ADD. |  |  | Non-Lead - Other | Unknown |  | 0 | Statistical analysis |  |  |  |  | Non-Lead - Other |  |  | Statistical analysis |  |  |  |  | Non-Lead |  |  |  | Assumed
MTR_015767 | 14015 SE 188TH WAY | LOT 22 FAIRHAVEN |  |  | Non-Lead - Other | No | 1995-08-03 | 0 | Installation date is after the lead ban |  |  |  |  | Non-Lead - Other |  |  | Installation date is after the lead ban |  |  |  |  | Non-Lead |  |  |  | Domestic
MTR_018794 | 10223 SE 185TH PL | LOT 4 WINDSOR HEIGHTS |  |  | Non-Lead - Other | No | 1995-06-28 | 0 | Installation date is after the lead ban |  |  |  |  | Non-Lead - Other |  |  | Installation date is after the lead ban |  |  |  |  | Non-Lead |  |  |  | Domestic
MTR_011881 | 17007 105TH AVE SE | N 70.30 OF THE E 127.61 L11 BLK 2 AKERS FARMS 5 |  |  | Non-Lead - Other | No | 1999-03-24 | 0 | Statistical analysis |  |  |  |  | Non-Lead - Other |  |  | Statistical analysis |  |  |  |  | Non-Lead |  |  |  | Domestic
MTR_026154 | 11815 SE 208TH ST | TL 20 9-22-5 |  |  | Non-Lead - Other | No | 1998-08-03 | 0 | Rectified Plan |  |  |  |  | Non-Lead - Other |  |  | Statistical analysis |  |  |  |  | Non-Lead |  |  |  | Domestic
MTR_016768 | 15428 SE 182ND ST | LOT 36 CARRIAGEWOOD #4 |  |  | Non-Lead - Other | No | 1983-07-01 | 0 | Installation date is after the lead ban |  |  |  |  | Non-Lead - Other |  |  | Installation date is after the lead ban |  |  |  |  | Non-Lead |  |  |  | Domestic
MTR_023444 | 11212 SE 212TH ST | L8 BENSON HILLS #2 |  |  | Non-Lead - Other | Unknown |  | 0 | Statistical analysis |  |  |  |  | Non-Lead - Other |  |  | Statistical analysis |  |  |  |  | Non-Lead |  |  |  | Assumed
MTR_024772 | 14464 SE 204TH PL | TL148 E1/2 SEC 3-22-5 |  |  | Non-Lead - Other | Unknown |  | 0 | Statistical analysis |  |  |  |  | Non-Lead - Other |  |  | Statistical analysis |  |  |  |  | Non-Lead |  |  |  | Assumed
MTR_020511 | 20248 103RD PL SE | L12 BLK 1 CHERRY TERR |  |  | Non-Lead - Other | Unknown |  | 0 | Statistical analysis |  |  |  |  | Non-Lead - Other |  |  | Statistical analysis |  |  |  |  | Non-Lead |  |  |  | Assumed
MTR_018437 | 9325 S 202ND ST | LOT 4 KCSP #584012 |  |  | Non-Lead - Other | Unknown |  | 0 | Statistical analysis |  |  |  |  | Non-Lead - Other |  |  | Statistical analysis |  |  |  |  | Non-Lead |  |  |  | Domestic
MTR_028007 | 12028 SE 220TH PL | LOT 66 GLENCARIN SOUTH |  |  | Non-Lead - Other | No |  | 0 | Installation date is after the lead ban |  |  |  |  | Non-Lead - Other |  |  | Installation date is after the lead ban |  |  |  |  | Non-Lead |  |  |  | Domestic
MTR_027819 | 11627 SE 221ST ST | LOT 5 MEADOW GLEN |  |  | Non-Lead - Other | No |  | 0 | Installation date is after the lead ban |  |  |  |  | Non-Lead - Other |  |  | Installation date is after the lead ban |  |  |  |  | Non-Lead |  |  |  | Domestic
MTR_028913 | 21628 116TH AVE SE | 9916-005505 |  |  | Non-Lead - Other | No |  | 0 | Installation date is after the lead ban |  |  |  |  | Non-Lead - Other |  |  | Installation date is after the lead ban |  |  |  |  | Non-Lead |  |  |  | Assumed
MTR_019278 | 19920 97TH AVE S | L4 MALABAR HILLS #1 |  |  | Non-Lead - Other | Unknown |  | 0 | Statistical analysis |  |  |  |  | Non-Lead - Other |  |  | Statistical analysis |  |  |  |  | Non-Lead |  |  |  | Assumed
MTR_019352 | 9506 S 200TH ST | PTN TRT5 SPRNGBRK ACR TR |  |  | Non-Lead - Other | Unknown |  | 0 | Statistical analysis |  |  |  |  | Non-Lead - Other |  |  | Statistical analysis |  |  |  |  | Non-Lead |  |  |  | Assumed
MTR_029953 | 12731 SE 164TH ST | L3 BLK3 CASCADE VISTA#5 |  |  | Non-Lead - Other | No | 2016-06-22 | 0.75 | Rectified Plan |  |  |  |  | Non-Lead - Other |  |  | Statistical analysis |  |  |  |  | Non-Lead |  |  |  | Domestic
MTR_011429 | 12720 SE 168TH ST | LOT 6 CASCADE HILLS #8 |  |  | Non-Lead - Other | Unknown |  | 0 | Statistical analysis |  |  |  |  | Non-Lead - Other |  |  | Statistical analysis |  |  |  |  | Non-Lead |  |  |  | Domestic
MTR_029947 | 12609 SE 164TH ST | L2 BK5 CASCADE VISTA #7 |  |  | Non-Lead - Other | No | 2016-06-22 | 0.75 | Rectified Plan |  |  |  |  | Non-Lead - Other |  |  | Statistical analysis |  |  |  |  | Non-Lead |  |  |  | Domestic
MTR_011439 | 12743 SE 167TH PL | L 16 CASCADE HILLS 8 |  |  | Non-Lead - Other | Unknown |  | 1 | Statistical analysis |  |  |  |  | Non-Lead - Other |  |  | Statistical analysis |  |  |  |  | Non-Lead |  |  |  | Domestic
MTR_011428 | 12724 SE 168TH ST | L 5 CASCADE HILLS 8 |  |  | Non-Lead - Other | Unknown |  | 1 | Statistical analysis |  |  |  |  | Non-Lead - Other |  |  | Statistical analysis |  |  |  |  | Non-Lead |  |  |  | Domestic
MTR_018268 | 18104 143RD AVE SE | LOT 31 FAIRWOOD FIRS |  |  | Non-Lead - Other | No | 1986-05-01 | 0 | Installation date is after the lead ban |  |  |  |  | Non-Lead - Other |  |  | Installation date is after the lead ban |  |  |  |  | Non-Lead |  |  |  | Domestic
MTR_025354 | 20805 119TH AVE SE | LOT 2 KCSP 477013 |  |  | Non-Lead - Other | No |  | 0 | Installation date is after the lead ban |  |  |  |  | Non-Lead - Other |  |  | Installation date is after the lead ban |  |  |  |  | Non-Lead |  |  |  | Domestic
MTR_017388 | 17645 122ND PL SE | 9921-013550 |  |  | Non-Lead - Other | No | 1975-09-26 | 0 | Installation date is after the lead ban |  |  |  |  | Non-Lead - Other |  |  | Installation date is after the lead ban |  |  |  |  | Non-Lead |  |  |  | Domestic
MTR_022061 | 11717 SE 189TH PL | LOT 30 JESSIE GLEN |  |  | Non-Lead - Other | No | 2007-07-19 | 0 | Rectified Plan | No |  |  |  | Non-Lead - Other |  |  | Installation date is after the lead ban |  |  |  |  | Non-Lead |  |  |  | Domestic
MTR_014296 | 10815 SE 168TH ST | TAX LOT 64 S-T-R SE 29-23-5 |  |  | Non-Lead - Other | Unknown |  | 0 | Statistical analysis |  |  |  |  | Non-Lead - Other |  |  | Statistical analysis |  |  |  |  | Non-Lead |  |  |  | Domestic
MTR_014292 | 10918 SE 169TH PL | LOT 28 THRESHOLD HOUSING DIVISION 1 |  |  | Non-Lead - Other | No | 1995-08-21 | 1 | Rectified Plan | No |  |  |  | Non-Lead - Other |  |  | Installation date is after the lead ban |  |  |  |  | Non-Lead |  |  |  | Domestic
MTR_022894 | 11825 SE 192ND ST | 9921-002550 |  |  | Non-Lead - Other | Unknown |  | 0 | Statistical analysis |  |  |  |  | Non-Lead - Other |  |  | Statistical analysis |  |  |  |  | Non-Lead |  |  |  | Assumed
MTR_018663 | 9636 S 203RD ST | LOT 6 CHESTNUT RIDGE #1 |  |  | Non-Lead - Other | No |  | 0 | Installation date is after the lead ban |  |  |  |  | Non-Lead - Other |  |  | Installation date is after the lead ban |  |  |  |  | Non-Lead |  |  |  | Assumed
MTR_022681 | 19505 120TH PL SE | LOT 6 SPRINGBROOK PH 1 |  |  | Non-Lead - Other | No | 2013-04-30 | 0 | Installation date is after the lead ban |  |  |  |  | Non-Lead - Other |  |  | Installation date is after the lead ban |  |  |  |  | Non-Lead |  |  |  | Domestic
MTR_022587 | 19460 115TH PL SE | LOT 100 PLATEAU @ PANTHER LAKE |  |  | Non-Lead - Other | No | 2007-03-05 | 0 | Installation date is after the lead ban |  |  |  |  | Non-Lead - Other |  |  | Installation date is after the lead ban |  |  |  |  | Non-Lead |  |  |  | Domestic
MTR_022990 | 19444 124TH AVE SE | TL51 E1/2 SEC 4-22-5 |  |  | Non-Lead - Other | Unknown |  | 0 | Statistical analysis |  |  |  |  | Non-Lead - Other |  |  | Statistical analysis |  |  |  |  | Non-Lead |  |  |  | Assumed
MTR_019508 | 11254 SE 190TH CT | LOT 69 CHINQUAPIN RIDGE |  |  | Non-Lead - Other | No | 1995-09-19 | 0 | Installation date is after the lead ban |  |  |  |  | Non-Lead - Other |  |  | Installation date is after the lead ban |  |  |  |  | Non-Lead |  |  |  | Domestic
MTR_019429 | 19123 113TH WAY SE | LOT 61 CHINQUAPIN RIDGE |  |  | Non-Lead - Other | No | 1995-09-19 | 0 | Installation date is after the lead ban |  |  |  |  | Non-Lead - Other |  |  | Installation date is after the lead ban |  |  |  |  | Non-Lead |  |  |  | Domestic
MTR_017089 | 11407 SE 179TH ST | LOT 25 MORNING GLEN |  |  | Non-Lead - Other | No | 1996-03-12 | 0 | Installation date is after the lead ban |  |  |  |  | Non-Lead - Other |  |  | Installation date is after the lead ban |  |  |  |  | Non-Lead |  |  |  | Domestic
MTR_017057 | 17611 114TH PL SE | LOT 2 BELTERRA #10 |  |  | Non-Lead - Other | No | 1996-03-12 | 0 | Installation date is after the lead ban |  |  |  |  | Non-Lead - Other |  |  | Installation date is after the lead ban |  |  |  |  | Non-Lead |  |  |  | Domestic
MTR_017617 | 17801 113TH PL SE | L 10 HIGH CHAPARRAL |  |  | Non-Lead - Other | No |  | 0 | Installation date is after the lead ban |  |  |  |  | Non-Lead - Other |  |  | Installation date is after the lead ban |  |  |  |  | Non-Lead |  |  |  | Assumed
MTR_017040 | 17914 112TH AVE SE | LOT 19 ORCHARD PARK #2 |  |  | Non-Lead - Other | No | 1995-09-05 | 0 | Installation date is after the lead ban |  |  |  |  | Non-Lead - Other |  |  | Installation date is after the lead ban |  |  |  |  | Non-Lead |  |  |  | Domestic
MTR_014655 | 15822 130TH PL SE | LOT 12 FAIRLANE WOODS |  |  | Non-Lead - Other | No | 1978-09-22 | 0 | Installation date is after the lead ban |  |  |  |  | Non-Lead - Other |  |  | Installation date is after the lead ban |  |  |  |  | Non-Lead |  |  |  | Domestic
MTR_014710 | 12928 SE 159TH ST | LOT 24 FAIRLANE WOODS |  |  | Non-Lead - Other | No | 1978-09-22 | 0 | Installation date is after the lead ban |  |  |  |  | Non-Lead - Other |  |  | Installation date is after the lead ban |  |  |  |  | Non-Lead |  |  |  | Domestic
MTR_030115 | 12666 SE 158TH ST | L11 B1 CASCADE VILLAGE#4 |  |  | Non-Lead - Other | No | 2016-06-22 | 0.75 | Rectified Plan |  |  |  |  | Non-Lead - Other |  |  | Statistical analysis |  |  |  |  | Non-Lead |  |  |  | Domestic
MTR_030109 | 12641 SE 158TH ST | L8 B2 CASCADE VILLAGE 4 |  |  | Non-Lead - Other | No | 2016-06-22 | 0.75 | Rectified Plan |  |  |  |  | Non-Lead - Other |  |  | Statistical analysis |  |  |  |  | Non-Lead |  |  |  | Domestic
MTR_011967 | 3501 MILL PL S | LOT 45 CEDAR AVENUE |  |  | Non-Lead - Other | No | 2004-12-14 | 0 | Installation date is after the lead ban |  |  |  |  | Non-Lead - Other |  |  | Installation date is after the lead ban |  |  |  |  | Non-Lead |  |  |  | Domestic
MTR_022414 | 11466 SE 193RD TER | LOT 31 PLATEAU @ PANTHER LK |  |  | Non-Lead - Other | No | 2007-03-05 | 0 | Installation date is after the lead ban |  |  |  |  | Non-Lead - Other |  |  | Installation date is after the lead ban |  |  |  |  | Non-Lead |  |  |  | Domestic
MTR_019910 | 19152 108TH LN SE | LOT 10 CABIAO TOWNHOMES |  |  | Non-Lead - Other | No | 2009-01-05 | 0 | Installation date is after the lead ban |  |  |  |  | Non-Lead - Other |  |  | Installation date is after the lead ban |  |  |  |  | Non-Lead |  |  |  | Domestic
MTR_018326 | 18131 146TH AVE SE | LOT 56 CARRIAGE LANE #3 |  |  | Non-Lead - Other | No | 1966-05-24 | 0 | Installation date is after the lead ban |  |  |  |  | Non-Lead - Other |  |  | Installation date is after the lead ban |  |  |  |  | Non-Lead |  |  |  | Domestic
MTR_022090 | 19135 117TH PL SE | LOT 5 RATHINAM PLAT |  |  | Non-Lead - Other | No | 2007-09-28 | 0 | Rectified Plan | No |  |  |  | Non-Lead - Other |  |  | Installation date is after the lead ban |  |  |  |  | Non-Lead |  |  |  | Domestic
MTR_011386 | 16415 BENSON RD S | S PORTION TAX LOT 106 W 1/2 S-T-R- 29-23-5 |  |  | Non-Lead - Other | No | 1999-03-24 | 0 | Rectified Plan |  |  |  |  | Non-Lead - Other |  |  | Statistical analysis |  |  |  |  | Non-Lead |  |  |  | Domestic
MTR_018344 | 18135 146TH AVE SE | L57 CARRIAGE LANE #3 |  |  | Non-Lead - Other | Unknown | 1966-05-24 | 0 | Statistical analysis |  |  |  |  | Non-Lead - Other |  |  | Statistical analysis |  |  |  |  | Non-Lead |  |  |  | Domestic
MTR_020595 | 19813 105TH AVE SE | L6 DONNYBROOK MANOR |  |  | Galvanized Requiring Replacement | Unknown |  | 0 | Relative Placement | Yes | Visual inspection at the meter pit | 2024-01-29 |  | Non-Lead Plastic |  |  | Field inspection only with no records | Yes | Visual inspection at the meter pit | 2024-01-29 |  | Galvanized Requiring Replacement |  |  |  | Assumed
MTR_023620 | 9902 S 220TH PL | LOT 31 GLEN KARA |  |  | Non-Lead - Other | No | 1998-03-30 | 0 | Installation date is after the lead ban |  |  |  |  | Non-Lead - Other |  |  | Installation date is after the lead ban |  |  |  |  | Non-Lead |  |  |  | Domestic
MTR_029140 | 10225 SE 225TH PL | LOT 1 COPPER HILL |  |  | Non-Lead - Other | No | 2006-03-28 | 0 | Installation date is after the lead ban |  |  |  |  | Non-Lead - Other |  |  | Installation date is after the lead ban |  |  |  |  | Non-Lead |  |  |  | Domestic
MTR_024339 | 22241 105TH AVE SE | L46 UNEEDAN ORCHARD TRS |  |  | Non-Lead - Other | No |  | 0 | Installation date is after the lead ban |  |  |  |  | Non-Lead - Other |  |  | Installation date is after the lead ban |  |  |  |  | Non-Lead |  |  |  | Domestic
MTR_023801 | 10218 SE 220TH PL | LOT 11 ANNANDALE |  |  | Non-Lead - Other | No | 2004-07-27 | 0 | Installation date is after the lead ban |  |  |  |  | Non-Lead - Other |  |  | Installation date is after the lead ban |  |  |  |  | Non-Lead |  |  |  | Domestic
MTR_029964 | 16327 127TH PL SE | L14 B2 CASCADE VISTA 5 |  |  | Non-Lead Plastic | No | 2016-06-22 | 0.75 | Rectified Plan | Yes | Visual inspection at the meter pit | 2024-02-09 |  | Galvanized Requiring Replacement |  |  | Field inspection only with no records | Yes | Visual inspection at the meter pit | 2024-02-09 |  | Galvanized Requiring Replacement |  |  |  | Domestic
MTR_014673 | 12921 SE 160TH ST | LOT 81 FAIRLANE WOODS |  |  | Non-Lead - Other | No | 2016-06-22 | 0.75 | Installation date is after the lead ban |  |  |  |  | Non-Lead - Other |  |  | Installation date is after the lead ban |  |  |  |  | Non-Lead |  |  |  | Domestic
MTR_016048 | 16116 SE 180TH PL | LOT 1 WHITNEY PLACE |  |  | Non-Lead - Other | No | 1988-08-19 | 0 | Installation date is after the lead ban |  |  |  |  | Non-Lead - Other |  |  | Installation date is after the lead ban |  |  |  |  | Non-Lead |  |  |  | Domestic
MTR_016064 | 16036 SE 180TH PL | LOT 5 WHITNEY PLACE |  |  | Non-Lead - Other | No | 1988-08-19 | 0 | Installation date is after the lead ban |  |  |  |  | Non-Lead - Other |  |  | Installation date is after the lead ban |  |  |  |  | Non-Lead |  |  |  | Domestic
MTR_016057 | 16128 SE 180TH PL | LOT 2 KING COUNTY SHORT PLAT #10870 11 |  |  | Non-Lead - Other | No | 1988-08-19 | 0 | Installation date is after the lead ban |  |  |  |  | Non-Lead - Other |  |  | Installation date is after the lead ban |  |  |  |  | Non-Lead |  |  |  | Domestic
MTR_016642 | 15238 SE 183RD DR | L24 CARRIAGEWOOD 1 |  |  | Non-Lead - Other | No | 1980-06-01 | 0 | Installation date is after the lead ban |  |  |  |  | Non-Lead - Other |  |  | Installation date is after the lead ban |  |  |  |  | Non-Lead |  |  |  | Domestic
MTR_018353 | 14246 SE 179TH PL | L22 CARRIAGE LANE #1 |  |  | Non-Lead - Other | Unknown |  | 0 | Statistical analysis |  |  |  |  | Non-Lead - Other |  |  | Statistical analysis |  |  |  |  | Non-Lead |  |  |  | Assumed
MTR_016724 | 18227 153RD AVE SE | LOT 2 CARRIAGEWOOD #4 |  |  | Non-Lead - Other | No | 1983-06-01 | 0 | Installation date is after the lead ban |  |  |  |  | Non-Lead - Other |  |  | Installation date is after the lead ban |  |  |  |  | Non-Lead |  |  |  | Domestic
MTR_018460 | 20012 95TH PL S | LOT 8 BRIARMOUNT |  |  | Non-Lead - Other | No | 1998-08-21 | 0 | Installation date is after the lead ban |  |  |  |  | Non-Lead - Other |  |  | Installation date is after the lead ban |  |  |  |  | Non-Lead |  |  |  | Domestic
MTR_018710 | 9025 S 204TH PL | LOT 52 SOPHIA GLEN |  |  | Non-Lead - Other | No | 2009-07-07 | 0 | Installation date is after the lead ban |  |  |  |  | Non-Lead - Other |  |  | Installation date is after the lead ban |  |  |  |  | Non-Lead |  |  |  | Domestic
MTR_020026 | 20213 106TH AVE SE | LOT 12 CASA VILLA |  |  | Non-Lead - Other | Unknown |  | 0 | Statistical analysis |  |  |  |  | Non-Lead - Other |  |  | Statistical analysis |  |  |  |  | Non-Lead |  |  |  | Assumed
MTR_020328 | 10619 SE 200TH ST | TL 151 W1/2 SEC 5-22-5 |  |  | Non-Lead - Other | Unknown |  | 0 | Statistical analysis |  |  |  |  | Non-Lead - Other |  |  | Statistical analysis |  |  |  |  | Non-Lead |  |  |  | Assumed
MTR_023758 | 10033 SE 220TH ST | LOT 11 KARA 3 |  |  | Non-Lead - Other | No | 2003-08-27 | 0 | Installation date is after the lead ban |  |  |  |  | Non-Lead - Other |  |  | Installation date is after the lead ban |  |  |  |  | Non-Lead |  |  |  | Domestic
MTR_020356 | 20060 104TH PL SE | PTN TL47 5-22-5 |  |  | Non-Lead - Other | Unknown |  | 0 | Statistical analysis |  |  |  |  | Non-Lead - Other |  |  | Statistical analysis |  |  |  |  | Non-Lead |  |  |  | Assumed
MTR_023715 | 21912 101ST PL SE | LOT 34 KARA CREST |  |  | Non-Lead - Other | No | 2001-08-23 | 0 | Installation date is after the lead ban |  |  |  |  | Non-Lead - Other |  |  | Installation date is after the lead ban |  |  |  |  | Non-Lead |  |  |  | Domestic
MTR_021196 | 19849 148TH AVE SE | TAX LOT 72 NE 1/4 3-22-5 |  |  | Non-Lead - Other | No | 1995-08-14 | 0 | Installation date is after the lead ban |  |  |  |  | Non-Lead - Other |  |  | Installation date is after the lead ban |  |  |  |  | Non-Lead |  |  |  | Domestic
MTR_020314 | 20218 106TH AVE SE | LOT 6 CASA VILLA |  |  | Non-Lead - Other | Unknown |  | 0 | Statistical analysis |  |  |  |  | Non-Lead - Other |  |  | Statistical analysis |  |  |  |  | Non-Lead |  |  |  | Domestic
MTR_021482 | 14414 SE 198TH ST | LOT 28 RUDDELLS 3RD ADD |  |  | Non-Lead - Other | No |  | 0 | Installation date is after the lead ban |  |  |  |  | Non-Lead - Other |  |  | Installation date is after the lead ban |  |  |  |  | Non-Lead |  |  |  | Domestic
MTR_023720 | 21832 101ST PL SE | LOT 36 KARA CREST |  |  | Non-Lead - Other | No | 2001-08-23 | 0 | Installation date is after the lead ban |  |  |  |  | Non-Lead - Other |  |  | Installation date is after the lead ban |  |  |  |  | Non-Lead |  |  |  | Domestic
MTR_022076 | 11645 SE 189TH PL | LOT 6 JESSIE GLEN |  |  | Non-Lead - Other | No | 2007-07-19 | 0 | Rectified Plan | No |  |  |  | Non-Lead - Other |  |  | Installation date is after the lead ban |  |  |  |  | Non-Lead |  |  |  | Domestic
MTR_023740 | 10028 SE 218TH PL | LOT 44 KARA CREST |  |  | Non-Lead - Other | No | 2001-08-23 | 0 | Installation date is after the lead ban |  |  |  |  | Non-Lead - Other |  |  | Installation date is after the lead ban |  |  |  |  | Non-Lead |  |  |  | Domestic
MTR_029134 | 10231 SE 225TH PL | LOT 2 COPPER HILL |  |  | Non-Lead - Other | No | 2006-03-28 | 0 | Installation date is after the lead ban |  |  |  |  | Non-Lead - Other |  |  | Installation date is after the lead ban |  |  |  |  | Non-Lead |  |  |  | Domestic
MTR_015945 | 14774 SE 187TH CT | LOT 20 FAIRHAVEN #3 |  |  | Non-Lead - Other | No | 2004-03-12 | 0 | Installation date is after the lead ban |  |  |  |  | Non-Lead - Other |  |  | Installation date is after the lead ban |  |  |  |  | Non-Lead |  |  |  | Domestic
MTR_015020 | 11874 SE 170TH PL | L13 B7 CASCADE VISTA #1 |  |  | Non-Lead Plastic | No | 2010-10-25 | 1 | Rectified Plan | Yes | Visual inspection at the meter pit | 2024-02-13 |  | Non-Lead Plastic |  |  | Field inspection only with no records | Yes | Visual inspection at the meter pit | 2024-02-13 |  | Non-Lead |  |  |  | Domestic
MTR_015235 | 17406 128TH AVE SE | LOT 15 BLK 1 RENTON PARK (ULID #67) |  |  | Non-Lead - Other | No |  | 0 | Installation date is after the lead ban |  |  |  |  | Non-Lead - Other |  |  | Installation date is after the lead ban |  |  |  |  | Non-Lead |  |  |  | Domestic
MTR_029162 | 11106 SE 225TH CT | L 37 STOCKTON |  |  | Non-Lead - Other | No | 2000-10-04 | 0 | Installation date is after the lead ban |  |  |  |  | Non-Lead - Other |  |  | Installation date is after the lead ban |  |  |  |  | Non-Lead |  |  |  | Domestic
MTR_015201 | 17228 128TH AVE SE | LOT 19 BLOCK 1 RENTON PARK |  |  | Non-Lead - Other | Unknown |  | 0 | Statistical analysis |  |  |  |  | Non-Lead - Other |  |  | Statistical analysis |  |  |  |  | Non-Lead |  |  |  | Domestic
MTR_029504 | 10810 SE 226TH ST | LOT 18 KENTON FIRS #2 |  |  | Non-Lead - Other | Unknown |  | 0 | Statistical analysis |  |  |  |  | Non-Lead - Other |  |  | Statistical analysis |  |  |  |  | Non-Lead |  |  |  | Domestic
MTR_015329 | 12923 SE 172ND ST | L15 RENTON PARK 3 |  |  | Non-Lead - Other | Unknown |  | 0 | Statistical analysis |  |  |  |  | Non-Lead - Other |  |  | Statistical analysis |  |  |  |  | Non-Lead |  |  |  | Domestic
MTR_028931 | 22124 112TH PL SE | LOT 11 PEDERSON PLACE #2 (VICTORIA |  |  | Non-Lead - Other | No |  | 0 | Installation date is after the lead ban |  |  |  |  | Non-Lead - Other |  |  | Installation date is after the lead ban |  |  |  |  | Non-Lead |  |  |  | Domestic
MTR_018038 | 13323 SE 181ST PL | LOT 434 FOREST ESTATES #4 |  |  | Non-Lead - Other | No | 1986-04-01 | 0 | Installation date is after the lead ban |  |  |  |  | Non-Lead - Other |  |  | Installation date is after the lead ban |  |  |  |  | Non-Lead |  |  |  | Domestic
MTR_028884 | 11026 SE 219TH PL | LOT 34 FALCON CREST |  |  | Non-Lead - Other | No |  | 0 | Installation date is after the lead ban |  |  |  |  | Non-Lead - Other |  |  | Installation date is after the lead ban |  |  |  |  | Non-Lead |  |  |  | Domestic
MTR_018024 | 13414 SE 182ND ST | LOT 413 FOREST ESTATES 4 |  |  | Non-Lead - Other | No | 1986-04-01 | 0 | Installation date is after the lead ban |  |  |  |  | Non-Lead - Other |  |  | Installation date is after the lead ban |  |  |  |  | Non-Lead |  |  |  | Domestic
MTR_029063 | 22119 113TH CT SE | LOT 6 PEDERSON PLACE #2 (VICTORIA P LACE) |  |  | Non-Lead - Other | No |  | 0 | Installation date is after the lead ban |  |  |  |  | Non-Lead - Other |  |  | Installation date is after the lead ban |  |  |  |  | Non-Lead |  |  |  | Domestic
MTR_021003 | 18608 139TH WAY SE | LOT 46 CEDARWOOD ESTATES (WINDHAM R IDGE) |  |  | Non-Lead - Other | No | 1989-09-20 | 0 | Installation date is after the lead ban |  |  |  |  | Non-Lead - Other |  |  | Installation date is after the lead ban |  |  |  |  | Non-Lead |  |  |  | Domestic
MTR_023532 | 21431 112TH AVE SE | LOT 2 BENSON PLACE |  |  | Non-Lead - Other | No | 1996-06-08 | 0 | Installation date is after the lead ban |  |  |  |  | Non-Lead - Other |  |  | Installation date is after the lead ban |  |  |  |  | Non-Lead |  |  |  | Domestic
MTR_020969 | 13415 SE 187TH PL | LOT 3 FOREST EST. |  |  | Non-Lead - Other | No | 1978-08-01 | 1 | Installation date is after the lead ban |  |  |  |  | Non-Lead - Other |  |  | Installation date is after the lead ban |  |  |  |  | Non-Lead |  |  |  | Domestic
MTR_029510 | 22618 113TH PL SE | L126 KENTON FIRS |  |  | Non-Lead - Other | Unknown |  | 0 | Statistical analysis |  |  |  |  | Non-Lead - Other |  |  | Statistical analysis |  |  |  |  | Non-Lead |  |  |  | Domestic
MTR_015975 | 14732 SE 189TH PL | LOT 1 FIELDSTONE 2 |  |  | Non-Lead - Other | No | 2004-12-14 | 0 | Installation date is after the lead ban |  |  |  |  | Non-Lead - Other |  |  | Installation date is after the lead ban |  |  |  |  | Non-Lead |  |  |  | Domestic
MTR_028118 | 12311 SE 223RD DR | LOT 49 MEADOWGREEN EST |  |  | Non-Lead - Other | No |  | 5.25 | Installation date is after the lead ban |  |  |  |  | Non-Lead - Other |  |  | Installation date is after the lead ban |  |  |  |  | Non-Lead |  |  |  | Hydrant
MTR_029506 | 22607 109TH PL SE | LOT 31 KENTON FIRS 2 |  |  | Non-Lead - Other | Unknown |  | 0 | Statistical analysis |  |  |  |  | Non-Lead - Other |  |  | Statistical analysis |  |  |  |  | Non-Lead |  |  |  | Domestic
MTR_027585 | 12207 SE 217TH PL | LOT 38 GLEN MAR |  |  | Non-Lead - Plastic | No | 1975-04-29 | 1 | Rectified Plan | No |  |  |  | Non-Lead - Other |  |  | Installation date is after the lead ban |  |  |  |  | Non-Lead |  |  |  | Domestic
MTR_028449 | 22344 126TH PL SE | LOT 114 SUMMERGLEN #3 |  |  | Non-Lead - Other | No |  | 0 | Installation date is after the lead ban |  |  |  |  | Non-Lead - Other |  |  | Installation date is after the lead ban |  |  |  |  | Non-Lead |  |  |  | Domestic
MTR_027687 | 11712 SE 216TH CT | LOT 4 CROWN ROYAL II |  |  | Non-Lead - Other | No |  | 0 | Installation date is after the lead ban |  |  |  |  | Non-Lead - Other |  |  | Installation date is after the lead ban |  |  |  |  | Non-Lead |  |  |  | Assumed
MTR_029512 | 22616 113TH PL SE | L127 KENTON FIRS |  |  | Non-Lead - Other | Unknown |  | 0 | Statistical analysis |  |  |  |  | Non-Lead - Other |  |  | Statistical analysis |  |  |  |  | Non-Lead |  |  |  | Domestic
MTR_023502 | 10868 SE 214TH PL | LOT 12 BENSON PLACE |  |  | Non-Lead - Other | No | 1996-06-08 | 0 | Installation date is after the lead ban |  |  |  |  | Non-Lead - Other |  |  | Installation date is after the lead ban |  |  |  |  | Non-Lead |  |  |  | Domestic
MTR_021303 | 19413 144TH PL SE | L25 FAIRWOOD GLEN |  |  | Non-Lead - Other | No |  | 0 | Installation date is after the lead ban |  |  |  |  | Non-Lead - Other |  |  | Installation date is after the lead ban |  |  |  |  | Non-Lead |  |  |  | Domestic
MTR_028219 | 13023 SE 221ST PL | LOT 13 SUMMER GLEN EAST (STRATHMORE ) |  |  | Non-Lead - Other | No | 1995-08-28 | 0 | Installation date is after the lead ban |  |  |  |  | Non-Lead - Other |  |  | Installation date is after the lead ban |  |  |  |  | Non-Lead |  |  |  | Domestic
MTR_027822 | 11912 SE 223RD DR | LOT 112 MEADOWGREEN EST |  |  | Non-Lead - Other | No |  | 0 | Installation date is after the lead ban |  |  |  |  | Non-Lead - Other |  |  | Installation date is after the lead ban |  |  |  |  | Non-Lead |  |  |  | Domestic
MTR_021280 | 19424 146TH AVE SE | L8 FAIRWOOD GLEN |  |  | Non-Lead - Other | No |  | 0 | Installation date is after the lead ban |  |  |  |  | Non-Lead - Other |  |  | Installation date is after the lead ban |  |  |  |  | Non-Lead |  |  |  | Domestic
MTR_028545 | 22338 123RD PL SE | LOT 44 SUMMERGLEN #1 |  |  | Non-Lead - Other | No |  | 0 | Installation date is after the lead ban |  |  |  |  | Non-Lead - Other |  |  | Installation date is after the lead ban |  |  |  |  | Non-Lead |  |  |  | Domestic
MTR_029094 | 11120 SE 222ND ST | LOT 9 BENSON MEADOWS #2 |  |  | Non-Lead - Other | No |  | 0 | Installation date is after the lead ban |  |  |  |  | Non-Lead - Other |  |  | Installation date is after the lead ban |  |  |  |  | Non-Lead |  |  |  | Domestic
MTR_015771 | 14518 SE 184TH PL | LOT 12 FAIRWOOD FIRS #2 |  |  | Non-Lead - Other | No | 1988-09-27 | 0 | Installation date is after the lead ban |  |  |  |  | Non-Lead - Other |  |  | Installation date is after the lead ban |  |  |  |  | Non-Lead |  |  |  | Domestic
MTR_029960 | 12754 SE 164TH ST | L10 B2 CASCADE VISTA 5 |  |  | Non-Lead - Other | No | 2016-06-22 | 0.75 | Rectified Plan |  |  |  |  | Non-Lead - Other |  |  | Statistical analysis |  |  |  |  | Non-Lead |  |  |  | Domestic
MTR_016127 | 18216 157TH AVE SE | L32 CARRIAGEWOOD #7 |  |  | Non-Lead - Plastic | No | 1983-07-01 | 0 | Rectified Plan | No |  |  |  | Non-Lead - Other |  |  | Installation date is after the lead ban |  |  |  |  | Non-Lead |  |  |  | Domestic
MTR_018257 | 14314 SE 183RD ST | LOT 22 FAIRWOOD FIRS #1 |  |  | Non-Lead - Other | No | 1986-05-01 | 0 | Installation date is after the lead ban |  |  |  |  | Non-Lead - Other |  |  | Installation date is after the lead ban |  |  |  |  | Non-Lead |  |  |  | Domestic
MTR_018634 | 20538 97TH AVE S | LOT 20 CHESTNUT RIDGE #1 |  |  | Non-Lead - Other | No |  | 0 | Installation date is after the lead ban |  |  |  |  | Non-Lead - Other |  |  | Installation date is after the lead ban |  |  |  |  | Non-Lead |  |  |  | Domestic
MTR_016610 | 18308 151ST CT SE | LOT 65 CARRIAGEWOOD #1 |  |  | Non-Lead - Other | No | 1980-06-01 | 0 | Installation date is after the lead ban |  |  |  |  | Non-Lead - Other |  |  | Installation date is after the lead ban |  |  |  |  | Non-Lead |  |  |  | Domestic
MTR_018635 | 20533 97TH AVE S | LOT 19 CHESTNUT RIDGE #1 |  |  | Non-Lead - Other | No |  | 0 | Installation date is after the lead ban |  |  |  |  | Non-Lead - Other |  |  | Installation date is after the lead ban |  |  |  |  | Non-Lead |  |  |  | Domestic
MTR_016698 | 18142 149TH AVE SE | L29 CARRIAGEWOOD #3 |  |  | Non-Lead - Other | No | 1983-04-01 | 0 | Installation date is after the lead ban |  |  |  |  | Non-Lead - Other |  |  | Installation date is after the lead ban |  |  |  |  | Non-Lead |  |  |  | Domestic
MTR_018262 | 18122 143RD AVE SE | L28 FAIRWOOD FIRS |  |  | Non-Lead - Other | No | 1986-05-01 | 0 | Installation date is after the lead ban |  |  |  |  | Non-Lead - Other |  |  | Installation date is after the lead ban |  |  |  |  | Non-Lead |  |  |  | Domestic
MTR_018609 | 9508 S 204TH PL | LOT 6 CHESTNUT RIDGE #2 |  |  | Non-Lead - Other | No |  | 0 | Installation date is after the lead ban |  |  |  |  | Non-Lead - Other |  |  | Installation date is after the lead ban |  |  |  |  | Non-Lead |  |  |  | Domestic
MTR_003420 | 11720 SE 208TH ST | LOT 9 S-T-R 04-22-5 |  |  | Non-Lead - Other | No |  | 0 | Installation date is after the lead ban |  |  |  |  | Non-Lead - Other |  |  | Installation date is after the lead ban |  |  |  |  | Non-Lead |  |  |  | Assumed
MTR_016823 | 15024 SE 184TH ST | LOT 20 CARRIAGEWOOD #5 |  |  | Non-Lead - Other | No | 1983-07-01 | 0 | Installation date is after the lead ban |  |  |  |  | Non-Lead - Other |  |  | Installation date is after the lead ban |  |  |  |  | Non-Lead |  |  |  | Domestic
MTR_018346 | 14240 SE 179TH PL | L21 CARRIAGE LANE #1 |  |  | Non-Lead - Other | Unknown |  | 0 | Statistical analysis |  |  |  |  | Non-Lead - Other |  |  | Statistical analysis |  |  |  |  | Non-Lead |  |  |  | Assumed
MTR_024529 | 20505 132ND AVE SE | L60 GREEN ACRES EAST |  |  | Non-Lead - Other | No |  | 0 | Installation date is after the lead ban |  |  |  |  | Non-Lead - Other |  |  | Installation date is after the lead ban |  |  |  |  | Non-Lead |  |  |  | Domestic
MTR_021652 | 19436 138TH AVE SE | LOT 13 ROCK CREEK |  |  | Non-Lead - Other | No |  | 0 | Installation date is after the lead ban |  |  |  |  | Non-Lead - Other |  |  | Installation date is after the lead ban |  |  |  |  | Non-Lead |  |  |  | Domestic
MTR_021608 | 19834 132ND PL SE | LOT 20 FOREST TRAILS #1 |  |  | Non-Lead - Other | No |  | 0 | Rectified Plan | No |  |  |  | Non-Lead - Other |  |  | Installation date is after the lead ban |  |  |  |  | Non-Lead |  |  |  | Domestic
MTR_000545 | 19639 108TH AVE SE | TAX LOT 181 W1/2 SEC 5-22-5 |  |  | Non-Lead Plastic | Unknown |  | 0.75 | Relative Placement | Yes | Visual inspection at the meter pit | 2024-01-29 |  | Non-Lead Plastic |  |  | Field inspection only with no records | Yes | Visual inspection at the meter pit | 2024-01-29 |  | Non-Lead |  |  |  | Assumed
MTR_018595 | 20447 96TH WAY S | LOT 2 KING COUNTY SHORT PLAT #98800 1 |  |  | Non-Lead - Other | No |  | 0 | Installation date is after the lead ban |  |  |  |  | Non-Lead - Other |  |  | Installation date is after the lead ban |  |  |  |  | Non-Lead |  |  |  | Domestic
MTR_020010 | 20311 102ND AVE SE | LOT 12 MAPLE TREE ESTATES |  |  | Non-Lead - Other | No | 2009-08-19 | 0 | Installation date is after the lead ban |  |  |  |  | Non-Lead - Other |  |  | Installation date is after the lead ban |  |  |  |  | Non-Lead |  |  |  | Domestic
MTR_025489 | 12724 SE 211TH ST | LOT 37 JASON LANE |  |  | Non-Lead - Other | No |  | 0 | Installation date is after the lead ban |  |  |  |  | Non-Lead - Other |  |  | Installation date is after the lead ban |  |  |  |  | Non-Lead |  |  |  | Domestic
MTR_022706 | 19612 124TH AVE SE | TL 3 E 1/2 SEC. 4-22-5 |  |  | Non-Lead - Other | Unknown |  | 0 | Statistical analysis |  |  |  |  | Non-Lead - Other |  |  | Statistical analysis |  |  |  |  | Non-Lead |  |  |  | Assumed
MTR_020590 | 19822 104TH AVE SE | L1 MORTGAGE MANOR |  |  | Non-Lead - Other | Unknown |  | 0 | Statistical analysis |  |  |  |  | Non-Lead - Other |  |  | Statistical analysis |  |  |  |  | Non-Lead |  |  |  | Assumed
MTR_020276 | 20720 106TH PL SE | LOT 12 BLOCK 2 JO-VEL MANOR |  |  | Non-Lead - Other | Unknown |  | 0 | Statistical analysis |  |  |  |  | Non-Lead - Other |  |  | Statistical analysis |  |  |  |  | Non-Lead |  |  |  | Domestic
MTR_024639 | 20143 128TH AVE SE | L29 LINDA HIGHLANDS |  |  | Non-Lead - Other | No |  | 0 | Installation date is after the lead ban |  |  |  |  | Non-Lead - Other |  |  | Installation date is after the lead ban |  |  |  |  | Non-Lead |  |  |  | Domestic
MTR_024238 | 21417 115TH PL SE | LOT 4 CARENA GLEN |  |  | Non-Lead - Other | No |  | 0 | Installation date is after the lead ban |  |  |  |  | Non-Lead - Other |  |  | Installation date is after the lead ban |  |  |  |  | Non-Lead |  |  |  | Domestic
MTR_027557 | 12307 SE 219TH PL | LOT 61 GLEN MAR |  |  | Non-Lead - Plastic | No | 1975-04-29 | 1 | Rectified Plan | No |  |  |  | Non-Lead - Other |  |  | Installation date is after the lead ban |  |  |  |  | Non-Lead |  |  |  | Domestic
MTR_018360 | 17825 146TH AVE SE | LOT 43 CARRIAGE LANE #2 |  |  | Non-Lead - Other | Unknown |  | 0 | Statistical analysis |  |  |  |  | Non-Lead - Other |  |  | Statistical analysis |  |  |  |  | Non-Lead |  |  |  | Assumed
MTR_025661 | 21430 129TH AVE SE | LOT 33 HILLSHIRE TERRACE |  |  | Non-Lead - Other | No | 1995-09-19 | 0 | Installation date is after the lead ban |  |  |  |  | Non-Lead - Other |  |  | Installation date is after the lead ban |  |  |  |  | Non-Lead |  |  |  | Domestic
MTR_018367 | 17815 147TH AVE SE | L51 CARRIAGE LANE #2 |  |  | Non-Lead - Other | Unknown |  | 0 | Statistical analysis |  |  |  |  | Non-Lead - Other |  |  | Statistical analysis |  |  |  |  | Non-Lead |  |  |  | Assumed
MTR_025544 | 21512 127TH PL SE | LOT 2 GLENCARIN #3 |  |  | Non-Lead - Other | No |  | 0 | Installation date is after the lead ban |  |  |  |  | Non-Lead - Other |  |  | Installation date is after the lead ban |  |  |  |  | Non-Lead |  |  |  | Domestic
MTR_018324 | 14614 SE 183RD ST | L50 CARRIAGE LANE #3 |  |  | Non-Lead - Other | No | 1966-05-24 | 0 | Installation date is after the lead ban |  |  |  |  | Non-Lead - Other |  |  | Installation date is after the lead ban |  |  |  |  | Non-Lead |  |  |  | Domestic
MTR_025498 | 21128 127TH PL SE | L33 JASON LANE |  |  | Non-Lead - Other | No |  | 0 | Installation date is after the lead ban |  |  |  |  | Non-Lead - Other |  |  | Installation date is after the lead ban |  |  |  |  | Non-Lead |  |  |  | Domestic
MTR_020202 | 10701 SE 196TH ST | TL270 SEC 5-22-5 |  |  | Non-Lead - Other | Unknown |  | 0 | Statistical analysis |  |  |  |  | Non-Lead - Other |  |  | Statistical analysis |  |  |  |  | Non-Lead |  |  |  | Assumed
MTR_030230 | 1206 S 36TH PL | LOT 105 SUNNYBROOK |  |  | Non-Lead - Other | No |  |  | Installation date is after the lead ban |  |  |  |  | Non-Lead - Other |  |  | Installation date is after the lead ban |  |  |  |  | Non-Lead
MTR_017300 | 17803 110TH AVE SE | L26 MELRIDGE ADD. |  |  | Non-Lead - Other | No | 2011-08-10 | 1 | Rectified Plan |  |  |  |  | Non-Lead - Other |  |  | Statistical analysis |  |  |  |  | Non-Lead |  |  |  | Domestic
MTR_030270 | 14319 SE 213TH ST | LOT 3 HOMESTEAD HILLS #3 |  |  | Non-Lead - Other | No |  | 1 | Installation date is after the lead ban |  |  |  |  | Non-Lead - Other |  |  | Installation date is after the lead ban |  |  |  |  | Non-Lead |  |  |  | Continuous
MTR_020133 | 10439 SE 194TH PL | L10 BLK 1 OLYMPIC VISTA |  |  | Non-Lead - Other | Unknown |  | 0 | Statistical analysis |  |  |  |  | Non-Lead - Other |  |  | Statistical analysis |  |  |  |  | Non-Lead |  |  |  | Assumed
MTR_030271 | 14331 SE 213TH ST | LOT 4 HOMESTEAD HILLS #3 |  |  | Non-Lead - Other | No |  | 1 | Installation date is after the lead ban |  |  |  |  | Non-Lead - Other |  |  | Installation date is after the lead ban |  |  |  |  | Non-Lead |  |  |  | Continuous
MTR_020150 | 19512 106TH AVE SE | POR L22 PANT LK GARD TRT |  |  | Non-Lead - Other | Unknown |  | 0 | Statistical analysis |  |  |  |  | Non-Lead - Other |  |  | Statistical analysis |  |  |  |  | Non-Lead |  |  |  | Assumed
MTR_030272 | 20807 142ND AVE SE | 0708-028000 |  |  | Non-Lead - Other | No |  | 0 | Installation date is after the lead ban |  |  |  |  | Non-Lead - Other |  |  | Installation date is after the lead ban |  |  |  |  | Non-Lead |  |  |  | Assumed
MTR_030273 | 21113 143RD AVE SE | L8 HOMESTEAD HILLS #3 |  |  | Non-Lead - Other | No |  | 1 | Installation date is after the lead ban |  |  |  |  | Non-Lead - Other |  |  | Installation date is after the lead ban |  |  |  |  | Non-Lead |  |  |  | Domestic
MTR_030274 | 14307 SE 213TH ST | LOT 2 HOMESTEAD HILLS #3 |  |  | Non-Lead - Other | No |  | 1 | Installation date is after the lead ban |  |  |  |  | Non-Lead - Other |  |  | Installation date is after the lead ban |  |  |  |  | Non-Lead |  |  |  | Domestic
MTR_025692 | 12747 SE 211TH ST | LOT 4 LAUREL SPRINGS |  |  | Non-Lead - Other | No | 2003-12-11 | 0.75 | Installation date is after the lead ban |  |  |  |  | Non-Lead - Other |  |  | Installation date is after the lead ban |  |  |  |  | Non-Lead |  |  |  | Domestic
MTR_027139 | 22908 127TH AVE SE | LOT 8 PHEASANTS HOLLOW |  |  | Non-Lead - Other | No | 1996-02-27 | 0 | Installation date is after the lead ban |  |  |  |  | Non-Lead - Other |  |  | Installation date is after the lead ban |  |  |  |  | Non-Lead |  |  |  | Domestic
MTR_017000 | 15424 SE 177TH PL | LOT 51 CANDLEWOOD RIDGE #4 |  |  | Non-Lead - Other | No | 1977-07-01 | 0 | Installation date is after the lead ban |  |  |  |  | Non-Lead - Other |  |  | Installation date is after the lead ban |  |  |  |  | Non-Lead |  |  |  | Domestic
MTR_027205 | 23565 130TH CT SE | L12 TWIN CREEKS |  |  | Non-Lead - Other | No |  | 1 | Installation date is after the lead ban |  |  |  |  | Non-Lead - Other |  |  | Installation date is after the lead ban |  |  |  |  | Non-Lead |  |  |  | Domestic
MTR_025535 | 12635 SE 214TH ST | L 56 GLENCARIN #3 |  |  | Non-Lead - Other | No |  | 0 | Installation date is after the lead ban |  |  |  |  | Non-Lead - Other |  |  | Installation date is after the lead ban |  |  |  |  | Non-Lead |  |  |  | Domestic
MTR_022576 | 11416 SE 195TH PL | LOT 61 PLATEAU @ PANTHER LAKE |  |  | Non-Lead - Other | No | 2007-03-05 | 0 | Installation date is after the lead ban |  |  |  |  | Non-Lead - Other |  |  | Installation date is after the lead ban |  |  |  |  | Non-Lead |  |  |  | Domestic
MTR_027694 | 22220 122ND AVE SE | L62 MEADOWGREEN EST |  |  | Non-Lead - Other | No |  | 0 | Installation date is after the lead ban |  |  |  |  | Non-Lead - Other |  |  | Installation date is after the lead ban |  |  |  |  | Non-Lead |  |  |  | Domestic
MTR_019781 | 11009 SE 186TH ST | L 7 B 2 WALHAVEN NO 2 |  |  | Non-Lead - Other | Unknown |  | 0 | Statistical analysis |  |  |  |  | Non-Lead - Other |  |  | Statistical analysis |  |  |  |  | Non-Lead |  |  |  | Domestic
MTR_018014 | 18407 135TH PL SE | LOT 305 FOREST ESTATES 3 |  |  | Non-Lead - Other | No | 1983-08-01 | 0 | Installation date is after the lead ban |  |  |  |  | Non-Lead - Other |  |  | Installation date is after the lead ban |  |  |  |  | Non-Lead |  |  |  | Domestic
MTR_011579 | 16211 128TH PL SE | LOT 60 FAIRWOOD DIVISION #9 |  |  | Non-Lead - Other | No |  | 1 | Installation date is after the lead ban |  |  |  |  | Non-Lead - Other |  |  | Installation date is after the lead ban |  |  |  |  | Non-Lead |  |  |  | Domestic
MTR_019760 | 18826 110TH CT SE | L13 GARDENVIEW EST |  |  | Non-Lead - Other | No |  | 0 | Installation date is after the lead ban |  |  |  |  | Non-Lead - Other |  |  | Installation date is after the lead ban |  |  |  |  | Non-Lead |  |  |  | Domestic
MTR_022232 | 18434 116TH AVE SE | LOT 3 BLK 1 NW GARDEN TRTS 3 |  |  | Non-Lead - Other | Unknown |  | 0 | Statistical analysis |  |  |  |  | Non-Lead - Other |  |  | Statistical analysis |  |  |  |  | Non-Lead |  |  |  | Assumed
MTR_018221 | 14220 SE 180TH PL | LOT 41 FAIRWOOD FIRS |  |  | Non-Lead - Other | No | 1986-05-01 | 0 | Installation date is after the lead ban |  |  |  |  | Non-Lead - Other |  |  | Installation date is after the lead ban |  |  |  |  | Non-Lead |  |  |  | Domestic
MTR_017222 | 18481 114TH AVE SE | LOT 8 LARSON PARKE |  |  | Non-Lead - Other | No | 2002-01-16 | 0 | Installation date is after the lead ban |  |  |  |  | Non-Lead - Other |  |  | Installation date is after the lead ban |  |  |  |  | Non-Lead |  |  |  | Domestic
MTR_022444 | 11441 SE 196TH ST | TAX LOT 99 S-T-R NE 1/4 5-22-5 |  |  | Non-Lead - Other | No | 2004-07-26 | 0 | Rectified Plan |  |  |  |  | Non-Lead - Other |  |  | Statistical analysis |  |  |  |  | Non-Lead |  |  |  | Domestic
MTR_017815 | 18002 116TH AVE SE | 9921-012840 |  |  | Non-Lead - Other | Unknown |  | 0 | Statistical analysis |  |  |  |  | Non-Lead - Other |  |  | Statistical analysis |  |  |  |  | Non-Lead |  |  |  | Assumed
MTR_022875 | 11026 SE 200TH ST | L36 PANTHER LK GARDEN TR |  |  | Non-Lead Plastic | Unknown |  | 0 | Relative Placement | Yes | Visual inspection at the meter pit | 2024-01-31 |  | Non-Lead Plastic |  |  | Field inspection only with no records | Yes | Visual inspection at the meter pit | 2024-01-31 |  | Non-Lead |  |  |  | Assumed
MTR_028254 | 22040 128TH PL SE | LOT 34 SUMMER GLEN EAST |  |  | Non-Lead - Other | No | 1995-08-28 | 0 | Installation date is after the lead ban |  |  |  |  | Non-Lead - Other |  |  | Installation date is after the lead ban |  |  |  |  | Non-Lead |  |  |  | Domestic
MTR_017849 | 17618 128TH AVE SE | LOT 20 EMERALD VISTA |  |  | Non-Lead - Other | No | 2001-03-01 | 0 | Installation date is after the lead ban |  |  |  |  | Non-Lead - Other |  |  | Installation date is after the lead ban |  |  |  |  | Non-Lead |  |  |  | Domestic
MTR_025901 | 20314 111TH AVE SE | LOT 20 VILA REAL |  |  | Non-Lead - Other | No | 2007-05-03 | 0 | Installation date is after the lead ban |  |  |  |  | Non-Lead - Other |  |  | Installation date is after the lead ban |  |  |  |  | Non-Lead |  |  |  | Domestic
MTR_019602 | 11249 SE 186TH ST | L 2 B 4 WALHAVEN |  |  | Non-Lead - Other | Unknown |  | 0 | Statistical analysis |  |  |  |  | Non-Lead - Other |  |  | Statistical analysis |  |  |  |  | Non-Lead |  |  |  | Domestic
MTR_017914 | 17533 133RD LN SE | LOT 9 FAIRWOOD GROVES CONDOS |  |  | Non-Lead - Other | No | 1998-02-27 | 0 | Installation date is after the lead ban |  |  |  |  | Non-Lead - Other |  |  | Installation date is after the lead ban |  |  |  |  | Non-Lead |  |  |  | Domestic
MTR_011511 | 16516 126TH PL SE | L 100 CASCADE HILLS 8 |  |  | Non-Lead - Other | Unknown |  | 1 | Statistical analysis |  |  |  |  | Non-Lead - Other |  |  | Statistical analysis |  |  |  |  | Non-Lead |  |  |  | Domestic
MTR_020350 | 20235 104TH PL SE | LOT 8 BLOCK 1 CHERRY TERRACE |  |  | Non-Lead - Other | Unknown |  | 0 | Statistical analysis |  |  |  |  | Non-Lead - Other |  |  | Statistical analysis |  |  |  |  | Non-Lead |  |  |  | Assumed
MTR_021084 | 13610 SE 192ND ST | TAX LOT 83 W 1/2 34-23-5 |  |  | Non-Lead - Other | Unknown |  | 0 | Statistical analysis |  |  |  |  | Non-Lead - Other |  |  | Statistical analysis |  |  |  |  | Non-Lead |  |  |  | Assumed
MTR_029961 | 16312 127TH PL SE | L11 B2 CASCADE VISTA 5 |  |  | Non-Lead - Other | No | 2016-06-22 | 0.75 | Rectified Plan |  |  |  |  | Non-Lead - Other |  |  | Statistical analysis |  |  |  |  | Non-Lead |  |  |  | Domestic
MTR_020359 | 20227 104TH PL SE | LOT 7 BLK 1 CHERRY TERRACE |  |  | Non-Lead - Other | Unknown |  | 0 | Statistical analysis |  |  |  |  | Non-Lead - Other |  |  | Statistical analysis |  |  |  |  | Non-Lead |  |  |  | Assumed
MTR_017650 | 18024 112TH AVE SE | L15 BLK2 BANKERS 1ST. |  |  | Non-Lead - Other | Unknown |  | 0 | Statistical analysis |  |  |  |  | Non-Lead - Other |  |  | Statistical analysis |  |  |  |  | Non-Lead |  |  |  | Assumed
MTR_020226 | 19620 106TH AVE SE | TL 13 W1/2 SEC 5-22-5 |  |  | Non-Lead - Other | Unknown |  | 0 | Statistical analysis |  |  |  |  | Non-Lead - Other |  |  | Statistical analysis |  |  |  |  | Non-Lead |  |  |  | Assumed
MTR_028312 | 12940 SE 217TH PL | LOT 5 WIMBLEDON RIDGE |  |  | Non-Lead - Other | No | 1995-08-28 | 0 | Installation date is after the lead ban |  |  |  |  | Non-Lead - Other |  |  | Installation date is after the lead ban |  |  |  |  | Non-Lead |  |  |  | Domestic
MTR_020004 | 20322 102ND AVE SE | LOT 4 MAPLE TREE ESTATES |  |  | Non-Lead - Other | No | 2009-08-19 | 0 | Installation date is after the lead ban |  |  |  |  | Non-Lead - Other |  |  | Installation date is after the lead ban |  |  |  |  | Non-Lead |  |  |  | Domestic
MTR_020605 | 10628 SE 199TH ST | TL 70 W1/2 SEC 5-22-5 |  |  | Non-Lead - Other | Unknown |  | 0 | Statistical analysis |  |  |  |  | Non-Lead - Other |  |  | Statistical analysis |  |  |  |  | Non-Lead |  |  |  | Assumed
MTR_020507 | 20221 103RD PL SE | LOT 7 BLOCK 2 CHERRY TERRACE |  |  | Non-Lead - Other | Unknown |  | 0 | Statistical analysis |  |  |  |  | Non-Lead - Other |  |  | Statistical analysis |  |  |  |  | Non-Lead |  |  |  | Assumed
MTR_020585 | 19629 104TH AVE SE | PTN TL8 5-22-5 |  |  | Non-Lead - Other | Unknown |  | 0 | Statistical analysis |  |  |  |  | Non-Lead - Other |  |  | Statistical analysis |  |  |  |  | Non-Lead |  |  |  | Assumed
MTR_017959 | IRRIGATION BETWEEN LOTS 15 & 1 | IRRIGATION BETWEEN LOTS 15 & 16 BALLARD SP |  |  | Non-Lead - Other | No | 2012-03-06 | 0 | Statistical analysis |  |  |  |  | Non-Lead - Other |  |  | Statistical analysis |  |  |  |  | Non-Lead |  |  |  | Domestic
MTR_028687 | 11520 SE 217TH ST | LOT 58 WESTCREEK MEADOWS |  |  | Non-Lead - Other | No | 1995-09-20 | 0 | Installation date is after the lead ban |  |  |  |  | Non-Lead - Other |  |  | Installation date is after the lead ban |  |  |  |  | Non-Lead |  |  |  | Domestic
MTR_020563 | 19850 105TH AVE SE | L23 DONNYBROOK MANOR |  |  | Non-Lead - Other | Unknown |  | 0 | Statistical analysis |  |  |  |  | Non-Lead - Other |  |  | Statistical analysis |  |  |  |  | Non-Lead |  |  |  | Assumed
MTR_020570 | 19824 105TH AVE SE | L20 DONNYBROOK MANOR |  |  | Non-Lead - Other | Unknown |  | 0 | Statistical analysis |  |  |  |  | Non-Lead - Other |  |  | Statistical analysis |  |  |  |  | Non-Lead |  |  |  | Assumed
MTR_018553 | 20509 94TH AVE S | LOT 2 KING CO. SHORT PLAT #788012 (918080 0035) |  |  | Non-Lead - Other | No |  | 0 | Installation date is after the lead ban |  |  |  |  | Non-Lead - Other |  |  | Installation date is after the lead ban |  |  |  |  | Non-Lead |  |  |  | Assumed
MTR_020577 | 19833 104TH AVE SE | LOT 12 PARKRIDGE EAST 1 |  |  | Non-Lead - Other | No |  | 0 | Installation date is after the lead ban |  |  |  |  | Non-Lead - Other |  |  | Installation date is after the lead ban |  |  |  |  | Non-Lead |  |  |  | Domestic
MTR_025008 | 21113 119TH AVE SE | LOT 2 EL DORADO HILLS#1 |  |  | Non-Lead - Other | No | 1981-02-01 | 0 | Installation date is after the lead ban |  |  |  |  | Non-Lead - Other |  |  | Installation date is after the lead ban |  |  |  |  | Non-Lead |  |  |  | Domestic
MTR_016595 | 15321 SE 183RD DR | LOT 28 CARRIAGEWOOD #1 |  |  | Non-Lead - Other | No | 1980-06-01 | 0 | Installation date is after the lead ban |  |  |  |  | Non-Lead - Other |  |  | Installation date is after the lead ban |  |  |  |  | Non-Lead |  |  |  | Domestic
MTR_021044 | 18704 139TH WAY SE | LOT 41 CEDARWOOD ESTATES |  |  | Non-Lead - Other | No | 1989-09-20 | 0 | Installation date is after the lead ban |  |  |  |  | Non-Lead - Other |  |  | Installation date is after the lead ban |  |  |  |  | Non-Lead |  |  |  | Domestic
MTR_025135 | 21120 124TH AVE SE | L20 GLENCARIN #1 |  |  | Non-Lead - Other | No | 1968-03-08 | 0 | Installation date is after the lead ban |  |  |  |  | Non-Lead - Other |  |  | Installation date is after the lead ban |  |  |  |  | Non-Lead |  |  |  | Domestic
MTR_016824 | 15003 SE 183RD CT | LOT 23 CARRIAGEWOOD #5 |  |  | Non-Lead - Other | No | 1983-07-01 | 0 | Installation date is after the lead ban |  |  |  |  | Non-Lead - Other |  |  | Installation date is after the lead ban |  |  |  |  | Non-Lead |  |  |  | Domestic
MTR_021164 | 18706 137TH CT SE | LOT 59 CEDARWOOD ESTATES (WINDHAM R |  |  | Non-Lead - Other | No | 1989-09-20 | 0 | Installation date is after the lead ban |  |  |  |  | Non-Lead - Other |  |  | Installation date is after the lead ban |  |  |  |  | Non-Lead |  |  |  | Domestic
MTR_029042 | 22127 110TH AVE SE | LOT 27 BENSON MEADOWS #2 |  |  | Non-Lead - Other | No |  | 0 | Installation date is after the lead ban |  |  |  |  | Non-Lead - Other |  |  | Installation date is after the lead ban |  |  |  |  | Non-Lead |  |  |  | Domestic
MTR_016576 | 18315 152ND CT SE | LOT 41 CARRIAGEWOOD #1 |  |  | Non-Lead - Other | No | 1980-06-01 | 0 | Installation date is after the lead ban |  |  |  |  | Non-Lead - Other |  |  | Installation date is after the lead ban |  |  |  |  | Non-Lead |  |  |  | Domestic
MTR_021030 | 13836 SE 192ND ST | UNKNOWN AT THIS TIME |  |  | Non-Lead - Other | Unknown |  | 0 | Statistical analysis |  |  |  |  | Non-Lead - Other |  |  | Statistical analysis |  |  |  |  | Non-Lead |  |  |  | Assumed
MTR_028448 | 22215 126TH PL SE | LOT 152 SUMMERGLEN 3 |  |  | Non-Lead - Other | No |  | 5.25 | Installation date is after the lead ban |  |  |  |  | Non-Lead - Other |  |  | Installation date is after the lead ban |  |  |  |  | Non-Lead |  |  |  | Hydrant
MTR_016849 | 15363 SE 183RD DR | LOT 8 CARRIAGEWOOD #6 |  |  | Non-Lead - Other | No | 1983-08-01 | 0 | Installation date is after the lead ban |  |  |  |  | Non-Lead - Other |  |  | Installation date is after the lead ban |  |  |  |  | Non-Lead |  |  |  | Domestic
MTR_028444 | 22236 125TH CT SE | LOT 162 SUMMERGLEN #3 |  |  | Non-Lead - Other | No |  | 5.25 | Installation date is after the lead ban |  |  |  |  | Non-Lead - Other |  |  | Installation date is after the lead ban |  |  |  |  | Non-Lead |  |  |  | Hydrant
MTR_021096 | 13523 SE 189TH PL | LOT 8 CEDAR ESTATES |  |  | Non-Lead - Other | No | 1984-04-04 | 0 | Installation date is after the lead ban |  |  |  |  | Non-Lead - Other |  |  | Installation date is after the lead ban |  |  |  |  | Non-Lead |  |  |  | Domestic
MTR_019421 | 19004 112TH PL SE | LOT 99 CHINQUAPIN RIDGE |  |  | Non-Lead - Other | No | 1995-09-19 | 0 | Installation date is after the lead ban |  |  |  |  | Non-Lead - Other |  |  | Installation date is after the lead ban |  |  |  |  | Non-Lead |  |  |  | Domestic
MTR_021093 | 18810 135TH AVE SE | L 19 CEDAR ESTATES |  |  | Non-Lead - Other | No | 1984-04-04 | 0 | Installation date is after the lead ban |  |  |  |  | Non-Lead - Other |  |  | Installation date is after the lead ban |  |  |  |  | Non-Lead |  |  |  | Domestic
MTR_028058 | 22102 122ND AVE SE | LOT 9 GLENCARIN SOUTH |  |  | Non-Lead - Other | No |  | 0 | Installation date is after the lead ban |  |  |  |  | Non-Lead - Other |  |  | Installation date is after the lead ban |  |  |  |  | Non-Lead |  |  |  | Domestic
MTR_019559 | 19124 110TH PL SE | LOT 5 FORD TOWNHOMES |  |  | Non-Lead - Other | No | 1997-06-17 | 0 | Installation date is after the lead ban |  |  |  |  | Non-Lead - Other |  |  | Installation date is after the lead ban |  |  |  |  | Non-Lead |  |  |  | Domestic
MTR_021090 | 13518 SE 189TH PL | LOT 16 CEDAR ESTATES |  |  | Non-Lead - Other | No | 1984-04-04 | 0 | Installation date is after the lead ban |  |  |  |  | Non-Lead - Other |  |  | Installation date is after the lead ban |  |  |  |  | Non-Lead |  |  |  | Domestic
MTR_022904 | 19821 121ST AVE SE | L13 SPRINGBROOK RANCH |  |  | Non-Lead - Other | Unknown |  | 0 | Statistical analysis |  |  |  |  | Non-Lead - Other |  |  | Statistical analysis |  |  |  |  | Non-Lead |  |  |  | Assumed
MTR_017807 | 18306 116TH AVE SE | L7 B1 NW GARDEN TRTS 2 |  |  | Non-Lead - Other | Unknown |  | 0 | Statistical analysis |  |  |  |  | Non-Lead - Other |  |  | Statistical analysis |  |  |  |  | Non-Lead |  |  |  | Assumed
MTR_022902 | 19631 121ST AVE SE | L18 SPRINGBROOK RANCH |  |  | Non-Lead - Other | Unknown |  | 0 | Statistical analysis |  |  |  |  | Non-Lead - Other |  |  | Statistical analysis |  |  |  |  | Non-Lead |  |  |  | Assumed
MTR_022740 | 19940 117TH PL SE | LOT 2 SPRING HILL WEST |  |  | Non-Lead - Other | No | 2004-03-09 | 0 | Installation date is after the lead ban |  |  |  |  | Non-Lead - Other |  |  | Installation date is after the lead ban |  |  |  |  | Non-Lead |  |  |  | Domestic
MTR_015538 | 12813 SE 175TH CT | LOT 14 EMERALD VISTA |  |  | Non-Lead - Other | No | 2001-03-01 | 0 | Installation date is after the lead ban |  |  |  |  | Non-Lead - Other |  |  | Installation date is after the lead ban |  |  |  |  | Non-Lead |  |  |  | Domestic
MTR_022885 | 19645 116TH AVE SE | TL122 E1/2 SEC 5-22-5 |  |  | Non-Lead - Other | No | 1998-06-08 | 0 | Rectified Plan |  |  |  |  | Non-Lead - Other |  |  | Statistical analysis |  |  |  |  | Non-Lead |  |  |  | Domestic
MTR_017885 | 17705 133RD PL SE | LOT 25 FAIRWOOD GROVES CONDOS |  |  | Non-Lead - Other | No | 1998-02-27 | 0 | Installation date is after the lead ban |  |  |  |  | Non-Lead - Other |  |  | Installation date is after the lead ban |  |  |  |  | Non-Lead |  |  |  | Domestic
MTR_026013 | 20163 110TH TER SE | LOT 110 VILA REAL |  |  | Non-Lead - Other | No | 2007-05-03 | 0 | Installation date is after the lead ban |  |  |  |  | Non-Lead - Other |  |  | Installation date is after the lead ban |  |  |  |  | Non-Lead |  |  |  | Domestic
MTR_018281 | 13630 SE 180TH ST | 9923-000865 |  |  | Non-Lead - Other | Unknown |  | 0 | Statistical analysis |  |  |  |  | Non-Lead - Other |  |  | Statistical analysis |  |  |  |  | Non-Lead |  |  |  | Assumed
MTR_025912 | 20261 111TH WAY SE | LOT 54 VILA REAL |  |  | Non-Lead - Other | No | 2007-05-03 | 0 | Installation date is after the lead ban |  |  |  |  | Non-Lead - Other |  |  | Installation date is after the lead ban |  |  |  |  | Non-Lead |  |  |  | Domestic
MTR_018280 | 13624 SE 180TH ST | 9923-000875 |  |  | Non-Lead - Other | No |  | 0 | Installation date is after the lead ban |  |  |  |  | Non-Lead - Other |  |  | Installation date is after the lead ban |  |  |  |  | Non-Lead |  |  |  | Assumed
MTR_021135 | 13812 SE 186TH PL | LOT 6 CEDARWOOD ESTATES |  |  | Non-Lead - Other | No | 1989-09-20 | 0 | Installation date is after the lead ban |  |  |  |  | Non-Lead - Other |  |  | Installation date is after the lead ban |  |  |  |  | Non-Lead |  |  |  | Domestic
MTR_011396 | 16605 BENSON RD S | LOT 2 BLOCK 4 AKERS FARMS #5 LESS |  |  | Non-Lead - Other | No | 1999-03-24 | 0 | Rectified Plan |  |  |  |  | Non-Lead - Other |  |  | Statistical analysis |  |  |  |  | Non-Lead |  |  |  | Domestic
MTR_009569 | 117TH PL SE @ 217TH (PARK) SE | SE 217TH PL & 117TH PL SE (PARK) |  |  | Non-Lead Plastic | Unknown |  | 0 | Relative Placement | Yes | Visual inspection at the meter pit | 2024-02-05 |  | Non-Lead Plastic |  |  | Field inspection only with no records | Yes | Visual inspection at the meter pit | 2024-02-05 |  | Non-Lead |  |  |  | Assumed
MTR_022489 | 19522 113TH PL SE | LOT 5 PANTHER MEADOWS |  |  | Non-Lead - Other | No | 2004-07-26 | 0 | Installation date is after the lead ban |  |  |  |  | Non-Lead - Other |  |  | Installation date is after the lead ban |  |  |  |  | Non-Lead |  |  |  | Domestic
MTR_019382 | 19147 110TH PL SE | BLDG 9 FORD TOWNHOMES |  |  | Non-Lead - Other | No | 1997-06-17 | 0 | Installation date is after the lead ban |  |  |  |  | Non-Lead - Other |  |  | Installation date is after the lead ban |  |  |  |  | Non-Lead |  |  |  | Domestic
MTR_027651 | 21702 118TH PL SE | LOT 23 CROWN ROYAL II |  |  | Non-Lead - Other | No |  | 0 | Installation date is after the lead ban |  |  |  |  | Non-Lead - Other |  |  | Installation date is after the lead ban |  |  |  |  | Non-Lead |  |  |  | Assumed
MTR_024496 | 20439 131ST PL SE | L79 GREEN ACRES EAST |  |  | Non-Lead - Other | No |  | 0 | Installation date is after the lead ban |  |  |  |  | Non-Lead - Other |  |  | Installation date is after the lead ban |  |  |  |  | Non-Lead |  |  |  | Domestic
MTR_028339 | 12905 SE 217TH PL | LOT 18 WIMBLEDON RIDGE |  |  | Non-Lead - Other | No | 1995-08-28 | 0 | Installation date is after the lead ban |  |  |  |  | Non-Lead - Other |  |  | Installation date is after the lead ban |  |  |  |  | Non-Lead |  |  |  | Domestic
MTR_022594 | 11430 SE 193RD TER | LOT 36 PLATEAU @ PANTHER LAKE |  |  | Non-Lead - Other | No | 2007-03-05 | 0 | Installation date is after the lead ban |  |  |  |  | Non-Lead - Other |  |  | Installation date is after the lead ban |  |  |  |  | Non-Lead |  |  |  | Domestic
MTR_019530 | 19172 110TH PL SE | LOT 1 FORD TOWNHOMES (VILLAGE GATE) |  |  | Non-Lead - Other | No | 1997-06-17 | 0 | Installation date is after the lead ban |  |  |  |  | Non-Lead - Other |  |  | Installation date is after the lead ban |  |  |  |  | Non-Lead |  |  |  | Domestic
MTR_028310 | 21741 130TH AVE SE | LOT 2 KING CO SHORT PLAT #S90S0350 |  |  | Non-Lead - Other | No | 1995-08-28 | 0 | Installation date is after the lead ban |  |  |  |  | Non-Lead - Other |  |  | Installation date is after the lead ban |  |  |  |  | Non-Lead |  |  |  | Domestic
MTR_019581 | 19173 110TH PL SE | BLDG 12 FORD TOWNHOMES (VILLAGE GATE) |  |  | Non-Lead - Other | No | 1997-06-17 | 0 | Installation date is after the lead ban |  |  |  |  | Non-Lead - Other |  |  | Installation date is after the lead ban |  |  |  |  | Non-Lead |  |  |  | Domestic
MTR_006137 | 11703 SE 160TH ST | L2 B3 CASCADE VISTA 2 |  |  | Non-Lead - Other | No | 2014-04-16 | 0 | Rectified Plan |  |  |  |  | Non-Lead - Other |  |  | Statistical analysis |  |  |  |  | Non-Lead |  |  |  | Domestic
MTR_028144 | 13120 SE 223RD CT | LOT 11 MATHESON PARK #2 |  |  | Non-Lead - Other | No | 1995-07-21 | 0 | Installation date is after the lead ban |  |  |  |  | Non-Lead - Other |  |  | Installation date is after the lead ban |  |  |  |  | Non-Lead |  |  |  | Domestic
MTR_022462 | 11011 SE 192ND ST | LOT 15 PANTHER LAKE GDN TRTS |  |  | Non-Lead - Other | Unknown |  | 0 | Statistical analysis |  |  |  |  | Non-Lead - Other |  |  | Statistical analysis |  |  |  |  | Non-Lead |  |  |  | Assumed
MTR_021094 | 18803 135TH AVE SE | LOT 21 CEDAR ESTATES |  |  | Non-Lead - Other | No | 1984-04-04 | 0 | Installation date is after the lead ban |  |  |  |  | Non-Lead - Other |  |  | Installation date is after the lead ban |  |  |  |  | Non-Lead |  |  |  | Domestic
MTR_027020 | 12745 SE 226TH PL | LOT 43 FERN CREST WEST |  |  | Non-Lead - Other | No | 2006-04-28 | 0 | Installation date is after the lead ban |  |  |  |  | Non-Lead - Other |  |  | Installation date is after the lead ban |  |  |  |  | Non-Lead |  |  |  | Domestic
MTR_023478 | 11004 SE 212TH ST | L8 BENSON HILLS #1 |  |  | Non-Lead - Other | Unknown |  | 0 | Statistical analysis |  |  |  |  | Non-Lead - Other |  |  | Statistical analysis |  |  |  |  | Non-Lead |  |  |  | Assumed
MTR_021058 | 18514 135TH PL SE | L202 FOREST ESTATES #2 |  |  | Non-Lead - Other | No |  | 0 | Installation date is after the lead ban |  |  |  |  | Non-Lead - Other |  |  | Installation date is after the lead ban |  |  |  |  | Non-Lead |  |  |  | Domestic
MTR_029522 | 11215 SE 226TH ST | LOT 87 KENTON FIRS |  |  | Non-Lead - Other | Unknown |  | 0 | Statistical analysis |  |  |  |  | Non-Lead - Other |  |  | Statistical analysis |  |  |  |  | Non-Lead |  |  |  | Domestic
MTR_023455 | 21220 113TH AVE SE | L15 BENSON HILLS #2 |  |  | Non-Lead - Other | Unknown |  | 0 | Statistical analysis |  |  |  |  | Non-Lead - Other |  |  | Statistical analysis |  |  |  |  | Non-Lead |  |  |  | Assumed
MTR_017985 | 13416 SE 184TH ST | LOT 313 FOREST ESTATES#3 |  |  | Non-Lead - Other | No | 1983-08-01 | 0 | Installation date is after the lead ban |  |  |  |  | Non-Lead - Other |  |  | Installation date is after the lead ban |  |  |  |  | Non-Lead |  |  |  | Domestic
MTR_020925 | 13501 SE 186TH PL | LOT 13 FOREST ESTATES |  |  | Non-Lead - Other | No | 1978-08-01 | 1 | Installation date is after the lead ban |  |  |  |  | Non-Lead - Other |  |  | Installation date is after the lead ban |  |  |  |  | Non-Lead |  |  |  | Domestic
MTR_020952 | 18508 134TH AVE SE | L30 FOREST ESTATES |  |  | Non-Lead - Other | No | 1978-08-01 | 0 | Installation date is after the lead ban |  |  |  |  | Non-Lead - Other |  |  | Installation date is after the lead ban |  |  |  |  | Non-Lead |  |  |  | Domestic
MTR_020791 | 18625 131ST AVE SE | L 49 BLVD. LANE 4 |  |  | Non-Lead - Other | No | 1968-06-14 | 0 | Installation date is after the lead ban |  |  |  |  | Non-Lead - Other |  |  | Installation date is after the lead ban |  |  |  |  | Non-Lead |  |  |  | Domestic
MTR_020006 | 20337 102ND AVE SE | LOT 16 MAPLE TREE ESTATES |  |  | Non-Lead - Other | No | 2009-08-19 | 0 | Installation date is after the lead ban |  |  |  |  | Non-Lead - Other |  |  | Installation date is after the lead ban |  |  |  |  | Non-Lead |  |  |  | Domestic
MTR_020657 | 19004 131ST AVE SE | L 18 BLVD. LANE 7 |  |  | Non-Lead - Other | No | 1976-05-24 | 0 | Installation date is after the lead ban |  |  |  |  | Non-Lead - Other |  |  | Installation date is after the lead ban |  |  |  |  | Non-Lead |  |  |  | Domestic
MTR_018007 | 13438 SE 183RD ST | LOT 326 FOREST ESTATES 3 |  |  | Non-Lead - Other | No | 1983-08-01 | 0 | Installation date is after the lead ban |  |  |  |  | Non-Lead - Other |  |  | Installation date is after the lead ban |  |  |  |  | Non-Lead |  |  |  | Domestic
MTR_019998 | 20300 102ND AVE SE | LOT 9 MAPLE TREE ESTATES |  |  | Non-Lead - Other | No | 2009-08-19 | 0 | Installation date is after the lead ban |  |  |  |  | Non-Lead - Other |  |  | Installation date is after the lead ban |  |  |  |  | Non-Lead |  |  |  | Domestic
MTR_029251 | 11270 SE 224TH PL | LOT 9 WILLIAMSBERG ESTATES |  |  | Non-Lead - Other | No | 2000-10-04 | 0 | Installation date is after the lead ban |  |  |  |  | Non-Lead - Other |  |  | Installation date is after the lead ban |  |  |  |  | Non-Lead |  |  |  | Domestic
MTR_018065 | 13231 SE 183RD ST | LOT 41 FOREST ESTATES #5 |  |  | Non-Lead - Other | No |  | 0 | Installation date is after the lead ban |  |  |  |  | Non-Lead - Other |  |  | Installation date is after the lead ban |  |  |  |  | Non-Lead |  |  |  | Domestic
MTR_023416 | 11220 SE 212TH ST | LOT 9 BENSON HILLS #2 |  |  | Non-Lead - Other | Unknown |  | 0 | Statistical analysis |  |  |  |  | Non-Lead - Other |  |  | Statistical analysis |  |  |  |  | Non-Lead |  |  |  | Assumed
MTR_029666 | 22637 115TH AVE SE | L107 KENTON FIRS |  |  | Non-Lead - Other | Unknown |  | 0 | Statistical analysis |  |  |  |  | Non-Lead - Other |  |  | Statistical analysis |  |  |  |  | Non-Lead |  |  |  | Domestic
MTR_022133 | 12130 SE 186TH ST | LOT 11 AURIA WOODS |  |  | Non-Lead - Other | No | 2004-03-31 | 0 | Rectified Plan | No |  |  |  | Non-Lead - Other |  |  | Installation date is after the lead ban |  |  |  |  | Non-Lead |  |  |  | Domestic
MTR_023577 | 11241 SE 214TH CT | LOT 8 WESTCREEK PLACE |  |  | Non-Lead - Other | No | 2007-09-28 | 0 | Installation date is after the lead ban |  |  |  |  | Non-Lead - Other |  |  | Installation date is after the lead ban |  |  |  |  | Non-Lead |  |  |  | Domestic
MTR_024172 | 11042 SE 214TH ST | LOT 9 EAST BENSON HILLS |  |  | Non-Lead - Other | No |  | 0 | Installation date is after the lead ban |  |  |  |  | Non-Lead - Other |  |  | Installation date is after the lead ban |  |  |  |  | Non-Lead |  |  |  | Assumed
MTR_025589 | 12518 SE 216TH ST | L 79 GLENCARIN #3 |  |  | Non-Lead - Other | No |  | 0 | Installation date is after the lead ban |  |  |  |  | Non-Lead - Other |  |  | Installation date is after the lead ban |  |  |  |  | Non-Lead |  |  |  | Domestic
MTR_017559 | 18206 124TH AVE SE | L28 33-23-5 |  |  | Non-Lead - Other | No | 1985-07-01 | 0 | Installation date is after the lead ban |  |  |  |  | Non-Lead - Other |  |  | Installation date is after the lead ban |  |  |  |  | Non-Lead |  |  |  | Assumed
MTR_028828 | 11023 SE 217TH ST | L 10 B2 TWIN MAPLES |  |  | Non-Lead - Other | No |  | 0 | Installation date is after the lead ban |  |  |  |  | Non-Lead - Other |  |  | Installation date is after the lead ban |  |  |  |  | Non-Lead |  |  |  | Assumed
MTR_025561 | 12636 SE 216TH ST | L 73 GLENCARIN #3 |  |  | Non-Lead - Other | No |  | 0 | Installation date is after the lead ban |  |  |  |  | Non-Lead - Other |  |  | Installation date is after the lead ban |  |  |  |  | Non-Lead |  |  |  | Domestic
MTR_017376 | 17831 122ND CT SE | LOT 14 HIDDEN CEDARS #2 |  |  | Non-Lead - Other | No | 1995-08-30 | 0 | Installation date is after the lead ban |  |  |  |  | Non-Lead - Other |  |  | Installation date is after the lead ban |  |  |  |  | Non-Lead |  |  |  | Domestic
MTR_023481 | 10832 SE 212TH ST | L4 BENSON HILLS #1 |  |  | Non-Lead - Other | Unknown |  | 0 | Statistical analysis |  |  |  |  | Non-Lead - Other |  |  | Statistical analysis |  |  |  |  | Non-Lead |  |  |  | Assumed
MTR_025634 | 13027 SE 214TH WAY | LOT 62 HILLSHIRE TERRACE |  |  | Non-Lead - Other | No | 1995-09-19 | 0 | Installation date is after the lead ban |  |  |  |  | Non-Lead - Other |  |  | Installation date is after the lead ban |  |  |  |  | Non-Lead |  |  |  | Domestic
MTR_017524 | 11817 SE 176TH CT | LOT 3 PETROVISTA |  |  | Non-Lead - Other | No | 2006-12-21 | 0 | Installation date is after the lead ban |  |  |  |  | Non-Lead - Other |  |  | Installation date is after the lead ban |  |  |  |  | Non-Lead |  |  |  | Domestic
MTR_023670 | 22353 108TH AVE SE | PARCEL 1 PROPOSED SH PIT |  |  | Non-Lead - Other | No | 1995-08-14 | 1 | Statistical analysis |  |  |  |  | Non-Lead - Other |  |  | Statistical analysis |  |  |  |  | Non-Lead |  |  |  | Domestic
MTR_025653 | 21511 129TH AVE SE | LOT 26 HILLSHIRE TERRACE |  |  | Non-Lead - Other | No | 1995-09-19 | 0 | Installation date is after the lead ban |  |  |  |  | Non-Lead - Other |  |  | Installation date is after the lead ban |  |  |  |  | Non-Lead |  |  |  | Domestic
MTR_022109 | 11829 SE 191ST ST | LOT 46 JESSIE GLEN |  |  | Non-Lead - Other | No | 2007-07-19 | 0 | Rectified Plan | No |  |  |  | Non-Lead - Other |  |  | Installation date is after the lead ban |  |  |  |  | Non-Lead |  |  |  | Domestic
MTR_029153 | 10960 SE 225TH ST | L 13 STOCKTON |  |  | Non-Lead - Other | No |  | 0 | Installation date is after the lead ban |  |  |  |  | Non-Lead - Other |  |  | Installation date is after the lead ban |  |  |  |  | Non-Lead |  |  |  | Domestic
MTR_025501 | 12631 SE 211TH CT | LOT 29 JASON LANE |  |  | Non-Lead - Other | No |  | 0 | Installation date is after the lead ban |  |  |  |  | Non-Lead - Other |  |  | Installation date is after the lead ban |  |  |  |  | Non-Lead |  |  |  | Domestic
MTR_017494 | 18052 118TH AVE SE | 9921-010170 |  |  | Non-Lead - Other | No | 1975-09-11 | 0 | Relative Placement |  |  |  |  | Non-Lead - Other |  |  | Statistical analysis |  |  |  |  | Non-Lead |  |  |  | Assumed
MTR_028832 | 10824 SE 218TH ST | L 18 B2 TWIN MAPLES |  |  | Non-Lead - Other | Unknown |  | 0 | Statistical analysis |  |  |  |  | Non-Lead - Other |  |  | Statistical analysis |  |  |  |  | Non-Lead |  |  |  | Assumed
MTR_029055 | 21811 110TH AVE SE | LOT 11 ALDER HEIGHTS 2 |  |  | Non-Lead - Other | No |  | 0 | Installation date is after the lead ban |  |  |  |  | Non-Lead - Other |  |  | Installation date is after the lead ban |  |  |  |  | Non-Lead |  |  |  | Domestic
MTR_017715 | 10903 SE 181ST ST | L5 BLK2 BENSON TERR. #1 |  |  | Non-Lead - Other | Unknown |  | 0 | Statistical analysis |  |  |  |  | Non-Lead - Other |  |  | Statistical analysis |  |  |  |  | Non-Lead |  |  |  | Assumed
MTR_018377 | 20219 91ST PL S | LOT 12 SOPHIA GLEN |  |  | Non-Lead - Other | No | 2009-07-07 | 0 | Installation date is after the lead ban |  |  |  |  | Non-Lead - Other |  |  | Installation date is after the lead ban |  |  |  |  | Non-Lead |  |  |  | Domestic
MTR_028057 | 22201 122ND AVE SE | L65 MEADOWGREEN EST |  |  | Non-Lead - Other | No |  | 0 | Installation date is after the lead ban |  |  |  |  | Non-Lead - Other |  |  | Installation date is after the lead ban |  |  |  |  | Non-Lead |  |  |  | Domestic
MTR_017615 | 11229 SE 181ST ST | L4 VIEW GARDENS #2 |  |  | Non-Lead - Other | No |  | 0 | Installation date is after the lead ban |  |  |  |  | Non-Lead - Other |  |  | Installation date is after the lead ban |  |  |  |  | Non-Lead |  |  |  | Assumed
MTR_028539 | 22337 123RD PL SE | LOT 41 SUMMERGLEN #1 |  |  | Non-Lead - Other | No |  | 0 | Installation date is after the lead ban |  |  |  |  | Non-Lead - Other |  |  | Installation date is after the lead ban |  |  |  |  | Non-Lead |  |  |  | Domestic
MTR_024328 | 22204 105TH AVE SE | 9908-009065 |  |  | Non-Lead - Other | Unknown |  | 0 | Statistical analysis |  |  |  |  | Non-Lead - Other |  |  | Statistical analysis |  |  |  |  | Non-Lead |  |  |  | Domestic
MTR_014900 | 16842 123RD AVE SE | L6 B2 CASCADE VISTA #1 |  |  | Non-Lead - Other | No | 2010-10-25 | 1 | Rectified Plan |  |  |  |  | Non-Lead - Other |  |  | Statistical analysis |  |  |  |  | Non-Lead |  |  |  | Domestic
MTR_028288 | 12605 SE 223RD DR | LOT 123 SUMMERGLEN #3 |  |  | Non-Lead - Other | No |  | 0 | Installation date is after the lead ban |  |  |  |  | Non-Lead - Other |  |  | Installation date is after the lead ban |  |  |  |  | Non-Lead |  |  |  | Domestic
MTR_014906 | 16803 123RD AVE SE | LOT 34 BLOCK 3 CASCADE VISTA #1 |  |  | Non-Lead - Copper | No | 2010-10-25 | 1 | Rectified Plan | No |  |  |  | Non-Lead - Other |  |  | Statistical analysis |  |  |  |  | Non-Lead |  |  |  | Domestic
MTR_028083 | 11829 SE 221ST ST | LOT 7 MEADOW GLEN #2 |  |  | Non-Lead - Other | No |  | 0 | Installation date is after the lead ban |  |  |  |  | Non-Lead - Other |  |  | Installation date is after the lead ban |  |  |  |  | Non-Lead |  |  |  | Domestic
MTR_002718 | 23862 125TH PL SE | LOT 22 MERIDIAN GLENN |  |  | Non-Lead - Other | No | 2000-11-08 | 0 | Rectified Plan | No |  |  |  | Non-Lead - Other |  |  | Installation date is after the lead ban |  |  |  |  | Non-Lead |  |  |  | Domestic
MTR_021466 | 14606 SE 198TH ST | LOT 12 RUDDELLS 3RD ADD |  |  | Non-Lead - Other | No |  | 0 | Installation date is after the lead ban |  |  |  |  | Non-Lead - Other |  |  | Installation date is after the lead ban |  |  |  |  | Non-Lead |  |  |  | Domestic
MTR_024060 | 21033 103RD AVE SE | LOT 15 STONEPINE |  |  | Non-Lead - Other | No |  | 0 | Installation date is after the lead ban |  |  |  |  | Non-Lead - Other |  |  | Installation date is after the lead ban |  |  |  |  | Non-Lead |  |  |  | Domestic
MTR_001020 | 11244 SE 204TH ST | TL 211 5-22-5 |  |  | Non-Lead - Other | Unknown |  | 0 | Statistical analysis |  |  |  |  | Non-Lead - Other |  |  | Statistical analysis |  |  |  |  | Non-Lead |  |  |  | Assumed
MTR_014829 | 12201 SE 172ND ST | L10 BLK10 CASCADE VISTA1 |  |  | Non-Lead - Other | No | 2010-10-25 | 1 | Rectified Plan |  |  |  |  | Non-Lead - Other |  |  | Statistical analysis |  |  |  |  | Non-Lead |  |  |  | Domestic
MTR_028159 | 22215 131ST AVE SE | LOT 23 MATHESON PARK #2 |  |  | Non-Lead - Other | No | 1995-07-21 | 0 | Installation date is after the lead ban |  |  |  |  | Non-Lead - Other |  |  | Installation date is after the lead ban |  |  |  |  | Non-Lead |  |  |  | Domestic
MTR_018686 | 20441 98TH PL S | L 10 BELVA LANE |  |  | Non-Lead - Other | Unknown |  | 0 | Statistical analysis |  |  |  |  | Non-Lead - Other |  |  | Statistical analysis |  |  |  |  | Non-Lead |  |  |  | Domestic
MTR_015899 | 18434 143RD CT SE | LOT 12 FAIRWOOD POND ESTATES |  |  | Non-Lead - Other | No | 1989-02-10 | 0 | Installation date is after the lead ban |  |  |  |  | Non-Lead - Other |  |  | Installation date is after the lead ban |  |  |  |  | Non-Lead |  |  |  | Domestic
MTR_029108 | 11208 SE 218TH PL | LOT 13 FOREST MEADOWS |  |  | Non-Lead - Other | No |  | 0 | Installation date is after the lead ban |  |  |  |  | Non-Lead - Other |  |  | Installation date is after the lead ban |  |  |  |  | Non-Lead |  |  |  | Assumed
MTR_026180 | 20504 123RD PL SE | LOT 31 SWANSON COURT. |  |  | Galvanized Requiring Replacement | Unknown |  | 0 | Converted CAD | Yes | Visual inspection at the meter pit | 2024-01-30 |  | Non-Lead Plastic |  |  | Field inspection only with no records | Yes | Visual inspection at the meter pit | 2024-01-30 |  | Galvanized Requiring Replacement |  |  |  | Domestic
MTR_015876 | 14218 SE 184TH PL | LOT 4 FAIRWOOD POND ESTATES |  |  | Non-Lead - Other | No | 1989-02-10 | 0 | Installation date is after the lead ban |  |  |  |  | Non-Lead - Other |  |  | Installation date is after the lead ban |  |  |  |  | Non-Lead |  |  |  | Domestic
MTR_007543 | 11720 SE 167TH ST | L 15 CASCADE HILLS 5 |  |  | Non-Lead Plastic | No | 2019-08-05 | 0.75 | Rectified Plan | Yes | Visual inspection at the meter pit | 2024-02-08 |  | Non-Lead Plastic |  |  | Field inspection only with no records | Yes | Visual inspection at the meter pit | 2024-02-08 |  | Non-Lead |  |  |  | Assumed
MTR_002945 | 11234 SE 204TH ST | TAX LOT 264 SEC 5-22-5 |  |  | Non-Lead - Other | Unknown |  | 0 | Statistical analysis |  |  |  |  | Non-Lead - Other |  |  | Statistical analysis |  |  |  |  | Non-Lead |  |  |  | Assumed
MTR_019746 | 11054 SE 192ND ST | 9919-002320 |  |  | Non-Lead - Other | Unknown |  | 0 | Statistical analysis |  |  |  |  | Non-Lead - Other |  |  | Statistical analysis |  |  |  |  | Non-Lead |  |  |  | Assumed
MTR_026379 | 12563 SE 231ST ST | LOT 63 CORONADO KNOLLS |  |  | Non-Lead - Other | No |  | 0 | Installation date is after the lead ban |  |  |  |  | Non-Lead - Other |  |  | Installation date is after the lead ban |  |  |  |  | Non-Lead |  |  |  | Domestic
MTR_020399 | 10003 SE 203RD ST | LOT 1 ALDERWOOD |  |  | Non-Lead - Other | No |  | 0 | Installation date is after the lead ban |  |  |  |  | Non-Lead - Other |  |  | Installation date is after the lead ban |  |  |  |  | Non-Lead |  |  |  | Domestic
MTR_015804 | 14764 SE 185TH PL | LOT 44 FAIRHAVEN #2 |  |  | Non-Lead - Other | No | 2001-07-27 | 0 | Installation date is after the lead ban |  |  |  |  | Non-Lead - Other |  |  | Installation date is after the lead ban |  |  |  |  | Non-Lead |  |  |  | Domestic
MTR_025470 | 12524 SE 211TH ST | LOT 20 SHADOW RUN |  |  | Non-Lead - Other | No | 1987-11-25 | 0 | Installation date is after the lead ban |  |  |  |  | Non-Lead - Other |  |  | Installation date is after the lead ban |  |  |  |  | Non-Lead |  |  |  | Domestic
MTR_026188 | 20512 123RD PL SE | LOT 29 SWANSON COURT. |  |  | Non-Lead - Other | Unknown |  | 0 | Statistical analysis |  |  |  |  | Non-Lead - Other |  |  | Statistical analysis |  |  |  |  | Non-Lead |  |  |  | Domestic
MTR_011607 | 16210 131ST AVE SE | L48 FAIRWOOD DIV. #9 |  |  | Non-Lead - Other | No |  | 1 | Installation date is after the lead ban |  |  |  |  | Non-Lead - Other |  |  | Installation date is after the lead ban |  |  |  |  | Non-Lead |  |  |  | Domestic
MTR_015850 | 14762 SE 187TH CT | LOT 18 FAIRHAVEN 3 |  |  | Non-Lead - Other | No | 2004-03-12 | 0 | Installation date is after the lead ban |  |  |  |  | Non-Lead - Other |  |  | Installation date is after the lead ban |  |  |  |  | Non-Lead |  |  |  | Domestic
MTR_027926 | 22344 122ND AVE SE | LOT 37 MEADOWGREEN EST. |  |  | Non-Lead - Other | No |  | 5.25 | Installation date is after the lead ban |  |  |  |  | Non-Lead - Other |  |  | Installation date is after the lead ban |  |  |  |  | Non-Lead |  |  |  | Hydrant
MTR_029089 | 11527 SE 221ST PL | LOT 19 PEDERSON PLACE |  |  | Non-Lead - Other | No |  | 0 | Installation date is after the lead ban |  |  |  |  | Non-Lead - Other |  |  | Installation date is after the lead ban |  |  |  |  | Non-Lead |  |  |  | Domestic
MTR_018725 | 20120 96TH AVE S | 9902-007060 |  |  | Non-Lead - Other | Unknown |  | 0 | Statistical analysis |  |  |  |  | Non-Lead - Other |  |  | Statistical analysis |  |  |  |  | Non-Lead |  |  |  | Assumed
MTR_024070 | 20840 103RD CT SE | LOT 68 STONEPINE |  |  | Non-Lead - Other | No |  | 0 | Installation date is after the lead ban |  |  |  |  | Non-Lead - Other |  |  | Installation date is after the lead ban |  |  |  |  | Non-Lead |  |  |  | Domestic
MTR_029663 | 11205 SE 227TH PL | LOT 19 KENTON FIRS |  |  | Non-Lead - Other | Unknown |  | 0 | Statistical analysis |  |  |  |  | Non-Lead - Other |  |  | Statistical analysis |  |  |  |  | Non-Lead |  |  |  | Domestic
MTR_023995 | 21229 102ND AVE SE | LOT 6 BLOCK 2 OLYMPIC VIEW HEIGHTS |  |  | Non-Lead - Other | Unknown |  | 0 | Statistical analysis |  |  |  |  | Non-Lead - Other |  |  | Statistical analysis |  |  |  |  | Non-Lead |  |  |  | Domestic
MTR_018770 | 18636 106TH PL SE | LOT 16 VISTA RIDGE |  |  | Non-Lead - Other | No | 1995-09-21 | 0 | Installation date is after the lead ban |  |  |  |  | Non-Lead - Other |  |  | Installation date is after the lead ban |  |  |  |  | Non-Lead |  |  |  | Domestic
MTR_025219 | 21334 125TH AVE SE | L332 GLENCARIN #2 |  |  | Non-Lead - Other | No | 1968-07-31 | 0 | Installation date is after the lead ban |  |  |  |  | Non-Lead - Other |  |  | Installation date is after the lead ban |  |  |  |  | Non-Lead |  |  |  | Domestic
MTR_023983 | 21200 103RD AVE SE | LOT 31 STONEPINE |  |  | Non-Lead - Other | No |  | 0 | Installation date is after the lead ban |  |  |  |  | Non-Lead - Other |  |  | Installation date is after the lead ban |  |  |  |  | Non-Lead |  |  |  | Assumed
MTR_019476 | 11230 SE 188TH PL | LOT 38 CHINQUAPIN RIDGE |  |  | Non-Lead - Other | No | 1995-09-19 | 0 | Installation date is after the lead ban |  |  |  |  | Non-Lead - Other |  |  | Installation date is after the lead ban |  |  |  |  | Non-Lead |  |  |  | Domestic
MTR_024386 | 13005 SE 208TH ST | TL 71 9-22-5 |  |  | Non-Lead - Other | Unknown |  | 0 | Statistical analysis |  |  |  |  | Non-Lead - Other |  |  | Statistical analysis |  |  |  |  | Non-Lead |  |  |  | Assumed
MTR_023074 | 21446 99TH AVE S | L 22 MCCANNS WESTVIEW |  |  | Non-Lead - Other | No | 2008-10-29 | 0 | Rectified Plan |  |  |  |  | Non-Lead - Other |  |  | Statistical analysis |  |  |  |  | Non-Lead |  |  |  | Domestic
MTR_017717 | 17605 114TH PL SE | LOT 1 BELTERRA #10 |  |  | Non-Lead - Other | Unknown |  | 0 | Statistical analysis |  |  |  |  | Non-Lead - Other |  |  | Statistical analysis |  |  |  |  | Non-Lead |  |  |  | Assumed
MTR_024284 | 21714 95TH PL S | LOT 2 KENTWOOD 8 SHORT PLAT |  |  | Non-Lead - Other | Unknown |  | 0 | Statistical analysis |  |  |  |  | Non-Lead - Other |  |  | Statistical analysis |  |  |  |  | Non-Lead |  |  |  | Domestic
MTR_026755 | 13252 SE 231ST ST | LOT 5 BLK3 STARCREST |  |  | Non-Lead - Other | Unknown |  | 0 | Statistical analysis |  |  |  |  | Non-Lead - Other |  |  | Statistical analysis |  |  |  |  | Non-Lead |  |  |  | Assumed
MTR_023178 | 9639 S 213TH ST | L B WESTVIEW TERRACE 4 |  |  | Non-Lead - Other | No | 2008-10-29 | 0 | Rectified Plan |  |  |  |  | Non-Lead - Other |  |  | Statistical analysis |  |  |  |  | Non-Lead |  |  |  | Domestic
MTR_017163 | 18311 108TH PL SE | LOT 37 MAPLE GLEN |  |  | Non-Lead - Other | No | 1977-03-18 | 0 | Installation date is after the lead ban |  |  |  |  | Non-Lead - Other |  |  | Installation date is after the lead ban |  |  |  |  | Non-Lead |  |  |  | Domestic
MTR_028347 | 21721 129TH CT SE | LOT 15 WIMBLEDON RIDGE |  |  | Non-Lead - Other | No | 1995-08-28 | 0 | Installation date is after the lead ban |  |  |  |  | Non-Lead - Other |  |  | Installation date is after the lead ban |  |  |  |  | Non-Lead |  |  |  | Domestic
MTR_023191 | 21053 99TH AVE S | L7 WESTVIEW TERR. #2 |  |  | Non-Lead - Other | No | 2008-10-29 | 0 | Rectified Plan |  |  |  |  | Non-Lead - Other |  |  | Statistical analysis |  |  |  |  | Non-Lead |  |  |  | Domestic
MTR_017286 | 11002 SE 180TH ST | L16 MELRIDGE ADD. |  |  | Non-Lead Plastic | No | 2011-08-10 | 1 | Rectified Plan | Yes | Visual inspection at the meter pit | 2024-02-15 |  | Galvanized Requiring Replacement |  |  | Field inspection only with no records | Yes | Visual inspection at the meter pit | 2024-02-15 |  | Galvanized Requiring Replacement |  |  |  | Domestic
MTR_025365 | 21049 120TH PL SE | L 7 CARENA TERRACE 1 |  |  | Non-Lead - Other | No |  | 0 | Installation date is after the lead ban |  |  |  |  | Non-Lead - Other |  |  | Installation date is after the lead ban |  |  |  |  | Non-Lead |  |  |  | Domestic
MTR_025979 | 20130 110TH TER SE | LOT 74 VILA REAL |  |  | Non-Lead - Other | No | 2007-05-03 | 0 | Installation date is after the lead ban |  |  |  |  | Non-Lead - Other |  |  | Installation date is after the lead ban |  |  |  |  | Non-Lead |  |  |  | Domestic
MTR_019856 | 10814 SE 186TH ST | LOT 2 BLOCK 3 WALHAVEN #2 |  |  | Non-Lead - Other | No |  | 0 | Installation date is after the lead ban |  |  |  |  | Non-Lead - Other |  |  | Installation date is after the lead ban |  |  |  |  | Non-Lead |  |  |  | Domestic
MTR_000514 | 20436 110TH AVE SE | TL 226 5-22-5 |  |  | Non-Lead - Other | Unknown |  | 0 | Statistical analysis |  |  |  |  | Non-Lead - Other |  |  | Statistical analysis |  |  |  |  | Non-Lead |  |  |  | Assumed
MTR_025975 | 11042 SE 201ST ST | LOT 114 VILA REAL |  |  | Non-Lead - Other | No | 2007-05-03 | 0 | Installation date is after the lead ban |  |  |  |  | Non-Lead - Other |  |  | Installation date is after the lead ban |  |  |  |  | Non-Lead |  |  |  | Domestic
MTR_009072 | 18123 149TH AVE SE | LOT 1 CARRAIGEWOOD #3 |  |  | Non-Lead - Other | No |  | 0 | Installation date is after the lead ban |  |  |  |  | Non-Lead - Other |  |  | Installation date is after the lead ban |  |  |  |  | Non-Lead |  |  |  | Assumed
MTR_026097 | 20425 121ST WAY SE | LOT 20 FENTON RIDGE (WILLOW RIDGE) |  |  | Non-Lead - Other | No | 1995-08-31 | 0 | Installation date is after the lead ban |  |  |  |  | Non-Lead - Other |  |  | Installation date is after the lead ban |  |  |  |  | Non-Lead |  |  |  | Domestic
MTR_025926 | 11010 SE 204TH ST | LOT 3 KING COUNTY SHORT PLAT 786059 |  |  | Non-Lead - Other | No | 2007-05-03 | 0 | Installation date is after the lead ban |  |  |  |  | Non-Lead - Other |  |  | Installation date is after the lead ban |  |  |  |  | Non-Lead |  |  |  | Domestic
MTR_019540 | 11452 SE 185TH PL | LOT 10 EMERALD GLEN |  |  | Non-Lead - Other | No | 1996-08-20 | 0 | Installation date is after the lead ban |  |  |  |  | Non-Lead - Other |  |  | Installation date is after the lead ban |  |  |  |  | Non-Lead |  |  |  | Domestic
MTR_025936 | 20248 111TH WAY SE | LOT 27 VILA REAL |  |  | Non-Lead - Other | No | 2007-05-03 | 0 | Installation date is after the lead ban |  |  |  |  | Non-Lead - Other |  |  | Installation date is after the lead ban |  |  |  |  | Non-Lead |  |  |  | Domestic
MTR_021406 | 19702 144TH PL SE | LOT 31 RUDDELLS 3RD ADD |  |  | Non-Lead - Other | No |  | 0 | Installation date is after the lead ban |  |  |  |  | Non-Lead - Other |  |  | Installation date is after the lead ban |  |  |  |  | Non-Lead |  |  |  | Domestic
MTR_005763 | 11258 SE 204TH ST | TL 235 5-22-5 |  |  | Non-Lead - Other | Unknown |  | 0 | Statistical analysis |  |  |  |  | Non-Lead - Other |  |  | Statistical analysis |  |  |  |  | Non-Lead |  |  |  | Assumed
MTR_025946 | 11131 SE 202ND CT | LOT 32 VILA REAL |  |  | Non-Lead - Other | No | 2007-05-03 | 0 | Installation date is after the lead ban |  |  |  |  | Non-Lead - Other |  |  | Installation date is after the lead ban |  |  |  |  | Non-Lead |  |  |  | Domestic
MTR_019854 | 10906 SE 186TH ST | L 4 B 3 WALHAVEN NO 2 |  |  | Non-Lead - Other | Unknown |  | 0 | Statistical analysis |  |  |  |  | Non-Lead - Other |  |  | Statistical analysis |  |  |  |  | Non-Lead |  |  |  | Domestic
MTR_020295 | 20454 105TH PL SE | LOT 11 KAYWOOD ESTATES |  |  | Non-Lead - Other | No |  | 0 | Installation date is after the lead ban |  |  |  |  | Non-Lead - Other |  |  | Installation date is after the lead ban |  |  |  |  | Non-Lead |  |  |  | Domestic
MTR_011491 | 16515 126TH PL SE | L 80 CASCADE HILLS 8 |  |  | Non-Lead - Other | No |  | 1 | Installation date is after the lead ban |  |  |  |  | Non-Lead - Other |  |  | Installation date is after the lead ban |  |  |  |  | Non-Lead |  |  |  | Domestic
MTR_021203 | 14634 SE 195TH PL | LOT 7 PLAT OF LAKE YOUNGS |  |  | Non-Lead - Other | No | 1997-06-19 | 0 | Installation date is after the lead ban |  |  |  |  | Non-Lead - Other |  |  | Installation date is after the lead ban |  |  |  |  | Non-Lead |  |  |  | Domestic
MTR_010855 | 20330 90TH PL S | LOT 26 SOPHIA GLEN |  |  | Non-Lead - Other | No | 2009-07-07 | 0 | Installation date is after the lead ban |  |  |  |  | Non-Lead - Other |  |  | Installation date is after the lead ban |  |  |  |  | Non-Lead |  |  |  | Domestic
MTR_011490 | 16505 126TH PL SE | LOT 79 CASCADE HILLS #8 |  |  | Non-Lead - Other | No |  | 1 | Installation date is after the lead ban |  |  |  |  | Non-Lead - Other |  |  | Installation date is after the lead ban |  |  |  |  | Non-Lead |  |  |  | Domestic
MTR_016609 | 18313 151ST CT SE | LOT 70 CARRIAGEWOOD #1 |  |  | Non-Lead - Other | No | 1980-06-01 | 0 | Installation date is after the lead ban |  |  |  |  | Non-Lead - Other |  |  | Installation date is after the lead ban |  |  |  |  | Non-Lead |  |  |  | Domestic
MTR_029254 | 11278 SE 224TH PL | LOT 11 WILLIAMSBERG ESTATES |  |  | Non-Lead - Other | No | 2000-10-04 | 0 | Installation date is after the lead ban |  |  |  |  | Non-Lead - Other |  |  | Installation date is after the lead ban |  |  |  |  | Non-Lead |  |  |  | Domestic
MTR_020267 | 20711 104TH PL SE | L3 B1 JOVEL MANOR |  |  | Non-Lead - Other | No |  | 0 | Installation date is after the lead ban |  |  |  |  | Non-Lead - Other |  |  | Installation date is after the lead ban |  |  |  |  | Non-Lead |  |  |  | Domestic
MTR_021742 | 19908 133RD AVE SE | LOT 11 FOREST TRAILS #1 |  |  | Non-Lead - Other | No |  | 0 | Rectified Plan | No |  |  |  | Non-Lead - Other |  |  | Installation date is after the lead ban |  |  |  |  | Non-Lead |  |  |  | Domestic
MTR_002930 | 11624 SE 212TH PL | TL 89 9-22-5 |  |  | Non-Lead - Other | Unknown |  | 0 | Statistical analysis |  |  |  |  | Non-Lead - Other |  |  | Statistical analysis |  |  |  |  | Non-Lead |  |  |  | Assumed
MTR_011487 | 12615 SE 165TH ST | L 76 CASCADE HILLS 8 |  |  | Non-Lead - Other | No |  | 1 | Installation date is after the lead ban |  |  |  |  | Non-Lead - Other |  |  | Installation date is after the lead ban |  |  |  |  | Non-Lead |  |  |  | Domestic
MTR_016117 | 15816 SE 184TH ST | LOT 24 CARRIAGEWOOD #7 |  |  | Non-Lead - Plastic | No | 1983-07-01 | 0 | Rectified Plan | No |  |  |  | Non-Lead - Other |  |  | Installation date is after the lead ban |  |  |  |  | Non-Lead |  |  |  | Domestic
MTR_029151 | 11013 SE 225TH ST | L 25 STOCKTON |  |  | Non-Lead - Other | No |  | 0 | Installation date is after the lead ban |  |  |  |  | Non-Lead - Other |  |  | Installation date is after the lead ban |  |  |  |  | Non-Lead |  |  |  | Domestic
MTR_011500 | 16617 126TH PL SE | L 89 CASCADE HILLS 8 |  |  | Non-Lead - Other | No |  | 1 | Installation date is after the lead ban |  |  |  |  | Non-Lead - Other |  |  | Installation date is after the lead ban |  |  |  |  | Non-Lead |  |  |  | Domestic
MTR_017150 | 10933 SE 183RD PL | LOT 53 MAPLE GLEN |  |  | Non-Lead - Other | No | 1977-03-18 | 0 | Installation date is after the lead ban |  |  |  |  | Non-Lead - Other |  |  | Installation date is after the lead ban |  |  |  |  | Non-Lead |  |  |  | Domestic
MTR_029620 | 10955 SE 224TH PL | L7 STOCKTON |  |  | Non-Lead - Other | No |  | 0 | Installation date is after the lead ban |  |  |  |  | Non-Lead - Other |  |  | Installation date is after the lead ban |  |  |  |  | Non-Lead |  |  |  | Domestic
MTR_027313 | 13617 SE 232ND ST | L32 WILDWOOD #2 |  |  | Non-Lead - Plastic | No | 1975-07-25 | 1 | Converted CAD | No |  |  |  | Non-Lead - Other |  |  | Installation date is after the lead ban |  |  |  |  | Non-Lead |  |  |  | Domestic
MTR_017165 | 18315 108TH PL SE | LOT 38 MAPLE GLEN |  |  | Non-Lead - Other | No | 1977-03-18 | 0 | Installation date is after the lead ban |  |  |  |  | Non-Lead - Other |  |  | Installation date is after the lead ban |  |  |  |  | Non-Lead |  |  |  | Domestic
MTR_024995 | 21511 117TH AVE SE | LOT 5 CEDAR PARKE |  |  | Non-Lead - Copper | No | 2001-02-08 | 0 | Rectified Plan | No |  |  |  | Non-Lead - Other |  |  | Installation date is after the lead ban |  |  |  |  | Non-Lead |  |  |  | Domestic
MTR_024561 | 20219 127TH PL SE | LOT 52 SHERYLN PARK |  |  | Non-Lead - Other | No |  | 0 | Installation date is after the lead ban |  |  |  |  | Non-Lead - Other |  |  | Installation date is after the lead ban |  |  |  |  | Non-Lead |  |  |  | Domestic
MTR_024599 | 12806 SE 201ST ST | LOT 19 LINDA HIGHLANDS |  |  | Non-Lead - Other | No |  | 0 | Installation date is after the lead ban |  |  |  |  | Non-Lead - Other |  |  | Installation date is after the lead ban |  |  |  |  | Non-Lead |  |  |  | Domestic
MTR_027796 | 21809 121ST PL SE | L14 GLENCARIN TRACE |  |  | Non-Lead - Other | No |  | 0 | Installation date is after the lead ban |  |  |  |  | Non-Lead - Other |  |  | Installation date is after the lead ban |  |  |  |  | Non-Lead |  |  |  | Domestic
MTR_024566 | 12536 SE 203RD PL | L56 SHERLYN PARK |  |  | Non-Lead - Other | No |  | 0 | Installation date is after the lead ban |  |  |  |  | Non-Lead - Other |  |  | Installation date is after the lead ban |  |  |  |  | Non-Lead |  |  |  | Domestic
MTR_022125 | 12129 SE 186TH ST | LOT 19 AURIA WOODS |  |  | Non-Lead - Other | No | 2004-03-31 | 0 | Rectified Plan | No |  |  |  | Non-Lead - Other |  |  | Installation date is after the lead ban |  |  |  |  | Non-Lead |  |  |  | Domestic
MTR_011558 | 12915 SE 164TH ST | L75 FAIRWOOD DIV. #9 |  |  | Non-Lead - Other | No | 2007-10-01 | 0 | Installation date is after the lead ban |  |  |  |  | Non-Lead - Other |  |  | Installation date is after the lead ban |  |  |  |  | Non-Lead |  |  |  | Domestic
MTR_022188 | 19007 120TH AVE SE | LOT A TR6 N.W.GDN.TR #6 |  |  | Non-Lead - Other | No | 2015-06-13 | 0 | Rectified Plan | No |  |  |  | Non-Lead - Other |  |  | Installation date is after the lead ban |  |  |  |  | Non-Lead |  |  |  | Domestic
MTR_011527 | 16602 126TH AVE SE | L5 B4 CASCADE HILLS 4 |  |  | Non-Lead - Other | Unknown |  | 0.75 | Statistical analysis |  |  |  |  | Non-Lead - Other |  |  | Statistical analysis |  |  |  |  | Non-Lead |  |  |  | Assumed
MTR_011523 | 16626 126TH AVE SE | L9 B4 CASCADE HILLS 4 |  |  | Non-Lead - Other | Unknown |  | 0.75 | Statistical analysis |  |  |  |  | Non-Lead - Other |  |  | Statistical analysis |  |  |  |  | Non-Lead |  |  |  | Assumed
MTR_022233 | 18418 116TH AVE SE | PORTION OF LOT 2 BLK 1 NW GARDEN TR ACTS #3 |  |  | Galvanized Requiring Replacement | Unknown |  | 0 | Relative Placement | Yes | Visual inspection at the meter pit | 2024-02-21 |  | Non-Lead Plastic |  |  | Field inspection only with no records | Yes | Visual inspection at the meter pit | 2024-02-21 |  | Galvanized Requiring Replacement |  |  |  | Assumed
MTR_011529 | 16518 126TH AVE SE | L3 B4 CASCADE HILLS 4 |  |  | Non-Lead - Other | Unknown |  | 0 | Statistical analysis |  |  |  |  | Non-Lead - Other |  |  | Statistical analysis |  |  |  |  | Non-Lead |  |  |  | Domestic
MTR_011525 | 16616 126TH AVE SE | L7 B4 CASCADE HILLS 4 |  |  | Non-Lead - Other | Unknown |  | 0.75 | Statistical analysis |  |  |  |  | Non-Lead - Other |  |  | Statistical analysis |  |  |  |  | Non-Lead |  |  |  | Assumed
MTR_020821 | 13013 SE 184TH PL | L 63 BLVD. LANE 4 |  |  | Non-Lead - Other | No | 1968-06-14 | 0 | Installation date is after the lead ban |  |  |  |  | Non-Lead - Other |  |  | Installation date is after the lead ban |  |  |  |  | Non-Lead |  |  |  | Domestic
MTR_011530 | 16512 126TH AVE SE | L2 B4 CASCADE HILLS 4 |  |  | Non-Lead - Other | Unknown |  | 0 | Statistical analysis |  |  |  |  | Non-Lead - Other |  |  | Statistical analysis |  |  |  |  | Non-Lead |  |  |  | Domestic
MTR_018138 | 14605 SE 178TH PL | L48 CARRIAGE LANE #2 |  |  | Non-Lead - Other | No | 2004-04-02 | 0 | Rectified Plan |  |  |  |  | Non-Lead - Other |  |  | Statistical analysis |  |  |  |  | Non-Lead |  |  |  | Domestic
MTR_011596 | 12915 SE 162ND ST | L 122 FAIRWOOD 9 |  |  | Non-Lead - Other | No |  | 1 | Installation date is after the lead ban |  |  |  |  | Non-Lead - Other |  |  | Installation date is after the lead ban |  |  |  |  | Non-Lead |  |  |  | Domestic
MTR_018158 | 18142 145TH AVE SE | LOT 63 CARRIAGE LANE #3 |  |  | Non-Lead - Other | No | 2004-04-02 | 0 | Installation date is after the lead ban |  |  |  |  | Non-Lead - Other |  |  | Installation date is after the lead ban |  |  |  |  | Non-Lead |  |  |  | Domestic
MTR_011608 | 16213 131ST AVE SE | L 124 FAIRWOOD 9 |  |  | Non-Lead - Other | No |  | 1 | Installation date is after the lead ban |  |  |  |  | Non-Lead - Other |  |  | Installation date is after the lead ban |  |  |  |  | Non-Lead |  |  |  | Domestic
MTR_020876 | 13017 SE 188TH ST | L 25 BLVD. LANE 6 |  |  | Non-Lead - Other | No | 1969-05-01 | 0 | Installation date is after the lead ban |  |  |  |  | Non-Lead - Other |  |  | Installation date is after the lead ban |  |  |  |  | Non-Lead |  |  |  | Domestic
MTR_011595 | 12903 SE 162ND ST | L 121 FAIRWOOD 9 |  |  | Non-Lead - Other | No |  | 1 | Installation date is after the lead ban |  |  |  |  | Non-Lead - Other |  |  | Installation date is after the lead ban |  |  |  |  | Non-Lead |  |  |  | Domestic
MTR_011541 | 16362 130TH AVE SE | L 90 FAIRWOOD 9 |  |  | Non-Lead - Other | No | 2007-10-01 | 0 | Installation date is after the lead ban |  |  |  |  | Non-Lead - Other |  |  | Installation date is after the lead ban |  |  |  |  | Non-Lead |  |  |  | Domestic
MTR_021995 | 19434 & 19434 1/2 140TH AVE SE | TL 222 SEC 3-22-5 |  |  | Non-Lead - Other | No | 2004-11-04 | 0 | Rectified Plan | No |  |  |  | Non-Lead - Other |  |  | Installation date is after the lead ban |  |  |  |  | Non-Lead |  |  |  | Domestic
MTR_016878 | 15230 SE 178TH PL | LOT 16 CANDLEWOOD RIDGE #5 |  |  | Non-Lead - Other | No | 1978-02-01 | 0 | Installation date is after the lead ban |  |  |  |  | Non-Lead - Other |  |  | Installation date is after the lead ban |  |  |  |  | Non-Lead |  |  |  | Domestic
MTR_021209 | 14703 SE 195TH PL | LOT 13 LAKE YOUNGS PLAT |  |  | Non-Lead - Other | No | 1997-06-19 | 0 | Installation date is after the lead ban |  |  |  |  | Non-Lead - Other |  |  | Installation date is after the lead ban |  |  |  |  | Non-Lead |  |  |  | Domestic
MTR_011543 | 16355 130TH AVE SE | L 92 FAIRWOOD 9 |  |  | Non-Lead - Other | No | 2007-10-01 | 0 | Installation date is after the lead ban |  |  |  |  | Non-Lead - Other |  |  | Installation date is after the lead ban |  |  |  |  | Non-Lead |  |  |  | Domestic
MTR_016879 | 15218 SE 178TH PL | LOT 18 CANDLEWOOD RIDGE #5 |  |  | Non-Lead - Other | No | 1978-02-01 | 0 | Installation date is after the lead ban |  |  |  |  | Non-Lead - Other |  |  | Installation date is after the lead ban |  |  |  |  | Non-Lead |  |  |  | Domestic
MTR_018341 | 18153 146TH AVE SE | L59 CARRIAGE LANE #3 |  |  | Non-Lead - Other | Unknown | 1966-05-24 | 0 | Statistical analysis |  |  |  |  | Non-Lead - Other |  |  | Statistical analysis |  |  |  |  | Non-Lead |  |  |  | Domestic
MTR_011449 | 16648 127TH AVE SE | L26 CASCADE HILLS 8 |  |  | Non-Lead - Other | Unknown |  | 1 | Statistical analysis |  |  |  |  | Non-Lead - Other |  |  | Statistical analysis |  |  |  |  | Non-Lead |  |  |  | Domestic
MTR_012566 | 16927 SE 183RD PL | LOT 28 TROVITSKY PARK 2 |  |  | Non-Lead - Other | No | 2003-03-14 | 4 | Rectified Plan | No |  |  |  | Non-Lead - Other |  |  | Installation date is after the lead ban |  |  |  |  | Non-Lead |  |  |  | Domestic
MTR_022226 | 18662 116TH AVE SE | 9921-012405 |  |  | Non-Lead - Other | Unknown |  | 0 | Statistical analysis |  |  |  |  | Non-Lead - Other |  |  | Statistical analysis |  |  |  |  | Non-Lead |  |  |  | Assumed
MTR_011587 | 16318 128TH PL SE | LOT 113 FAIRWOOD PARK #9 |  |  | Non-Lead - Other | No |  | 1 | Installation date is after the lead ban |  |  |  |  | Non-Lead - Other |  |  | Installation date is after the lead ban |  |  |  |  | Non-Lead |  |  |  | Domestic
MTR_016233 | 17710 163RD PL SE | LOT 20 CANDLEWOOD RIDGE #3 |  |  | Non-Lead - Plastic | No | 1977-07-13 | 1 | Rectified Plan | No |  |  |  | Non-Lead - Other |  |  | Installation date is after the lead ban |  |  |  |  | Non-Lead |  |  |  | Domestic
MTR_022227 | 18626 116TH AVE SE | 9921-012425 |  |  | Non-Lead - Other | Unknown |  | 0 | Statistical analysis |  |  |  |  | Non-Lead - Other |  |  | Statistical analysis |  |  |  |  | Non-Lead |  |  |  | Assumed
MTR_011448 | 16652 127TH AVE SE | LOT 25 CASCADE HILLS #8 |  |  | Non-Lead - Other | Unknown |  | 1 | Statistical analysis |  |  |  |  | Non-Lead - Other |  |  | Statistical analysis |  |  |  |  | Non-Lead |  |  |  | Domestic
MTR_024503 | 13002 SE 206TH PL | L86 GREEN ACRES EAST |  |  | Non-Lead - Other | No |  | 0 | Installation date is after the lead ban |  |  |  |  | Non-Lead - Other |  |  | Installation date is after the lead ban |  |  |  |  | Non-Lead |  |  |  | Domestic
MTR_015540 | 12837 SE 175TH CT | LOT 12 EMERALD VISTA |  |  | Non-Lead - Other | No | 2001-03-01 | 0 | Installation date is after the lead ban |  |  |  |  | Non-Lead - Other |  |  | Installation date is after the lead ban |  |  |  |  | Non-Lead |  |  |  | Domestic
MTR_011508 | 16600 126TH PL SE | L 97 CASCADE HILLS 8 |  |  | Non-Lead - Other | Unknown |  | 0.75 | Statistical analysis |  |  |  |  | Non-Lead - Other |  |  | Statistical analysis |  |  |  |  | Non-Lead |  |  |  | Assumed
MTR_017891 | 17712 133RD PL SE | LOT 31 FAIRWOOD GROVES CONDOS |  |  | Non-Lead - Other | No | 1998-02-27 | 0 | Installation date is after the lead ban |  |  |  |  | Non-Lead - Other |  |  | Installation date is after the lead ban |  |  |  |  | Non-Lead |  |  |  | Domestic
MTR_016195 | 16213 SE 178TH PL | LOT 55 CANDLEWOOD RIDGE #3 |  |  | Non-Lead - Other | No | 1977-07-13 | 1 | Installation date is after the lead ban |  |  |  |  | Non-Lead - Other |  |  | Installation date is after the lead ban |  |  |  |  | Non-Lead |  |  |  | Domestic
MTR_016044 | 18929 140TH AVE SE | L3 SECTION 34-23-5 |  |  | Non-Lead - Other | No | 2004-11-04 | 0 | Installation date is after the lead ban |  |  |  |  | Non-Lead - Other |  |  | Installation date is after the lead ban |  |  |  |  | Non-Lead |  |  |  | Domestic
MTR_011509 | 16528 126TH PL SE | L 98 CASCADE HILLS 8 |  |  | Non-Lead - Other | Unknown |  | 1 | Statistical analysis |  |  |  |  | Non-Lead - Other |  |  | Statistical analysis |  |  |  |  | Non-Lead |  |  |  | Domestic
MTR_024676 | 12418 SE 202ND PL | L41 SHERLYN PARK |  |  | Non-Lead - Other | No |  | 0 | Installation date is after the lead ban |  |  |  |  | Non-Lead - Other |  |  | Installation date is after the lead ban |  |  |  |  | Non-Lead |  |  |  | Domestic
MTR_003423 | 12828 SE 232ND PL | L9 MISTY MEADOWS 1 |  |  | Non-Lead - Other | No |  | 0 | Installation date is after the lead ban |  |  |  |  | Non-Lead - Other |  |  | Installation date is after the lead ban |  |  |  |  | Non-Lead |  |  |  | Domestic
MTR_011592 | 16206 128TH PL SE | L 118 FAIRWOOD 9 |  |  | Non-Lead - Other | No |  | 0.75 | Installation date is after the lead ban |  |  |  |  | Non-Lead - Other |  |  | Installation date is after the lead ban |  |  |  |  | Non-Lead |  |  |  | Assumed
MTR_023021 | 12432 SE 198TH PL | LOT 18 MORFORD PARK |  |  | Non-Lead - Other | No |  | 0 | Installation date is after the lead ban |  |  |  |  | Non-Lead - Other |  |  | Installation date is after the lead ban |  |  |  |  | Non-Lead |  |  |  | Assumed
MTR_020303 | 20406 105TH PL SE | LOT 20 KAYWOOD ESTATES |  |  | Non-Lead - Other | No |  | 0 | Installation date is after the lead ban |  |  |  |  | Non-Lead - Other |  |  | Installation date is after the lead ban |  |  |  |  | Non-Lead |  |  |  | Assumed
MTR_026665 | 23124 126TH AVE SE | L75 CORONADO KNOLLS |  |  | Non-Lead - Other | No |  | 0 | Installation date is after the lead ban |  |  |  |  | Non-Lead - Other |  |  | Installation date is after the lead ban |  |  |  |  | Non-Lead |  |  |  | Domestic
MTR_016053 | 16008 SE 180TH PL | LOT 10 WHITNEY PLACE |  |  | Non-Lead - Other | No | 1988-08-19 | 0 | Installation date is after the lead ban |  |  |  |  | Non-Lead - Other |  |  | Installation date is after the lead ban |  |  |  |  | Non-Lead |  |  |  | Domestic
MTR_020277 | 20700 106TH PL SE | LOT 9 BLK 2 JOVEL MANOR |  |  | Non-Lead - Other | Unknown |  | 0 | Statistical analysis |  |  |  |  | Non-Lead - Other |  |  | Statistical analysis |  |  |  |  | Non-Lead |  |  |  | Domestic
MTR_029705 | 10835 SE 226TH ST | L 29 KENTON FIRS 2 |  |  | Non-Lead - Other | Unknown |  | 0 | Statistical analysis |  |  |  |  | Non-Lead - Other |  |  | Statistical analysis |  |  |  |  | Non-Lead |  |  |  | Domestic
MTR_021665 | 19202 138TH AVE SE | LOT 26 ROCK CREEK |  |  | Non-Lead - Other | No |  | 0 | Installation date is after the lead ban |  |  |  |  | Non-Lead - Other |  |  | Installation date is after the lead ban |  |  |  |  | Non-Lead |  |  |  | Assumed
MTR_026163 | 12207 SE 207TH PL | LOT 9 SWANSON COURT. |  |  | Non-Lead - Other | Unknown |  | 0 | Statistical analysis |  |  |  |  | Non-Lead - Other |  |  | Statistical analysis |  |  |  |  | Non-Lead |  |  |  | Domestic
MTR_020469 | 20410 104TH AVE SE | LOT 20 TODDS ADDITION |  |  | Non-Lead - Other | No |  | 0 | Installation date is after the lead ban |  |  |  |  | Non-Lead - Other |  |  | Installation date is after the lead ban |  |  |  |  | Non-Lead |  |  |  | Domestic
MTR_025281 | 21318 122ND PL SE | L234 GLENCARIN #2 |  |  | Non-Lead - Other | No | 1968-07-31 | 0 | Installation date is after the lead ban |  |  |  |  | Non-Lead - Other |  |  | Installation date is after the lead ban |  |  |  |  | Non-Lead |  |  |  | Domestic
MTR_020250 | 10437 SE 206TH PL | L28 KIRKS ADDITION |  |  | Non-Lead - Other | No |  | 0 | Installation date is after the lead ban |  |  |  |  | Non-Lead - Other |  |  | Installation date is after the lead ban |  |  |  |  | Non-Lead |  |  |  | Domestic
MTR_020425 | 20420 103RD AVE SE | L8 BLK2 SUNSET VILLA |  |  | Non-Lead - Other | No |  | 0 | Installation date is after the lead ban |  |  |  |  | Non-Lead - Other |  |  | Installation date is after the lead ban |  |  |  |  | Non-Lead |  |  |  | Domestic
MTR_026620 | 12553 SE 232ND ST | L25 CORONADO KNOLLS A |  |  | Non-Lead - Other | No |  | 0 | Installation date is after the lead ban |  |  |  |  | Non-Lead - Other |  |  | Installation date is after the lead ban |  |  |  |  | Non-Lead |  |  |  | Domestic
MTR_017448 | 18231 120TH AVE SE | 9921-010040 |  |  | Non-Lead Plastic | No | 1975-08-05 | 0 | Relative Placement | Yes | Visual inspection at the meter pit | 2024-02-21 |  | Galvanized Requiring Replacement |  |  | Field inspection only with no records | Yes | Visual inspection at the meter pit | 2024-02-21 |  | Galvanized Requiring Replacement |  |  |  | Assumed
MTR_018443 | 9515 S 202ND ST | LOT 2 KCSP 587007 |  |  | Non-Lead - Other | No |  | 0 | Installation date is after the lead ban |  |  |  |  | Non-Lead - Other |  |  | Installation date is after the lead ban |  |  |  |  | Non-Lead |  |  |  | Assumed
MTR_029581 | 11112 SE 226TH ST | LOT 8 KENTON FIRS 2 |  |  | Non-Lead - Other | Unknown |  | 0 | Statistical analysis |  |  |  |  | Non-Lead - Other |  |  | Statistical analysis |  |  |  |  | Non-Lead |  |  |  | Domestic
MTR_027141 | 23205 127TH AVE SE | LOT 27 CORONADO KNOLL DIV A |  |  | Non-Lead - Other | No |  | 0 | Installation date is after the lead ban |  |  |  |  | Non-Lead - Other |  |  | Installation date is after the lead ban |  |  |  |  | Non-Lead |  |  |  | Assumed
MTR_018545 | 9632 S 208TH ST | L15 WA CENTRAL FRUITLAND |  |  | Non-Lead Plastic | Unknown |  | 0 | Rectified Plan | Yes | Visual inspection at the meter pit | 2024-01-30 |  | Copper |  |  | Field inspection only with no records | Yes | Visual inspection at the meter pit | 2024-01-30 |  | Non-Lead |  |  |  | Domestic
MTR_026961 | 22906 125TH AVE SE | L44 CORONADO KNOLLS |  |  | Non-Lead - Other | No |  | 0 | Installation date is after the lead ban |  |  |  |  | Non-Lead - Other |  |  | Installation date is after the lead ban |  |  |  |  | Non-Lead |  |  |  | Domestic
MTR_026558 | 12919 SE 228TH PL | LOT 8 MISTY MEADOWS #3 |  |  | Non-Lead - Other | No |  | 0 | Installation date is after the lead ban |  |  |  |  | Non-Lead - Other |  |  | Installation date is after the lead ban |  |  |  |  | Non-Lead |  |  |  | Domestic
MTR_022556 | 11429 SE 195TH PL | LOT 89 PLATEAU @ PANTHER LAKE |  |  | Non-Lead - Other | No | 2007-03-05 | 0 | Installation date is after the lead ban |  |  |  |  | Non-Lead - Other |  |  | Installation date is after the lead ban |  |  |  |  | Non-Lead |  |  |  | Domestic
MTR_020691 | 19003 131ST AVE SE | L 50 BLVD. LANE 7 |  |  | Non-Lead - Other | No | 1976-05-24 | 0 | Installation date is after the lead ban |  |  |  |  | Non-Lead - Other |  |  | Installation date is after the lead ban |  |  |  |  | Non-Lead |  |  |  | Domestic
MTR_024025 | 20825 101ST AVE SE | 9908-006060 |  |  | Non-Lead - Other | Unknown |  | 0 | Statistical analysis |  |  |  |  | Non-Lead - Other |  |  | Statistical analysis |  |  |  |  | Non-Lead |  |  |  | Domestic
MTR_027202 | 23667 129TH AVE SE | L26 TWIN CREEKS |  |  | Non-Lead - Other | No |  | 1 | Installation date is after the lead ban |  |  |  |  | Non-Lead - Other |  |  | Installation date is after the lead ban |  |  |  |  | Non-Lead |  |  |  | Domestic
MTR_022450 | 19414 113TH PL SE | LOT 17 PANTHER MEADOWS |  |  | Non-Lead - Other | No | 2004-07-26 | 0 | Installation date is after the lead ban |  |  |  |  | Non-Lead - Other |  |  | Installation date is after the lead ban |  |  |  |  | Non-Lead |  |  |  | Domestic
MTR_011561 | 13011 SE 164TH ST | L78 FAIRWOOD DIV. #9 |  |  | Non-Lead - Other | No | 2007-10-01 | 0 | Installation date is after the lead ban |  |  |  |  | Non-Lead - Other |  |  | Installation date is after the lead ban |  |  |  |  | Non-Lead |  |  |  | Domestic
MTR_023937 | 10239 SE 213TH PL | LOT 4 OLYMPIC VIEW HEIGHTS 2 |  |  | Non-Lead - Other | No |  | 0 | Installation date is after the lead ban |  |  |  |  | Non-Lead - Other |  |  | Installation date is after the lead ban |  |  |  |  | Non-Lead |  |  |  | Domestic
MTR_022516 | 11308 SE 193RD PL | LOT 38 PANTHER MEADOWS |  |  | Non-Lead - Other | No | 2004-07-26 | 0 | Installation date is after the lead ban |  |  |  |  | Non-Lead - Other |  |  | Installation date is after the lead ban |  |  |  |  | Non-Lead |  |  |  | Domestic
MTR_008199 | 12406 SE 236TH PL | LOT 14 GAGES GROVE |  |  | Non-Lead - Other | No | 2005-08-18 | 0 | Rectified Plan | No |  |  |  | Non-Lead - Other |  |  | Installation date is after the lead ban |  |  |  |  | Non-Lead |  |  |  | Domestic
MTR_014894 | 17018 123RD AVE SE | L12 B2 CASCADE VISTA #1 |  |  | Non-Lead - Other | No | 2010-10-25 | 1 | Rectified Plan |  |  |  |  | Non-Lead - Other |  |  | Statistical analysis |  |  |  |  | Non-Lead |  |  |  | Domestic
MTR_022467 | 19416 108TH AVE SE | PTN L24 PANTHER LK GAR T |  |  | Non-Lead - Other | Unknown |  | 0 | Statistical analysis |  |  |  |  | Non-Lead - Other |  |  | Statistical analysis |  |  |  |  | Non-Lead |  |  |  | Assumed
MTR_011560 | 13007 SE 164TH ST | L77 FAIRWOOD DIV #9 |  |  | Non-Lead - Other | No | 2007-10-01 | 0 | Installation date is after the lead ban |  |  |  |  | Non-Lead - Other |  |  | Installation date is after the lead ban |  |  |  |  | Non-Lead |  |  |  | Domestic
MTR_020308 | 20233 106TH AVE SE | LOT 15 CASA VILLA |  |  | Non-Lead - Other | No |  | 0 | Installation date is after the lead ban |  |  |  |  | Non-Lead - Other |  |  | Installation date is after the lead ban |  |  |  |  | Non-Lead |  |  |  | Domestic
MTR_019522 | 10831 SE 190TH PL | TL 173 SEC 32-23-5 |  |  | Non-Lead - Other | Unknown |  | 0 | Statistical analysis |  |  |  |  | Non-Lead - Other |  |  | Statistical analysis |  |  |  |  | Non-Lead |  |  |  | Domestic
MTR_011565 | 13101 SE 164TH ST | L82 FAIRWOOD DIV. #9 |  |  | Non-Lead - Other | No | 2007-10-01 | 0 | Installation date is after the lead ban |  |  |  |  | Non-Lead - Other |  |  | Installation date is after the lead ban |  |  |  |  | Non-Lead |  |  |  | Domestic
MTR_018320 | 14411 SE 183RD ST | LOT 22 CARRIAGE LANE #3 |  |  | Non-Lead - Other | No | 1966-05-24 | 0 | Installation date is after the lead ban |  |  |  |  | Non-Lead - Other |  |  | Installation date is after the lead ban |  |  |  |  | Non-Lead |  |  |  | Domestic
MTR_019655 | 10818 SE 190TH PL | L11 PANTHER LK GARD TR |  |  | Non-Lead - Other | Unknown |  | 0 | Statistical analysis |  |  |  |  | Non-Lead - Other |  |  | Statistical analysis |  |  |  |  | Non-Lead |  |  |  | Domestic
MTR_011563 | 13025 SE 164TH ST | L80 FAIRWOOD DIV. #9 |  |  | Non-Lead - Other | No | 2007-10-01 | 0 | Installation date is after the lead ban |  |  |  |  | Non-Lead - Other |  |  | Installation date is after the lead ban |  |  |  |  | Non-Lead |  |  |  | Domestic
MTR_024693 | 13719 SE 202ND PL | LOT 3 FOREST GLEN SOUTH |  |  | Non-Lead - Other | No |  | 0 | Installation date is after the lead ban |  |  |  |  | Non-Lead - Other |  |  | Installation date is after the lead ban |  |  |  |  | Non-Lead |  |  |  | Domestic
MTR_020255 | 10507 SE 206TH PL | LOT 2 KIRKS ADDITION |  |  | Non-Lead - Other | No |  | 0 | Installation date is after the lead ban |  |  |  |  | Non-Lead - Other |  |  | Installation date is after the lead ban |  |  |  |  | Non-Lead |  |  |  | Domestic
MTR_026201 | 12237 SE 207TH ST | LOT 67 SWANSON COURT. |  |  | Non-Lead - Other | Unknown |  | 0 | Statistical analysis |  |  |  |  | Non-Lead - Other |  |  | Statistical analysis |  |  |  |  | Non-Lead |  |  |  | Domestic
MTR_028642 | 11326 SE 216TH CT | LOT 24 WEST CREEK MEADOWS |  |  | Non-Lead - Other | No | 1995-09-20 | 0 | Installation date is after the lead ban |  |  |  |  | Non-Lead - Other |  |  | Installation date is after the lead ban |  |  |  |  | Non-Lead |  |  |  | Domestic
MTR_024703 | 13742 SE 202ND PL | LOT 13 FOREST GLEN SOUTH |  |  | Non-Lead - Other | No |  | 0 | Installation date is after the lead ban |  |  |  |  | Non-Lead - Other |  |  | Installation date is after the lead ban |  |  |  |  | Non-Lead |  |  |  | Assumed
MTR_029526 | 22624 109TH PL SE | L43 CLARKS GLEN |  |  | Non-Lead - Other | Unknown |  | 0 | Statistical analysis |  |  |  |  | Non-Lead - Other |  |  | Statistical analysis |  |  |  |  | Non-Lead |  |  |  | Domestic
MTR_019311 | 19810 97TH AVE S | 9902-001150 |  |  | Non-Lead - Other | No |  | 0 | Installation date is after the lead ban |  |  |  |  | Non-Lead - Other |  |  | Installation date is after the lead ban |  |  |  |  | Non-Lead |  |  |  | Assumed
MTR_024696 | 13739 SE 202ND PL | LOT 6 FOREST GLEN SOUTH |  |  | Non-Lead - Other | No |  | 0 | Installation date is after the lead ban |  |  |  |  | Non-Lead - Other |  |  | Installation date is after the lead ban |  |  |  |  | Non-Lead |  |  |  | Assumed
MTR_026641 | 22912 125TH AVE SE | L43 CORONADO KNOLLS |  |  | Non-Lead - Other | No |  | 0 | Installation date is after the lead ban |  |  |  |  | Non-Lead - Other |  |  | Installation date is after the lead ban |  |  |  |  | Non-Lead |  |  |  | Domestic
MTR_020294 | 20431 105TH PL SE | LOT 6 KAYWOOD ESTATES |  |  | Non-Lead - Other | No |  | 0 | Installation date is after the lead ban |  |  |  |  | Non-Lead - Other |  |  | Installation date is after the lead ban |  |  |  |  | Non-Lead |  |  |  | Domestic
MTR_024735 | 20037 139TH WAY SE | LOT 4 KENT RIDGE PLACE |  |  | Non-Lead - Other | No | 1997-01-08 | 0 | Installation date is after the lead ban |  |  |  |  | Non-Lead - Other |  |  | Installation date is after the lead ban |  |  |  |  | Non-Lead |  |  |  | Domestic
MTR_018535 | 9443 S 207TH PL | PTRNS L5&6 VAL VIEW HTGS |  |  | Non-Lead - Other | Unknown |  | 0 | Statistical analysis |  |  |  |  | Non-Lead - Other |  |  | Statistical analysis |  |  |  |  | Non-Lead |  |  |  | Domestic
MTR_018404 | 20331 91ST PL S | LOT 20 SOPHIA GLEN |  |  | Non-Lead - Other | No | 2009-07-07 | 0 | Installation date is after the lead ban |  |  |  |  | Non-Lead - Other |  |  | Installation date is after the lead ban |  |  |  |  | Non-Lead |  |  |  | Domestic
MTR_024627 | 12549 SE 201ST PL | LOT 4 LINDA CREST #2 |  |  | Non-Lead - Other | No |  | 0 | Installation date is after the lead ban |  |  |  |  | Non-Lead - Other |  |  | Installation date is after the lead ban |  |  |  |  | Non-Lead |  |  |  | Domestic
MTR_014410 | 16814 113TH LN SE | UNIT 12 BLDG D ROLLING HILLS TOWNHOMES |  |  | Non-Lead - Other | No | 2008-06-24 | 1 | Installation date is after the lead ban |  |  |  |  | Non-Lead - Other |  |  | Installation date is after the lead ban |  |  |  |  | Non-Lead |  |  |  | Domestic
MTR_006837 | ENTRY TO CHESTNUT RDG | ENTRY TO CHESTNUT RIDGE |  |  | Non-Lead - Other | No |  | 0 | Installation date is after the lead ban |  |  |  |  | Non-Lead - Other |  |  | Installation date is after the lead ban |  |  |  |  | Non-Lead |  |  |  | Assumed
MTR_019356 | 9701 S 200TH ST | TAX LOT 134-C SEC 6-22-5 |  |  | Non-Lead - Other | No |  | 0 | Installation date is after the lead ban |  |  |  |  | Non-Lead - Other |  |  | Installation date is after the lead ban |  |  |  |  | Non-Lead |  |  |  | Assumed
MTR_020156 | 19422 106TH AVE SE | PORTION OF LOT 22 PANTHER LAKE GARD |  |  | Non-Lead - Other | Unknown |  | 0 | Statistical analysis |  |  |  |  | Non-Lead - Other |  |  | Statistical analysis |  |  |  |  | Non-Lead |  |  |  | Assumed
MTR_018694 | 9420 S 207TH PL | L 10 VALLEY VIEW HTS. |  |  | Non-Lead - Other | Unknown |  | 0 | Statistical analysis |  |  |  |  | Non-Lead - Other |  |  | Statistical analysis |  |  |  |  | Non-Lead |  |  |  | Domestic
MTR_023566 | 21425 112TH AVE SE | LOT 1 BENSON PLACE |  |  | Non-Lead - Other | No | 2007-09-28 | 0 | Installation date is after the lead ban |  |  |  |  | Non-Lead - Other |  |  | Installation date is after the lead ban |  |  |  |  | Non-Lead |  |  |  | Domestic
MTR_014168 | 17555 110TH LN SE | BLDG 6 PALM COURT;2ND UNIT OF 2 |  |  | Non-Lead - Plastic | No | 1998-06-18 | 1 | Rectified Plan |  |  |  |  | Non-Lead - Other |  |  | Installation date is after the lead ban |  |  |  |  | Non-Lead |  |  |  | Domestic
MTR_028386 | 21713 125TH AVE SE | L 47 PARKWAY ESTATES |  |  | Non-Lead - Other | No | 1978-07-26 | 0 | Installation date is after the lead ban |  |  |  |  | Non-Lead - Other |  |  | Installation date is after the lead ban |  |  |  |  | Non-Lead |  |  |  | Domestic
MTR_029092 | 11414 SE 218TH PL | LOT 2 FOREST MEADOWS |  |  | Non-Lead - Other | No |  | 0 | Installation date is after the lead ban |  |  |  |  | Non-Lead - Other |  |  | Installation date is after the lead ban |  |  |  |  | Non-Lead |  |  |  | Domestic
MTR_020130 | 10314 SE 194TH PL | LOT B OF LLA #L93L0201 |  |  | Non-Lead - Other | No |  | 0 | Installation date is after the lead ban |  |  |  |  | Non-Lead - Other |  |  | Installation date is after the lead ban |  |  |  |  | Non-Lead |  |  |  | Assumed
MTR_020384 | 10007 SE 200TH ST | LOT 109 SEC 5-22-5 |  |  | Non-Lead - Other | Unknown |  | 0 | Statistical analysis |  |  |  |  | Non-Lead - Other |  |  | Statistical analysis |  |  |  |  | Non-Lead |  |  |  | Assumed
MTR_028984 | 22136 113TH CT SE | LOT 1 PEDERSON PLACE #2 |  |  | Non-Lead - Other | No |  | 0 | Installation date is after the lead ban |  |  |  |  | Non-Lead - Other |  |  | Installation date is after the lead ban |  |  |  |  | Non-Lead |  |  |  | Domestic
MTR_015413 | 16912 126TH PL SE | L40 CASCADE VISTA 3 |  |  | Non-Lead - Other | Unknown | 1960-01-13 | 0 | Statistical analysis |  |  |  |  | Non-Lead - Other |  |  | Statistical analysis |  |  |  |  | Non-Lead |  |  |  | Domestic
MTR_020398 | 10020 SE 203RD ST | LOT 4 ALDERWOOD |  |  | Non-Lead - Other | No |  | 0 | Installation date is after the lead ban |  |  |  |  | Non-Lead - Other |  |  | Installation date is after the lead ban |  |  |  |  | Non-Lead |  |  |  | Domestic
MTR_025906 | 20307 111TH AVE SE | LOT 8 VILA REAL |  |  | Non-Lead - Other | No | 2007-05-03 | 0 | Installation date is after the lead ban |  |  |  |  | Non-Lead - Other |  |  | Installation date is after the lead ban |  |  |  |  | Non-Lead |  |  |  | Domestic
MTR_020210 | 10631 SE 196TH ST | TL139 W1/2 SEC 5-22-5 |  |  | Non-Lead - Other | Unknown |  | 0 | Statistical analysis |  |  |  |  | Non-Lead - Other |  |  | Statistical analysis |  |  |  |  | Non-Lead |  |  |  | Assumed
MTR_022797 | 11810 SE 200TH ST | LOT 46 SPRING HILL |  |  | Non-Lead - Other | No | 1995-07-13 | 0 | Installation date is after the lead ban |  |  |  |  | Non-Lead - Other |  |  | Installation date is after the lead ban |  |  |  |  | Non-Lead |  |  |  | Domestic
MTR_015363 | 17017 127TH AVE SE | L139 CASCADE VISTA #3 |  |  | Non-Lead - Other | No | 2010-10-25 | 0 | Rectified Plan |  |  |  |  | Non-Lead - Other |  |  | Statistical analysis |  |  |  |  | Non-Lead |  |  |  | Domestic
MTR_023556 | 11229 SE 216TH ST | LOT 8 WEST CREEK COURT |  |  | Non-Lead - Other | No | 2006-01-24 | 0 | Installation date is after the lead ban |  |  |  |  | Non-Lead - Other |  |  | Installation date is after the lead ban |  |  |  |  | Non-Lead |  |  |  | Domestic
MTR_015337 | 13009 SE 171ST PL | L18 RENTON PARK #3 |  |  | Non-Lead - Other | Unknown |  | 0 | Statistical analysis |  |  |  |  | Non-Lead - Other |  |  | Statistical analysis |  |  |  |  | Non-Lead |  |  |  | Domestic
MTR_028644 | 11322 SE 216TH CT | LOT 25 WEST CREEK MEADOWS |  |  | Non-Lead - Other | No | 1995-09-20 | 0 | Installation date is after the lead ban |  |  |  |  | Non-Lead - Other |  |  | Installation date is after the lead ban |  |  |  |  | Non-Lead |  |  |  | Domestic
MTR_018955 | 18615 102ND AVE SE | TL214 W1/2 SEC 32-23-5 |  |  | Non-Lead - Other | No | 1979-09-01 | 0 | Relative Placement |  |  |  |  | Non-Lead - Other |  |  | Statistical analysis |  |  |  |  | Non-Lead |  |  |  | Assumed
MTR_018968 | 1134 S 47TH PL | LOT 20 PANTHER RIDGE |  |  | Non-Lead - Other | No | 2012-08-28 | 0 | Installation date is after the lead ban |  |  |  |  | Non-Lead - Other |  |  | Installation date is after the lead ban |  |  |  |  | Non-Lead |  |  |  | Domestic
MTR_019066 | 10140 SE 188TH ST | LOT 1 KCSP #S89S054 |  |  | Non-Lead - Other | No | 1989-12-12 | 0 | Installation date is after the lead ban |  |  |  |  | Non-Lead - Other |  |  | Installation date is after the lead ban |  |  |  |  | Non-Lead |  |  |  | Domestic
MTR_026219 | 12227 SE 206TH ST | LOT 50 SWANSON COURT. |  |  | Non-Lead - Other | Unknown |  | 0 | Statistical analysis |  |  |  |  | Non-Lead - Other |  |  | Statistical analysis |  |  |  |  | Non-Lead |  |  |  | Domestic
MTR_016470 | 15911 SE 179TH ST | LOT 6 CANDLEWOOD RIDGE#1 |  |  | Non-Lead - Other | No |  | 0 | Installation date is after the lead ban |  |  |  |  | Non-Lead - Other |  |  | Installation date is after the lead ban |  |  |  |  | Non-Lead |  |  |  | Domestic
MTR_024258 | 20840 109TH LN SE | L34 BENSON H TOWNHOUSE |  |  | Non-Lead - Other | No |  | 5.25 | Installation date is after the lead ban |  |  |  |  | Non-Lead - Other |  |  | Installation date is after the lead ban |  |  |  |  | Non-Lead |  |  |  | Hydrant
MTR_020203 | 10702 SE 196TH ST | PORTION LOT 23 PANTHER LAKE GARDEN TRACTS |  |  | Non-Lead - Other | Unknown |  | 0 | Statistical analysis |  |  |  |  | Non-Lead - Other |  |  | Statistical analysis |  |  |  |  | Non-Lead |  |  |  | Assumed
MTR_023439 | 11005 SE 213TH ST | LOT 13 BENSON HILLS #1 |  |  | Non-Lead - Other | Unknown |  | 0 | Statistical analysis |  |  |  |  | Non-Lead - Other |  |  | Statistical analysis |  |  |  |  | Non-Lead |  |  |  | Assumed
MTR_026893 | 13241 SE 226TH ST | LOT 60 FERN CREST AKA MEADOW RIDGE |  |  | Non-Lead - Other | No | 2005-06-17 | 0 | Installation date is after the lead ban |  |  |  |  | Non-Lead - Other |  |  | Installation date is after the lead ban |  |  |  |  | Non-Lead |  |  |  | Domestic
MTR_017492 | 17802 118TH AVE SE | L5 BLK2 N W GARDEN TR1 |  |  | Non-Lead - Other | No | 1975-09-11 | 0 | Relative Placement |  |  |  |  | Non-Lead - Other |  |  | Statistical analysis |  |  |  |  | Non-Lead |  |  |  | Assumed
MTR_025376 | 21010 121ST PL SE | L 34 CARENA TERRACE 1 |  |  | Non-Lead - Other | No |  | 0 | Installation date is after the lead ban |  |  |  |  | Non-Lead - Other |  |  | Installation date is after the lead ban |  |  |  |  | Non-Lead |  |  |  | Domestic
MTR_020394 | 10010 SE 203RD ST | LOT 6 ALDERWOOD |  |  | Non-Lead - Other | No |  | 0 | Installation date is after the lead ban |  |  |  |  | Non-Lead - Other |  |  | Installation date is after the lead ban |  |  |  |  | Non-Lead |  |  |  | Domestic
MTR_015883 | 18324 142ND AVE SE | LOT 1 FAIRWOOD POND ESTATES |  |  | Non-Lead - Other | No | 1989-02-10 | 0 | Installation date is after the lead ban |  |  |  |  | Non-Lead - Other |  |  | Installation date is after the lead ban |  |  |  |  | Non-Lead |  |  |  | Domestic
MTR_024941 | 20923 119TH AVE SE | LOT 20 BOCEKS 1ST ADDITION |  |  | Non-Lead - Plastic | No | 1995-06-12 | 0 | Rectified Plan | No |  |  |  | Non-Lead - Other |  |  | Installation date is after the lead ban |  |  |  |  | Non-Lead |  |  |  | Domestic
MTR_011478 | 16659 127TH AVE SE | LOT 111 CASCADE HILLS #8 |  |  | Non-Lead - Other | Unknown |  | 1 | Statistical analysis |  |  |  |  | Non-Lead - Other |  |  | Statistical analysis |  |  |  |  | Non-Lead |  |  |  | Domestic
MTR_011257 | 16651 113TH AVE SE | E168 OF THE N99.62 LOT 6 BLOCK 6 AKER'S FARMS #6 |  |  | Non-Lead - Other | Unknown |  | 0 | Statistical analysis |  |  |  |  | Non-Lead - Other |  |  | Statistical analysis |  |  |  |  | Non-Lead |  |  |  | Domestic
MTR_028103 | 22337 122ND AVE SE | L31 MEADOWGREEN EST |  |  | Non-Lead - Other | No |  | 5.25 | Installation date is after the lead ban |  |  |  |  | Non-Lead - Other |  |  | Installation date is after the lead ban |  |  |  |  | Non-Lead |  |  |  | Hydrant
MTR_011486 | 12609 SE 165TH ST | L 75 CASCADE HILLS 8 |  |  | Non-Lead - Other | No |  | 1 | Installation date is after the lead ban |  |  |  |  | Non-Lead - Other |  |  | Installation date is after the lead ban |  |  |  |  | Non-Lead |  |  |  | Domestic
MTR_006805 | 11647 SE 164TH ST | L 67 CASCADE HILLS #5 |  |  | Non-Lead - Other | Unknown |  | 0.75 | Statistical analysis |  |  |  |  | Non-Lead - Other |  |  | Statistical analysis |  |  |  |  | Non-Lead |  |  |  | Assumed
MTR_030275 | 21002 135TH PL SE | PARCEL 2 S PLATT 577085 |  |  | Non-Lead - Other | No | 2003-08-21 | 0 | Installation date is after the lead ban |  |  |  |  | Non-Lead - Other |  |  | Installation date is after the lead ban |  |  |  |  | Non-Lead |  |  |  | Domestic
MTR_015394 | 17204 128TH AVE SE | L 22 BLK 1 RENTON PARK |  |  | Non-Lead - Other | Unknown |  | 0 | Statistical analysis |  |  |  |  | Non-Lead - Other |  |  | Statistical analysis |  |  |  |  | Non-Lead |  |  |  | Domestic
MTR_011185 | 10936 SE 164TH ST | L5 BLK 10 SECTION 3 (ULID 62) |  |  | Non-Lead - Other | Unknown |  | 0.75 | Statistical analysis |  |  |  |  | Non-Lead - Other |  |  | Statistical analysis |  |  |  |  | Non-Lead |  |  |  | Assumed
MTR_030276 | 21049 142ND AVE SE | L9 HOMESTEAD HILL EST. |  |  | Non-Lead - Other | Unknown |  | 1.25 | Statistical analysis |  |  |  |  | Non-Lead - Other |  |  | Statistical analysis |  |  |  |  | Non-Lead |  |  |  | Domestic
MTR_015396 | 17211 129TH AVE SE | LOT 2 BLK 1 RENTON PARK |  |  | Non-Lead - Other | No | 2011-08-10 | 0 | Rectified Plan |  |  |  |  | Non-Lead - Other |  |  | Statistical analysis |  |  |  |  | Non-Lead |  |  |  | Domestic
MTR_027047 | 22754 129TH PL SE | LOT 109 FERN CREST WEST |  |  | Non-Lead - Other | No | 2006-04-28 | 0 | Installation date is after the lead ban |  |  |  |  | Non-Lead - Other |  |  | Installation date is after the lead ban |  |  |  |  | Non-Lead |  |  |  | Domestic
MTR_030277 | 20811 135TH AVE SE | LOT 2 CRYSTAL GLEN |  |  | Non-Lead - Other | No |  | 0 | Installation date is after the lead ban |  |  |  |  | Non-Lead - Other |  |  | Installation date is after the lead ban |  |  |  |  | Non-Lead |  |  |  | Domestic
MTR_024167 | 11027 SE 214TH ST | LOT 12 WOODHALL |  |  | Non-Lead - Other | No |  | 0 | Installation date is after the lead ban |  |  |  |  | Non-Lead - Other |  |  | Installation date is after the lead ban |  |  |  |  | Non-Lead |  |  |  | Domestic
MTR_030278 | 21216 132ND AVE SE | TAX LOT 124 SEC 10-22-5 |  |  | Non-Lead - Other | No |  | 0 | Installation date is after the lead ban |  |  |  |  | Non-Lead - Other |  |  | Installation date is after the lead ban |  |  |  |  | Non-Lead |  |  |  | Assumed
MTR_020700 | 18836 131ST AVE SE | L 33 BLVD. LANE 7 |  |  | Non-Lead - Other | No | 1976-05-24 | 0 | Installation date is after the lead ban |  |  |  |  | Non-Lead - Other |  |  | Installation date is after the lead ban |  |  |  |  | Non-Lead |  |  |  | Domestic
MTR_025733 | 13039 SE 209TH CT | LOT 7 THUERINGER PLAT |  |  | Non-Lead - Other | No | 2005-01-13 | 0 | Installation date is after the lead ban |  |  |  |  | Non-Lead - Other |  |  | Installation date is after the lead ban |  |  |  |  | Non-Lead |  |  |  | Domestic
MTR_026044 | 11712 SE 203RD ST | LOT 11 HEDLUND MEADOWS |  |  | Non-Lead - Other | No | 1995-08-01 | 0 | Installation date is after the lead ban |  |  |  |  | Non-Lead - Other |  |  | Installation date is after the lead ban |  |  |  |  | Non-Lead |  |  |  | Domestic
MTR_025341 | 12503 SE 214TH PL | L323 GLENCARIN #2 |  |  | Non-Lead - Other | No | 1968-07-31 | 0 | Installation date is after the lead ban |  |  |  |  | Non-Lead - Other |  |  | Installation date is after the lead ban |  |  |  |  | Non-Lead |  |  |  | Domestic
MTR_018433 | 9423 S 203RD PL | LOT 19 WHITNEY HEIGHTS |  |  | Non-Lead - Other | No | 1995-11-22 | 0 | Installation date is after the lead ban |  |  |  |  | Non-Lead - Other |  |  | Installation date is after the lead ban |  |  |  |  | Non-Lead |  |  |  | Domestic
MTR_017217 | 18426 114TH AVE SE | LOT 1 LARSON PARKE |  |  | Non-Lead - Other | No | 2002-01-16 | 0 | Installation date is after the lead ban |  |  |  |  | Non-Lead - Other |  |  | Installation date is after the lead ban |  |  |  |  | Non-Lead |  |  |  | Domestic
MTR_020515 | 20313 102ND PL SE | LOT 28 PARKRIDGE EAST 2 |  |  | Non-Lead - Other | No |  | 0 | Installation date is after the lead ban |  |  |  |  | Non-Lead - Other |  |  | Installation date is after the lead ban |  |  |  |  | Non-Lead |  |  |  | Domestic
MTR_024674 | 12432 SE 202ND PL | L39 SHERLYN PARK |  |  | Non-Lead - Other | No |  | 0 | Installation date is after the lead ban |  |  |  |  | Non-Lead - Other |  |  | Installation date is after the lead ban |  |  |  |  | Non-Lead |  |  |  | Domestic
MTR_023096 | 21425 96TH AVE S | L 31 WESTVIEW TERRAC E 3 |  |  | Non-Lead - Other | No | 2008-10-29 | 0 | Installation date is after the lead ban |  |  |  |  | Non-Lead - Other |  |  | Installation date is after the lead ban |  |  |  |  | Non-Lead |  |  |  | Domestic
MTR_022191 | 11813 SE 186TH PL | LOT C-1 LEWIS SUB/DIV |  |  | Non-Lead - Other | No | 2015-06-13 | 0 | Converted CAD | No |  |  |  | Non-Lead - Other |  |  | Installation date is after the lead ban |  |  |  |  | Non-Lead |  |  |  | Domestic
MTR_028675 | 21707 113TH PL SE | LOT 51 WESTCREEK MEADOWS |  |  | Non-Lead - Other | No | 1995-09-20 | 0 | Installation date is after the lead ban |  |  |  |  | Non-Lead - Other |  |  | Installation date is after the lead ban |  |  |  |  | Non-Lead |  |  |  | Domestic
MTR_017525 | 11835 SE 176TH CT | LOT 6 PETROVISTA |  |  | Non-Lead - Other | No | 2006-12-21 | 0 | Installation date is after the lead ban |  |  |  |  | Non-Lead - Other |  |  | Installation date is after the lead ban |  |  |  |  | Non-Lead |  |  |  | Domestic
MTR_016056 | 16017 SE 180TH PL | LOT 12 WHITNEY PLACE |  |  | Non-Lead - Other | No | 1988-08-19 | 0 | Installation date is after the lead ban |  |  |  |  | Non-Lead - Other |  |  | Installation date is after the lead ban |  |  |  |  | Non-Lead |  |  |  | Domestic
MTR_015293 | 17013 130TH AVE SE | L8 RENTON PARK #3 |  |  | Non-Lead Plastic | Unknown |  | 0 | Converted CAD | Yes | Visual inspection at the meter pit | 2024-02-13 |  | Copper |  |  | Field inspection only with no records | Yes | Visual inspection at the meter pit | 2024-02-13 |  | Non-Lead |  |  |  | Domestic
MTR_024366 | 22141 104TH PL SE | W128.63 LESS N475.75 LESS S85 TR |  |  | Non-Lead - Other | Unknown |  | 0 | Statistical analysis |  |  |  |  | Non-Lead - Other |  |  | Statistical analysis |  |  |  |  | Non-Lead |  |  |  | Domestic
MTR_017178 | 17833 112TH AVE SE | LOT 2 BENSON HILL AKA BENSON RIDGE |  |  | Non-Lead - Other | No | 1999-09-22 | 0 | Installation date is after the lead ban |  |  |  |  | Non-Lead - Other |  |  | Installation date is after the lead ban |  |  |  |  | Non-Lead |  |  |  | Domestic
MTR_007527 | 16723 126TH AVE SE | L 17 B2 CASCADE HILLS 4 |  |  | Non-Lead - Other | Unknown |  | 0.75 | Statistical analysis |  |  |  |  | Non-Lead - Other |  |  | Statistical analysis |  |  |  |  | Non-Lead |  |  |  | Assumed
MTR_018564 | 20436 94TH AVE S | PORT. TL6 FRUITLAND ADD |  |  | Non-Lead - Other | No |  | 0 | Installation date is after the lead ban |  |  |  |  | Non-Lead - Other |  |  | Installation date is after the lead ban |  |  |  |  | Non-Lead |  |  |  | Assumed
MTR_017175 | 17829 112TH AVE SE | LOT 4 BENSON HILL |  |  | Non-Lead - Other | No | 1999-09-22 | 0 | Installation date is after the lead ban |  |  |  |  | Non-Lead - Other |  |  | Installation date is after the lead ban |  |  |  |  | Non-Lead |  |  |  | Domestic
MTR_019807 | 18949 108TH LN SE | LOT 6 BELGROVE @ RENTON PH 1 |  |  | Non-Lead - Other | No | 2004-06-30 | 0 | Installation date is after the lead ban |  |  |  |  | Non-Lead - Other |  |  | Installation date is after the lead ban |  |  |  |  | Non-Lead |  |  |  | Domestic
MTR_026648 | 23124 125TH AVE SE | L36 CORONADO KNOLLS |  |  | Non-Lead - Other | No |  | 0 | Installation date is after the lead ban |  |  |  |  | Non-Lead - Other |  |  | Installation date is after the lead ban |  |  |  |  | Non-Lead |  |  |  | Assumed
MTR_017053 | 17812 114TH PL SE | LOT 16 MORNING GLEN |  |  | Non-Lead - Other | No | 1996-03-12 | 0 | Installation date is after the lead ban |  |  |  |  | Non-Lead - Other |  |  | Installation date is after the lead ban |  |  |  |  | Non-Lead |  |  |  | Domestic
MTR_022763 | 11729 SE 193RD PL | LOT 13 LYNDEN PLACE |  |  | Non-Lead - Other | No | 1999-03-24 | 0 | Installation date is after the lead ban |  |  |  |  | Non-Lead - Other |  |  | Installation date is after the lead ban |  |  |  |  | Non-Lead |  |  |  | Domestic
MTR_020635 | 10430 SE 192ND ST | LOT 1 EAGLEBROOK |  |  | Non-Lead - Other | No |  | 0 | Installation date is after the lead ban |  |  |  |  | Non-Lead - Other |  |  | Installation date is after the lead ban |  |  |  |  | Non-Lead |  |  |  | Assumed
MTR_022574 | 19399 114TH PL SE | LOT 55 PLATEAU @ PANTHER LAKE |  |  | Non-Lead - Other | No | 2007-03-05 | 0 | Installation date is after the lead ban |  |  |  |  | Non-Lead - Other |  |  | Installation date is after the lead ban |  |  |  |  | Non-Lead |  |  |  | Domestic
MTR_022157 | 11619 SE 188TH ST | 9921-010985 |  |  | Non-Lead - Other | No |  | 0 | Installation date is after the lead ban |  |  |  |  | Non-Lead - Other |  |  | Installation date is after the lead ban |  |  |  |  | Non-Lead |  |  |  | Assumed
MTR_001375 | 23224 127TH AVE SE | L 15 MERIDIAN VILLA EST. |  |  | Non-Lead - Other | Unknown | 1966-09-01 | 1 | Rectified Plan | No |  |  |  | Non-Lead - Other |  |  | Statistical analysis |  |  |  |  | Non-Lead |  |  |  | Domestic
MTR_017261 | 17919 110TH PL SE | LOT 39 SERENITY RIDGE |  |  | Non-Lead - Other | No | 2001-07-10 | 0 | Installation date is after the lead ban |  |  |  |  | Non-Lead - Other |  |  | Installation date is after the lead ban |  |  |  |  | Non-Lead |  |  |  | Domestic
MTR_026606 | 12819 SE 231ST WAY | LOT 35 MISTY MEADOWS#2 |  |  | Non-Lead - Other | No |  | 0 | Installation date is after the lead ban |  |  |  |  | Non-Lead - Other |  |  | Installation date is after the lead ban |  |  |  |  | Non-Lead |  |  |  | Domestic
MTR_022131 | 12140 SE 186TH ST | LOT 13 AURIA WOODS |  |  | Non-Lead - Other | No | 2004-03-31 | 0 | Rectified Plan | No |  |  |  | Non-Lead - Other |  |  | Installation date is after the lead ban |  |  |  |  | Non-Lead |  |  |  | Domestic
MTR_017656 | 17640 109TH AVE SE | LOT 3 BRISTOW ADDITION |  |  | Non-Lead - Other | Unknown |  | 0 | Statistical analysis |  |  |  |  | Non-Lead - Other |  |  | Statistical analysis |  |  |  |  | Non-Lead |  |  |  | Assumed
MTR_029311 | 12211 SE 236TH ST | LOT 1 OAKDALE |  |  | Non-Lead - Other | No | 1989-04-20 | 6 | Rectified Plan | No |  |  |  | Non-Lead - Other |  |  | Installation date is after the lead ban |  |  |  |  | Non-Lead |  |  |  | Domestic
MTR_022144 | 12255 SE 184TH ST | TL 27 SEC 33-23-5 |  |  | Non-Lead - Other | Unknown |  | 0 | Relative Placement | No |  |  |  | Non-Lead - Other |  |  | Statistical analysis |  |  |  |  | Non-Lead |  |  |  | Assumed
MTR_017598 | 17848 111TH AVE SE | L14 HIGGINBOTHAM ADD. |  |  | Non-Lead - Other | Unknown |  | 0 | Statistical analysis |  |  |  |  | Non-Lead - Other |  |  | Statistical analysis |  |  |  |  | Non-Lead |  |  |  | Assumed
MTR_003769 | 12425 SE 235TH ST | L 54 MERIDIAN VILLA EST |  |  | Non-Lead - Other | Unknown | 1966-09-01 | 1 | Rectified Plan | No |  |  |  | Non-Lead - Other |  |  | Statistical analysis |  |  |  |  | Non-Lead |  |  |  | Domestic |  |  | Yes
MTR_022096 | 19152 117TH PL SE | LOT 9 RATHINAM PLAT |  |  | Non-Lead - Other | No | 2007-09-28 | 0 | Rectified Plan | No |  |  |  | Non-Lead - Other |  |  | Installation date is after the lead ban |  |  |  |  | Non-Lead |  |  |  | Domestic
MTR_017722 | 10830 SE 181ST ST | L4 BLK1 BENSON TERR. #1 |  |  | Non-Lead - Other | Unknown |  | 0 | Statistical analysis |  |  |  |  | Non-Lead - Other |  |  | Statistical analysis |  |  |  |  | Non-Lead |  |  |  | Assumed
MTR_029208 | 10826 SE 226TH ST | LOT 14 KENTON FIRS #2 |  |  | Non-Lead - Other | Unknown |  | 0 | Statistical analysis |  |  |  |  | Non-Lead - Other |  |  | Statistical analysis |  |  |  |  | Non-Lead |  |  |  | Domestic
MTR_014896 | 17004 123RD AVE SE | L10 B2 CASCADE VISTA #1 |  |  | Non-Lead - Other | No | 2010-10-25 | 1 | Rectified Plan |  |  |  |  | Non-Lead - Other |  |  | Statistical analysis |  |  |  |  | Non-Lead |  |  |  | Domestic
MTR_007043 | 16524 120TH AVE SE | L 77 CASCADE HILLS 6 |  |  | Non-Lead - Other | No | 2019-08-05 | 0.75 | Rectified Plan |  |  |  |  | Non-Lead - Other |  |  | Statistical analysis |  |  |  |  | Non-Lead |  |  |  | Assumed
MTR_003597 | 12222 SE 233RD ST | L 28 MERIDIAN VILLA EST. |  |  | Non-Lead - Other | No | 1966-09-01 | 1 | Rectified Plan | No |  |  |  | Non-Lead - Other |  |  | Installation date is after the lead ban |  |  |  |  | Non-Lead |  |  |  | Domestic
MTR_014837 | 12407 SE 172ND ST | L18 BLK10 CASCADE VISTA1 |  |  | Non-Lead - Other | No | 2010-10-25 | 0 | Rectified Plan |  |  |  |  | Non-Lead - Other |  |  | Statistical analysis |  |  |  |  | Non-Lead |  |  |  | Domestic
MTR_021749 | 19823 133RD PL SE | LOT 4 FOREST TRAILS #2 |  |  | Non-Lead - Other | No |  | 0 | Installation date is after the lead ban |  |  |  |  | Non-Lead - Other |  |  | Installation date is after the lead ban |  |  |  |  | Non-Lead |  |  |  | Assumed
MTR_029764 | 11424 SE 226TH ST | LOT 68 KENTON FIRS |  |  | Galvanized Requiring Replacement | Unknown |  | 0 | Converted CAD | Yes | Visual inspection at the meter pit | 2024-04-02 |  | Non-Lead Plastic |  |  | Field inspection only with no records | Yes | Visual inspection at the meter pit | 2024-04-02 |  | Galvanized Requiring Replacement |  |  |  | Domestic
MTR_021788 | 19723 134TH PL SE | LOT 31 FOREST TRAILS #2 |  |  | Non-Lead - Other | No |  | 0 | Installation date is after the lead ban |  |  |  |  | Non-Lead - Other |  |  | Installation date is after the lead ban |  |  |  |  | Non-Lead |  |  |  | Assumed
MTR_015486 | 12510 SE PETROVITSKY RD | L6 BLK 1 BENSON HEIGHTS |  |  | Non-Lead - Other | Unknown |  | 0 | Statistical analysis |  |  |  |  | Non-Lead - Other |  |  | Statistical analysis |  |  |  |  | Non-Lead |  |  |  | Domestic
MTR_029702 | 11123 SE 226TH ST | L38 KENTON FIRS #2 |  |  | Non-Lead - Other | Unknown |  | 0 | Statistical analysis |  |  |  |  | Non-Lead - Other |  |  | Statistical analysis |  |  |  |  | Non-Lead |  |  |  | Domestic
MTR_021918 | 13310 SE 195TH ST | L22 FOREST TRAILS #3 |  |  | Non-Lead - Other | No |  | 0 | Rectified Plan | No |  |  |  | Non-Lead - Other |  |  | Installation date is after the lead ban |  |  |  |  | Non-Lead |  |  |  | Domestic
MTR_014792 | 17440 116TH AVE SE | L 11 SPRING LANE |  |  | Non-Lead - Other | No | 2018-01-18 | 1 | Statistical analysis |  |  |  |  | Non-Lead - Other |  |  | Statistical analysis |  |  |  |  | Non-Lead |  |  |  | Domestic
MTR_026327 | 20656 120TH AVE SE | L1 BLK PANTHER LAKE # 1 |  |  | Non-Lead - Other | No |  | 0 | Installation date is after the lead ban |  |  |  |  | Non-Lead - Other |  |  | Installation date is after the lead ban |  |  |  |  | Non-Lead |  |  |  | Domestic
MTR_021223 | 19915 142ND PL SE | LOT 16 COUNTRY GATE |  |  | Non-Lead - Other | No | 2001-02-01 | 0 | Installation date is after the lead ban |  |  |  |  | Non-Lead - Other |  |  | Installation date is after the lead ban |  |  |  |  | Non-Lead |  |  |  | Domestic
MTR_014405 | 16834 113TH LN SE | UNIT 7 BLDG C ROLLING HILLS TOWNHOMES |  |  | Non-Lead - Other | No | 2008-06-24 | 1 | Installation date is after the lead ban |  |  |  |  | Non-Lead - Other |  |  | Installation date is after the lead ban |  |  |  |  | Non-Lead |  |  |  | Domestic
MTR_026101 | 20515 122ND PL SE | LOT 45 FENTON RIDGE |  |  | Non-Lead - Other | No | 1995-08-31 | 0 | Installation date is after the lead ban |  |  |  |  | Non-Lead - Other |  |  | Installation date is after the lead ban |  |  |  |  | Non-Lead |  |  |  | Domestic
MTR_021357 | 19331 140TH PL SE | L13 ECHO GLEN |  |  | Non-Lead - Other | No |  | 0 | Installation date is after the lead ban |  |  |  |  | Non-Lead - Other |  |  | Installation date is after the lead ban |  |  |  |  | Non-Lead |  |  |  | Domestic
MTR_014968 | 16836 121ST AVE SE | L5 BL4 CASCADE VISTA#1 |  |  | Non-Lead - Other | No | 2002-05-02 | 0 | Rectified Plan |  |  |  |  | Non-Lead - Other |  |  | Statistical analysis |  |  |  |  | Non-Lead |  |  |  | Domestic
MTR_020059 | 20116 102ND AVE SE | LOT 6 MCCANN MEADOWS |  |  | Non-Lead - Other | No | 1998-11-06 | 0 | Installation date is after the lead ban |  |  |  |  | Non-Lead - Other |  |  | Installation date is after the lead ban |  |  |  |  | Non-Lead |  |  |  | Domestic
MTR_011404 | 12744 SE 167TH ST | L 36 CASCADE HILLS 8 |  |  | Non-Lead - Other | No |  | 1 | Installation date is after the lead ban |  |  |  |  | Non-Lead - Other |  |  | Installation date is after the lead ban |  |  |  |  | Non-Lead |  |  |  | Domestic
MTR_020980 | 18605 132ND PL SE | LOT 57 FOREST ESTATES 1 |  |  | Non-Lead - Other | No | 1978-08-01 | 0 | Installation date is after the lead ban |  |  |  |  | Non-Lead - Other |  |  | Installation date is after the lead ban |  |  |  |  | Non-Lead |  |  |  | Domestic
MTR_018446 | 9513 S 202ND ST | TAX LOT 104 6-22-5 |  |  | Non-Lead - Other | Unknown |  | 0 | Statistical analysis |  |  |  |  | Non-Lead - Other |  |  | Statistical analysis |  |  |  |  | Non-Lead |  |  |  | Assumed
MTR_027208 | 23648 129TH AVE SE | L17 TWIN CREEKS |  |  | Non-Lead - Other | No |  | 1 | Installation date is after the lead ban |  |  |  |  | Non-Lead - Other |  |  | Installation date is after the lead ban |  |  |  |  | Non-Lead |  |  |  | Domestic
MTR_024887 | 14036 SE 208TH ST | TL 83 SECT 3-22-5 |  |  | Non-Lead - Other | Unknown |  | 0 | Statistical analysis |  |  |  |  | Non-Lead - Other |  |  | Statistical analysis |  |  |  |  | Non-Lead |  |  |  | Assumed
MTR_020893 | 18815 132ND PL SE | LOT 14 EMERALD FOREST |  |  | Non-Lead - Other | No | 2003-10-21 | 0 | Installation date is after the lead ban |  |  |  |  | Non-Lead - Other |  |  | Installation date is after the lead ban |  |  |  |  | Non-Lead |  |  |  | Domestic
MTR_029157 | 11028 SE 224TH PL SE | L 82 STOCKTON |  |  | Non-Lead - Other | No |  | 0 | Installation date is after the lead ban |  |  |  |  | Non-Lead - Other |  |  | Installation date is after the lead ban |  |  |  |  | Non-Lead |  |  |  | Domestic
MTR_019358 | 9325 S 200TH ST | TAX LOT 38 SEC 6-22-5 |  |  | Non-Lead - Other | No |  | 0 | Installation date is after the lead ban |  |  |  |  | Non-Lead - Other |  |  | Installation date is after the lead ban |  |  |  |  | Non-Lead |  |  |  | Assumed
MTR_020985 | 18620 132ND PL SE | LOT 69 FOREST ESTATES |  |  | Non-Lead - Other | No | 1978-08-01 | 0 | Installation date is after the lead ban |  |  |  |  | Non-Lead - Other |  |  | Installation date is after the lead ban |  |  |  |  | Non-Lead |  |  |  | Domestic
MTR_028785 | 22312 113TH AVE SE | L 9 JOHN VELKOFF ADD 2 |  |  | Non-Lead Plastic | No | 2000-11-03 | 0 | Rectified Plan | Yes | Visual inspection at the meter pit | 2024-02-01 |  | Galvanized Requiring Replacement |  |  | Field inspection only with no records | Yes | Visual inspection at the meter pit | 2024-02-01 |  | Galvanized Requiring Replacement |  |  |  | Domestic
MTR_021401 | 14123 SE 193RD ST | LOT 44 LORI LANE |  |  | Non-Lead - Other | No |  | 0 | Installation date is after the lead ban |  |  |  |  | Non-Lead - Other |  |  | Installation date is after the lead ban |  |  |  |  | Non-Lead |  |  |  | Domestic
MTR_021097 | 13527 SE 189TH PL | LOT 9 CEDAR ESTATES |  |  | Non-Lead - Other | No | 1984-04-04 | 0 | Installation date is after the lead ban |  |  |  |  | Non-Lead - Other |  |  | Installation date is after the lead ban |  |  |  |  | Non-Lead |  |  |  | Domestic
MTR_025045 | 21114 119TH AVE SE | LOT 26 EL DORADO #1 |  |  | Non-Lead - Other | No | 1981-02-01 | 0 | Installation date is after the lead ban |  |  |  |  | Non-Lead - Other |  |  | Installation date is after the lead ban |  |  |  |  | Non-Lead |  |  |  | Domestic
MTR_011069 | 12228 SE 236TH CT | LOT 3 OAKDALE |  |  | Non-Lead - Other | No | 1989-04-20 | 6 | Rectified Plan | No |  |  |  | Non-Lead - Other |  |  | Installation date is after the lead ban |  |  |  |  | Non-Lead |  |  |  | Domestic
MTR_024584 | 12907 SE 202ND PL | L5 LINDA HIGHLANDS |  |  | Non-Lead - Other | No |  | 0 | Installation date is after the lead ban |  |  |  |  | Non-Lead - Other |  |  | Installation date is after the lead ban |  |  |  |  | Non-Lead |  |  |  | Domestic
MTR_025027 | 21145 119TH AVE SE | LOT 7 EL DORADO HILLS |  |  | Non-Lead - Other | No | 1981-02-01 | 0 | Installation date is after the lead ban |  |  |  |  | Non-Lead - Other |  |  | Installation date is after the lead ban |  |  |  |  | Non-Lead |  |  |  | Domestic
MTR_027469 | 23308 139TH AVE SE | L11 WILDWOOD #2 |  |  | Non-Lead - Plastic | No | 1975-07-25 | 1 | Rectified Plan | No |  |  |  | Non-Lead - Other |  |  | Installation date is after the lead ban |  |  |  |  | Non-Lead |  |  |  | Domestic
MTR_023026 | 20004 117TH AVE SE | TL49 W1/2 SEC 4-22-5 |  |  | Non-Lead - Other | No | 1998-06-08 | 0 | Rectified Plan |  |  |  |  | Non-Lead - Other |  |  | Statistical analysis |  |  |  |  | Non-Lead |  |  |  | Domestic
MTR_025476 | 12630 SE 210TH CT | LOT 9 JASON LANE |  |  | Non-Lead - Other | No |  | 0 | Installation date is after the lead ban |  |  |  |  | Non-Lead - Other |  |  | Installation date is after the lead ban |  |  |  |  | Non-Lead |  |  |  | Domestic
MTR_021400 | 14117 SE 193RD ST | LOT 63 LORI LANE |  |  | Non-Lead - Other | No |  | 0 | Installation date is after the lead ban |  |  |  |  | Non-Lead - Other |  |  | Installation date is after the lead ban |  |  |  |  | Non-Lead |  |  |  | Domestic
MTR_022732 | SE 199TH ST & 116TH AVE SE | SE 199TH ST & 116TH AVE SE |  |  | Non-Lead - Other | Unknown |  | 0 | Statistical analysis |  |  |  |  | Non-Lead - Other |  |  | Statistical analysis |  |  |  |  | Non-Lead |  |  |  | Irrigation
MTR_025156 | 20904 124TH AVE SE | L38 GLENCARIN # 1 |  |  | Non-Lead - Other | No | 1968-03-08 | 0 | Installation date is after the lead ban |  |  |  |  | Non-Lead - Other |  |  | Installation date is after the lead ban |  |  |  |  | Non-Lead |  |  |  | Domestic
MTR_017289 | 18020 110TH AVE SE | L16 BENSON TERR. DIV. #2 |  |  | Non-Lead - Other | No | 2011-08-10 | 1 | Rectified Plan |  |  |  |  | Non-Lead - Other |  |  | Statistical analysis |  |  |  |  | Non-Lead |  |  |  | Domestic
MTR_022717 | 11637 SE 196TH ST | L3 KCSP 384075 |  |  | Non-Lead - Other | No | 2001-03-28 | 0 | Statistical analysis |  |  |  |  | Non-Lead - Other |  |  | Statistical analysis |  |  |  |  | Non-Lead |  |  |  | Domestic
MTR_014240 | 17204 109TH PL SE | L10 KELSEY LANE |  |  | Non-Lead - Other | No |  | 0 | Installation date is after the lead ban |  |  |  |  | Non-Lead - Other |  |  | Installation date is after the lead ban |  |  |  |  | Non-Lead |  |  |  | Domestic
MTR_025474 | 12633 SE 210TH CT | LOT 11 JASON LANE |  |  | Non-Lead - Other | No |  | 0 | Installation date is after the lead ban |  |  |  |  | Non-Lead - Other |  |  | Installation date is after the lead ban |  |  |  |  | Non-Lead |  |  |  | Domestic
MTR_022712 | SE 196TH/119TH AVE SE | SE 196TH/119TH AVE SE |  |  | Non-Lead - Other | No | 2001-03-28 | 0 | Statistical analysis |  |  |  |  | Non-Lead - Other |  |  | Statistical analysis |  |  |  |  | Non-Lead |  |  |  | Domestic
MTR_011883 | 17028 105TH AVE SE | W 140 LOT 13 BLOCK 3 AKERS FARMS #5 |  |  | Non-Lead - Other | No | 1999-03-24 | 0 | Statistical analysis |  |  |  |  | Non-Lead - Other |  |  | Statistical analysis |  |  |  |  | Non-Lead |  |  |  | Domestic
MTR_025253 | 12508 SE 215TH PL | L321 GLENCARIN #2 |  |  | Non-Lead - Other | No | 1968-07-31 | 0 | Installation date is after the lead ban |  |  |  |  | Non-Lead - Other |  |  | Installation date is after the lead ban |  |  |  |  | Non-Lead |  |  |  | Domestic
MTR_022859 | 19731 119TH AVE SE | LOT 2 KCSP #S89S0365 (L53 SPRG HILL) |  |  | Non-Lead - Other | No | 1995-07-13 | 0 | Installation date is after the lead ban |  |  |  |  | Non-Lead - Other |  |  | Installation date is after the lead ban |  |  |  |  | Non-Lead |  |  |  | Domestic
MTR_020904 | 13214 SE 189TH PL | LOT 1 FOREST ESTATES #7 |  |  | Non-Lead - Other | No | 1987-08-28 | 0 | Installation date is after the lead ban |  |  |  |  | Non-Lead - Other |  |  | Installation date is after the lead ban |  |  |  |  | Non-Lead |  |  |  | Domestic
MTR_020573 | 19652 105TH AVE SE | L17 DONNYBROOK MANOR |  |  | Non-Lead - Other | Unknown |  | 0 | Statistical analysis |  |  |  |  | Non-Lead - Other |  |  | Statistical analysis |  |  |  |  | Non-Lead |  |  |  | Assumed
MTR_022742 | 19926 117TH PL SE | LOT 4 SPRING HILL WEST |  |  | Non-Lead - Other | No | 2004-03-09 | 0 | Installation date is after the lead ban |  |  |  |  | Non-Lead - Other |  |  | Installation date is after the lead ban |  |  |  |  | Non-Lead |  |  |  | Domestic
MTR_018066 | 13215 SE 183RD ST | LOT 39 FOREST ESTATES #5 |  |  | Non-Lead - Other | No |  | 0 | Installation date is after the lead ban |  |  |  |  | Non-Lead - Other |  |  | Installation date is after the lead ban |  |  |  |  | Non-Lead |  |  |  | Domestic
MTR_027438 | 23912 137TH AVE SE | L51 NORTHPEAK CREST |  |  | Non-Lead - Other | No | 1979-07-01 | 0 | Installation date is after the lead ban |  |  |  |  | Non-Lead - Other |  |  | Installation date is after the lead ban |  |  |  |  | Non-Lead |  |  |  | Domestic
MTR_017573 | 18308 130TH AVE SE | LOT 5 FOX ESTATES |  |  | Non-Lead - Other | No | 1988-01-19 | 0 | Installation date is after the lead ban |  |  |  |  | Non-Lead - Other |  |  | Installation date is after the lead ban |  |  |  |  | Non-Lead |  |  |  | Domestic
MTR_001301 | 22427 100TH AVE SE | LOT 3 KING CO SHORT PLAT #1088012 |  |  | Non-Lead - Other | No |  | 0.75 | Installation date is after the lead ban |  |  |  |  | Non-Lead - Other |  |  | Installation date is after the lead ban |  |  |  |  | Non-Lead |  |  |  | Assumed
MTR_003470 | 12813 SE 232ND PL | L30 MISTY MEADOWS 1 |  |  | Non-Lead - Other | No |  | 0 | Installation date is after the lead ban |  |  |  |  | Non-Lead - Other |  |  | Installation date is after the lead ban |  |  |  |  | Non-Lead |  |  |  | Domestic
MTR_020675 | 13031 SE 191ST ST | L 12 BLVD. LANE 7 |  |  | Non-Lead - Other | No | 1976-05-24 | 0 | Installation date is after the lead ban |  |  |  |  | Non-Lead - Other |  |  | Installation date is after the lead ban |  |  |  |  | Non-Lead |  |  |  | Domestic
MTR_023586 | 9735 S 222ND ST | LOT 1 WILLOW WAY |  |  | Non-Lead - Other | No | 1995-07-26 | 0 | Installation date is after the lead ban |  |  |  |  | Non-Lead - Other |  |  | Installation date is after the lead ban |  |  |  |  | Non-Lead |  |  |  | Domestic
MTR_028179 | 12846 SE 223RD PL | LOT 14 MATHESON PARK #1 |  |  | Non-Lead - Other | No | 1995-07-21 | 0 | Installation date is after the lead ban |  |  |  |  | Non-Lead - Other |  |  | Installation date is after the lead ban |  |  |  |  | Non-Lead |  |  |  | Domestic
MTR_016964 | 17835 155TH AVE SE | LOT 24 CANDLEWOOD RIDGE #4 |  |  | Non-Lead - Other | No | 1977-07-01 | 0 | Installation date is after the lead ban |  |  |  |  | Non-Lead - Other |  |  | Installation date is after the lead ban |  |  |  |  | Non-Lead |  |  |  | Domestic
MTR_029146 | 10230 SE 225TH PL | LOT 15 COPPER HILL |  |  | Non-Lead - Other | No | 2006-03-28 | 0 | Installation date is after the lead ban |  |  |  |  | Non-Lead - Other |  |  | Installation date is after the lead ban |  |  |  |  | Non-Lead |  |  |  | Domestic
MTR_028004 | 11730 SE 221ST ST | LOT 11 MEADOW GLEN #1 |  |  | Non-Lead - Other | No |  | 0 | Installation date is after the lead ban |  |  |  |  | Non-Lead - Other |  |  | Installation date is after the lead ban |  |  |  |  | Non-Lead |  |  |  | Domestic
MTR_016465 | 15914 SE 178TH ST | L121 CANDLEWOOD RIDGE #1 |  |  | Non-Lead - Other | No |  | 0 | Installation date is after the lead ban |  |  |  |  | Non-Lead - Other |  |  | Installation date is after the lead ban |  |  |  |  | Non-Lead |  |  |  | Domestic
MTR_029133 | 10327 SE 225TH PL | LOT 5 COPPER HILL |  |  | Non-Lead - Other | No | 2006-03-28 | 0 | Installation date is after the lead ban |  |  |  |  | Non-Lead - Other |  |  | Installation date is after the lead ban |  |  |  |  | Non-Lead |  |  |  | Domestic
MTR_023757 | 10226 SE 220TH ST | LOT 2 UNEEDAN ORCHARD TRACTS |  |  | Non-Lead - Other | No |  | 0 | Installation date is after the lead ban |  |  |  |  | Non-Lead - Other |  |  | Installation date is after the lead ban |  |  |  |  | Non-Lead |  |  |  | Assumed
MTR_016870 | 15207 SE 179TH ST | LOT 69 CANDLEWOOD RIDGE #5 |  |  | Non-Lead - Other | No | 1978-02-01 | 0 | Installation date is after the lead ban |  |  |  |  | Non-Lead - Other |  |  | Installation date is after the lead ban |  |  |  |  | Non-Lead |  |  |  | Domestic
MTR_026175 | 20708 123RD PL SE | LOT 21 SWANSON COURT |  |  | Non-Lead - Other | Unknown |  | 0 | Statistical analysis |  |  |  |  | Non-Lead - Other |  |  | Statistical analysis |  |  |  |  | Non-Lead |  |  |  | Domestic
MTR_026142 | 11814 SE 204TH ST | LOT 12 EAST PANTHER #1 |  |  | Non-Lead - Other | No |  | 0 | Installation date is after the lead ban |  |  |  |  | Non-Lead - Other |  |  | Installation date is after the lead ban |  |  |  |  | Non-Lead |  |  |  | Assumed
MTR_026217 | 12219 SE 206TH ST | LOT 48 SWANSON COURT. |  |  | Non-Lead - Other | Unknown |  | 0 | Statistical analysis |  |  |  |  | Non-Lead - Other |  |  | Statistical analysis |  |  |  |  | Non-Lead |  |  |  | Domestic
MTR_016895 | 15204 SE 179TH ST | LOT 7 CANDLEWOOD RIDGE #5 |  |  | Non-Lead - Other | No | 1978-02-01 | 0 | Installation date is after the lead ban |  |  |  |  | Non-Lead - Other |  |  | Installation date is after the lead ban |  |  |  |  | Non-Lead |  |  |  | Domestic
MTR_026140 | 11809 SE 204TH ST | LOT 15 PANTHER LAKE TERRACE #3 |  |  | Non-Lead - Other | No | 1978-07-26 | 0 | Installation date is after the lead ban |  |  |  |  | Non-Lead - Other |  |  | Installation date is after the lead ban |  |  |  |  | Non-Lead |  |  |  | Domestic
MTR_011971 | 3505 MILL AVE S | LOT 41 CEDAR AVENUE |  |  | Non-Lead - Other | No | 2004-12-14 | 0 | Installation date is after the lead ban |  |  |  |  | Non-Lead - Other |  |  | Installation date is after the lead ban |  |  |  |  | Non-Lead |  |  |  | Domestic
MTR_018120 | 18126 147TH AVE SE | L5 CARRIAGE LANE #3 |  |  | Non-Lead - Other | No | 2000-09-21 | 0 | Installation date is after the lead ban |  |  |  |  | Non-Lead - Other |  |  | Installation date is after the lead ban |  |  |  |  | Non-Lead |  |  |  | Domestic
MTR_029066 | 11231 SE 220TH PL | LOT 4 BENSON MEADOWS EAST |  |  | Non-Lead - Other | No |  | 0 | Installation date is after the lead ban |  |  |  |  | Non-Lead - Other |  |  | Installation date is after the lead ban |  |  |  |  | Non-Lead |  |  |  | Domestic
MTR_011975 | 1223 S 36TH ST | LOT 4 CEDAR AVENUE |  |  | Non-Lead - Other | No | 2004-12-14 | 0 | Installation date is after the lead ban |  |  |  |  | Non-Lead - Other |  |  | Installation date is after the lead ban |  |  |  |  | Non-Lead |  |  |  | Domestic
MTR_018133 | 17844 147TH AVE SE | LOT 54 CARRIAGE LANE #2 |  |  | Non-Lead - Other | No | 2000-09-21 | 0 | Rectified Plan |  |  |  |  | Non-Lead - Other |  |  | Statistical analysis |  |  |  |  | Non-Lead |  |  |  | Domestic
MTR_026128 | 20425 119TH AVE SE | LOT 20 PANTHER LK TERR#3 |  |  | Non-Lead - Other | No | 1978-07-26 | 0 | Installation date is after the lead ban |  |  |  |  | Non-Lead - Other |  |  | Installation date is after the lead ban |  |  |  |  | Non-Lead |  |  |  | Domestic
MTR_029467 | 11815 SE 225TH ST | LOT 30 MAPLEWOOD EAST |  |  | Non-Lead - Other | No |  | 0 | Installation date is after the lead ban |  |  |  |  | Non-Lead - Other |  |  | Installation date is after the lead ban |  |  |  |  | Non-Lead |  |  |  | Domestic
MTR_021566 | 14013 SE 200TH ST | L2 BLK1 FOWLERS ADD. |  |  | Non-Lead - Other | Unknown |  | 0 | Statistical analysis |  |  |  |  | Non-Lead - Other |  |  | Statistical analysis |  |  |  |  | Non-Lead |  |  |  | Domestic
MTR_023722 | 21913 101ST PL SE | LOT 9 KARA CREST |  |  | Non-Lead - Other | No | 2001-08-23 | 0 | Installation date is after the lead ban |  |  |  |  | Non-Lead - Other |  |  | Installation date is after the lead ban |  |  |  |  | Non-Lead |  |  |  | Domestic
MTR_024853 | 20226 140TH PL SE | TAX LOT 105 03-22-O5 |  |  | Non-Lead - Other | No |  | 0 | Installation date is after the lead ban |  |  |  |  | Non-Lead - Other |  |  | Installation date is after the lead ban |  |  |  |  | Non-Lead |  |  |  | Assumed
MTR_011952 | 1101 S 35TH ST | LOT 37 WINSPER 2 |  |  | Non-Lead - Other | No | 1998-02-25 | 0 | Installation date is after the lead ban |  |  |  |  | Non-Lead - Other |  |  | Installation date is after the lead ban |  |  |  |  | Non-Lead |  |  |  | Domestic
MTR_025472 | 12629 SE 210TH CT | LOT 10 JASON LANE |  |  | Non-Lead - Other | No |  | 0 | Installation date is after the lead ban |  |  |  |  | Non-Lead - Other |  |  | Installation date is after the lead ban |  |  |  |  | Non-Lead |  |  |  | Domestic
MTR_024908 | 20436 137TH AVE SE | LOT 5 JERRYS PLACE |  |  | Non-Lead - Other | No | 2002-11-22 | 0 | Installation date is after the lead ban |  |  |  |  | Non-Lead - Other |  |  | Installation date is after the lead ban |  |  |  |  | Non-Lead |  |  |  | Domestic
MTR_029445 | 22636 119TH AVE SE | LOT 37 MAPLEWOOD EAST |  |  | Non-Lead - Other | No |  | 0 | Installation date is after the lead ban |  |  |  |  | Non-Lead - Other |  |  | Installation date is after the lead ban |  |  |  |  | Non-Lead |  |  |  | Domestic
MTR_029099 | 11110 SE 220TH PL | LOT 19 BENSON MEADOWS #1 |  |  | Non-Lead - Other | No |  | 0 | Installation date is after the lead ban |  |  |  |  | Non-Lead - Other |  |  | Installation date is after the lead ban |  |  |  |  | Non-Lead |  |  |  | Domestic
MTR_021447 | 14428 SE 198TH CT | LOT 72 RUDDELLS 3RD ADD. |  |  | Non-Lead - Other | No |  | 0 | Installation date is after the lead ban |  |  |  |  | Non-Lead - Other |  |  | Installation date is after the lead ban |  |  |  |  | Non-Lead |  |  |  | Domestic
MTR_011933 | 3310 MAIN AVE S | LOT 17 WINSPER 2 |  |  | Non-Lead - Other | No | 1998-02-25 | 0 | Installation date is after the lead ban |  |  |  |  | Non-Lead - Other |  |  | Installation date is after the lead ban |  |  |  |  | Non-Lead |  |  |  | Domestic
MTR_025502 | 21104 127TH PL SE | LOT 36 JASON LANE |  |  | Non-Lead - Other | No |  | 0 | Installation date is after the lead ban |  |  |  |  | Non-Lead - Other |  |  | Installation date is after the lead ban |  |  |  |  | Non-Lead |  |  |  | Domestic
MTR_027749 | 11605 SE 219TH PL | LOT 4 KCSP #L00S0016 |  |  | Non-Lead - Other | No |  | 0 | Installation date is after the lead ban |  |  |  |  | Non-Lead - Other |  |  | Installation date is after the lead ban |  |  |  |  | Non-Lead |  |  |  | Assumed
MTR_026134 | 20416 119TH AVE SE | L 26 PANTHER LK. TERR. 3 |  |  | Non-Lead - Other | No | 1978-07-26 | 0 | Installation date is after the lead ban |  |  |  |  | Non-Lead - Other |  |  | Installation date is after the lead ban |  |  |  |  | Non-Lead |  |  |  | Domestic
MTR_028260 | 22035 128TH PL SE | LOT 30 SUMMER GLEN EAST |  |  | Non-Lead - Other | No | 1995-08-28 | 0 | Installation date is after the lead ban |  |  |  |  | Non-Lead - Other |  |  | Installation date is after the lead ban |  |  |  |  | Non-Lead |  |  |  | Domestic
MTR_025496 | 12627 SE 211TH CT | LOT 28 JASON LANE |  |  | Non-Lead - Other | No |  | 0 | Installation date is after the lead ban |  |  |  |  | Non-Lead - Other |  |  | Installation date is after the lead ban |  |  |  |  | Non-Lead |  |  |  | Domestic
MTR_005762 | 11270 SE 204TH ST | 9904-003010 |  |  | Copper | Unknown |  | 0 | Relative Placement | Yes | Visual inspection at the meter pit | 2024-01-30 |  | Non-Lead Plastic |  |  | Field inspection only with no records | Yes | Visual inspection at the meter pit | 2024-01-30 |  | Non-Lead |  |  |  | Assumed
MTR_025494 | 21115 127TH PL SE | LOT 23 JASON LANE |  |  | Non-Lead - Other | No |  | 0 | Installation date is after the lead ban |  |  |  |  | Non-Lead - Other |  |  | Installation date is after the lead ban |  |  |  |  | Non-Lead |  |  |  | Domestic
MTR_015785 | 14724 SE 185TH PL | LOT 7 FAIRHAVEN #2 |  |  | Non-Lead - Other | No | 2001-07-27 | 0 | Installation date is after the lead ban |  |  |  |  | Non-Lead - Other |  |  | Installation date is after the lead ban |  |  |  |  | Non-Lead |  |  |  | Domestic
MTR_018574 | 9650 S 206TH PL | LOT 1 STAR VIEW ESTATES |  |  | Non-Lead - Other | No | 2011-03-01 | 0 | Installation date is after the lead ban |  |  |  |  | Non-Lead - Other |  |  | Installation date is after the lead ban |  |  |  |  | Non-Lead |  |  |  | Domestic
MTR_028595 | 22104 124TH AVE SE | LOT 61 SUMMERGLEN #1 |  |  | Non-Lead - Other | No |  | 0 | Installation date is after the lead ban |  |  |  |  | Non-Lead - Other |  |  | Installation date is after the lead ban |  |  |  |  | Non-Lead |  |  |  | Domestic
MTR_018576 | 9626 S 206TH PL | LOT 5 STAR VIEW ESTATES |  |  | Non-Lead - Other | No | 2011-03-01 | 0 | Installation date is after the lead ban |  |  |  |  | Non-Lead - Other |  |  | Installation date is after the lead ban |  |  |  |  | Non-Lead |  |  |  | Domestic
MTR_015778 | 14639 SE 185TH PL | LOT 29 FAIRHAVEN #2 |  |  | Non-Lead - Other | No | 2001-07-27 | 0 | Installation date is after the lead ban |  |  |  |  | Non-Lead - Other |  |  | Installation date is after the lead ban |  |  |  |  | Non-Lead |  |  |  | Domestic
MTR_018187 | 14133 SE 182ND ST | LOT 73 FAIRWOOD FIRS #1 |  |  | Non-Lead - Other | No | 1986-05-01 | 0 | Installation date is after the lead ban |  |  |  |  | Non-Lead - Other |  |  | Installation date is after the lead ban |  |  |  |  | Non-Lead |  |  |  | Domestic
MTR_026198 | 12225 SE 207TH ST | LOT 64 SWANSON COURT. |  |  | Non-Lead - Other | Unknown |  | 0 | Statistical analysis |  |  |  |  | Non-Lead - Other |  |  | Statistical analysis |  |  |  |  | Non-Lead |  |  |  | Domestic
MTR_016438 | 17528 161ST AVE SE | LOT 30 CANDLEWOOD RIDGE #1 |  |  | Non-Lead - Other | No |  | 0 | Installation date is after the lead ban |  |  |  |  | Non-Lead - Other |  |  | Installation date is after the lead ban |  |  |  |  | Non-Lead |  |  |  | Domestic
MTR_026159 | 12234 SE 207TH PL | LOT 2 SWANSON COURT |  |  | Non-Lead - Other | Unknown |  | 0 | Statistical analysis |  |  |  |  | Non-Lead - Other |  |  | Statistical analysis |  |  |  |  | Non-Lead |  |  |  | Domestic
MTR_023167 | 9538 S 213TH ST | L 17 WESTVIEW TERRACE 3 |  |  | Non-Lead - Other | No | 2008-10-29 | 0 | Rectified Plan |  |  |  |  | Non-Lead - Other |  |  | Statistical analysis |  |  |  |  | Non-Lead |  |  |  | Domestic
MTR_016260 | 16210 SE 179TH ST | LOT 111 CANDLEWOOD RIDGE #3 |  |  | Non-Lead - Plastic | No | 1977-07-13 | 1 | Rectified Plan | No |  |  |  | Non-Lead - Other |  |  | Installation date is after the lead ban |  |  |  |  | Non-Lead |  |  |  | Domestic
MTR_026243 | 12341 SE 204TH ST | LOT 48 WHITNEY GLENN |  |  | Non-Lead - Other | Unknown |  | 0 | Statistical analysis |  |  |  |  | Non-Lead - Other |  |  | Statistical analysis |  |  |  |  | Non-Lead |  |  |  | Domestic
MTR_023129 | 9543 S 213TH ST | L 20 WESTVIEW TERRACE 3 |  |  | Non-Lead - Other | No | 2008-10-29 | 0 | Installation date is after the lead ban |  |  |  |  | Non-Lead - Other |  |  | Installation date is after the lead ban |  |  |  |  | Non-Lead |  |  |  | Domestic
MTR_016060 | 16021 SE 180TH PL | LOT 13 WHITNEY PLACE |  |  | Non-Lead - Other | No | 1988-08-19 | 0 | Installation date is after the lead ban |  |  |  |  | Non-Lead - Other |  |  | Installation date is after the lead ban |  |  |  |  | Non-Lead |  |  |  | Domestic
MTR_026258 | 20310 122ND CT SE | LOT 10 WHITNEY GLENN |  |  | Non-Lead - Other | No |  | 0 | Installation date is after the lead ban |  |  |  |  | Non-Lead - Other |  |  | Installation date is after the lead ban |  |  |  |  | Non-Lead |  |  |  | Domestic
MTR_023186 | 21027 97TH PL S | L41 WESTVIEW TERR. #2 |  |  | Non-Lead - Other | No | 2008-10-29 | 0 | Rectified Plan |  |  |  |  | Non-Lead - Other |  |  | Statistical analysis |  |  |  |  | Non-Lead |  |  |  | Domestic
MTR_026277 | 11850 SE 204TH ST | LOT 5 EAST PANTHER #1 |  |  | Non-Lead - Other | No |  | 0 | Installation date is after the lead ban |  |  |  |  | Non-Lead - Other |  |  | Installation date is after the lead ban |  |  |  |  | Non-Lead |  |  |  | Assumed
MTR_016046 | 16012 SE 180TH PL | LOT 9 WHITNEY PLACE |  |  | Non-Lead - Other | No | 1988-08-19 | 0 | Installation date is after the lead ban |  |  |  |  | Non-Lead - Other |  |  | Installation date is after the lead ban |  |  |  |  | Non-Lead |  |  |  | Domestic
MTR_025904 | 20339 111TH AVE SE | LOT 4 VILA REAL |  |  | Non-Lead - Other | No | 2007-05-03 | 0 | Installation date is after the lead ban |  |  |  |  | Non-Lead - Other |  |  | Installation date is after the lead ban |  |  |  |  | Non-Lead |  |  |  | Domestic
MTR_026299 | 20312 120TH AVE SE | LOT 30 WHITNEY GLEN |  |  | Non-Lead - Other | No |  | 0 | Installation date is after the lead ban |  |  |  |  | Non-Lead - Other |  |  | Installation date is after the lead ban |  |  |  |  | Non-Lead |  |  |  | Domestic
MTR_017105 | 11027 SE 182ND ST | LOT 11 MAPLE GLEN |  |  | Non-Lead - Other | No |  | 0 | Installation date is after the lead ban |  |  |  |  | Non-Lead - Other |  |  | Installation date is after the lead ban |  |  |  |  | Non-Lead |  |  |  | Domestic
MTR_022736 | 19935 116TH AVE SE | parcel # 05-22-05 9360 |  |  | Non-Lead - Other | No | 2004-03-09 | 0 | Installation date is after the lead ban |  |  |  |  | Non-Lead - Other |  |  | Installation date is after the lead ban |  |  |  |  | Non-Lead |  |  |  | Domestic
MTR_024309 | 21922 99TH PL S | LOT 2 EAST COFIELD |  |  | Non-Lead - Other | No |  | 0 | Installation date is after the lead ban |  |  |  |  | Non-Lead - Other |  |  | Installation date is after the lead ban |  |  |  |  | Non-Lead |  |  |  | Assumed
MTR_017128 | 11020 SE 183RD PL | LOT 26 MAPLE GLEN |  |  | Non-Lead - Other | No | 1977-03-18 | 0 | Installation date is after the lead ban |  |  |  |  | Non-Lead - Other |  |  | Installation date is after the lead ban |  |  |  |  | Non-Lead |  |  |  | Domestic
MTR_022867 | 19818 108TH AVE SE | LOT 34 PANTHER LK GDN TRTS, LESS E 308'LESS S 83' |  |  | Non-Lead - Other | No |  | 0 | Installation date is after the lead ban |  |  |  |  | Non-Lead - Other |  |  | Installation date is after the lead ban |  |  |  |  | Non-Lead |  |  |  | Assumed
MTR_023585 | 22233 98TH PL S | LOT 4 WILLOW WAY |  |  | Non-Lead - Other | No | 1995-07-26 | 0 | Installation date is after the lead ban |  |  |  |  | Non-Lead - Other |  |  | Installation date is after the lead ban |  |  |  |  | Non-Lead |  |  |  | Domestic
MTR_028747 | 11134 SE 223RD ST | 9914-005415 |  |  | Non-Lead - Other | Unknown |  | 0 | Statistical analysis |  |  |  |  | Non-Lead - Other |  |  | Statistical analysis |  |  |  |  | Non-Lead |  |  |  | Assumed
MTR_026326 | 20632 120TH AVE SE | L4 BLK 1 PANTHER LK TERR |  |  | Non-Lead - Other | No |  | 0 | Installation date is after the lead ban |  |  |  |  | Non-Lead - Other |  |  | Installation date is after the lead ban |  |  |  |  | Non-Lead |  |  |  | Domestic
MTR_004822 | 22421 100TH AVE SE | LOT 2 KING COUNTY SHORT PLAT #10880 12 |  |  | Non-Lead - Other | No |  | 0.75 | Installation date is after the lead ban |  |  |  |  | Non-Lead - Other |  |  | Installation date is after the lead ban |  |  |  |  | Non-Lead |  |  |  | Assumed
MTR_024865 | 20232 142ND AVE SE | TL206 E1/2 SEC 3-22-5 |  |  | Non-Lead - Other | Unknown |  | 0 | Statistical analysis |  |  |  |  | Non-Lead - Other |  |  | Statistical analysis |  |  |  |  | Non-Lead |  |  |  | Assumed
MTR_029145 | 10334 SE 225TH PL | LOT 9 COPPER HILL |  |  | Non-Lead - Other | No | 2006-03-28 | 0 | Installation date is after the lead ban |  |  |  |  | Non-Lead - Other |  |  | Installation date is after the lead ban |  |  |  |  | Non-Lead |  |  |  | Domestic
MTR_026071 | 20557 121ST WAY SE | LOT 31 FENTON RIDGE AKA WILLOW RDG/ AKA SUMMIT RDG |  |  | Non-Lead - Other | No | 1995-08-31 | 0 | Installation date is after the lead ban |  |  |  |  | Non-Lead - Other |  |  | Installation date is after the lead ban |  |  |  |  | Non-Lead |  |  |  | Domestic
MTR_017060 | 11408 SE 177TH PL | LOT 2 MORNING GLEN |  |  | Non-Lead - Other | No | 1996-03-12 | 0 | Installation date is after the lead ban |  |  |  |  | Non-Lead - Other |  |  | Installation date is after the lead ban |  |  |  |  | Non-Lead |  |  |  | Domestic
MTR_029128 | 10315 SE 225TH PL | TL38 W1/2 SEC. 17-22-5 |  |  | Non-Lead - Other | Unknown |  | 0 | Statistical analysis |  |  |  |  | Non-Lead - Other |  |  | Statistical analysis |  |  |  |  | Non-Lead |  |  |  | Assumed
MTR_026315 | 20600 120TH AVE SE | LOT 8 BLOCK 1 PANTHER II TERRACE |  |  | Non-Lead - Other | No |  | 0 | Installation date is after the lead ban |  |  |  |  | Non-Lead - Other |  |  | Installation date is after the lead ban |  |  |  |  | Non-Lead |  |  |  | Domestic
MTR_026197 | 12221 SE 207TH ST | LOT 63 SWANSON COURT. |  |  | Non-Lead - Other | Unknown |  | 0 | Statistical analysis |  |  |  |  | Non-Lead - Other |  |  | Statistical analysis |  |  |  |  | Non-Lead |  |  |  | Domestic
MTR_026227 | 20422 123RD CT SE | LOT 39 WHITNEY GLENN |  |  | Non-Lead - Other | No |  | 0 | Installation date is after the lead ban |  |  |  |  | Non-Lead - Other |  |  | Installation date is after the lead ban |  |  |  |  | Non-Lead |  |  |  | Domestic
MTR_026295 | 12024 SE 204TH ST | LOT 26 WHITNEY GLEN |  |  | Non-Lead - Other | No |  | 0 | Installation date is after the lead ban |  |  |  |  | Non-Lead - Other |  |  | Installation date is after the lead ban |  |  |  |  | Non-Lead |  |  |  | Domestic
MTR_018687 | 20434 98TH PL S | L 16 BELVA LANE |  |  | Non-Lead - Other | Unknown |  | 0 | Statistical analysis |  |  |  |  | Non-Lead - Other |  |  | Statistical analysis |  |  |  |  | Non-Lead |  |  |  | Domestic
MTR_025910 | 11141 SE 203RD PL | LOT 18 VILA REAL |  |  | Non-Lead - Other | No | 2007-05-03 | 0 | Installation date is after the lead ban |  |  |  |  | Non-Lead - Other |  |  | Installation date is after the lead ban |  |  |  |  | Non-Lead |  |  |  | Domestic
MTR_026139 | 11801 SE 204TH ST | L13 PANTHER LK TERR #3 |  |  | Non-Lead - Other | No | 1978-07-26 | 0 | Installation date is after the lead ban |  |  |  |  | Non-Lead - Other |  |  | Installation date is after the lead ban |  |  |  |  | Non-Lead |  |  |  | Domestic
MTR_018472 | 20714 97TH PL S | LOT? KOBYS SHORT PLAT |  |  | Non-Lead - Other | No | 2002-03-15 | 0 | Installation date is after the lead ban |  |  |  |  | Non-Lead - Other |  |  | Installation date is after the lead ban |  |  |  |  | Non-Lead |  |  |  | Domestic
MTR_025908 | 11149 SE 203RD PL | LOT 17 VILA REAL |  |  | Non-Lead - Other | No | 2007-05-03 | 0 | Installation date is after the lead ban |  |  |  |  | Non-Lead - Other |  |  | Installation date is after the lead ban |  |  |  |  | Non-Lead |  |  |  | Domestic
MTR_026296 | 12016 SE 204TH ST | LOT 27 WHITNEY GLEN |  |  | Non-Lead - Other | No |  | 0 | Installation date is after the lead ban |  |  |  |  | Non-Lead - Other |  |  | Installation date is after the lead ban |  |  |  |  | Non-Lead |  |  |  | Domestic
MTR_028869 | 11523 SE 221ST PL | LOT 17 PEDERSON PLACE |  |  | Non-Lead - Other | No |  | 0 | Installation date is after the lead ban |  |  |  |  | Non-Lead - Other |  |  | Installation date is after the lead ban |  |  |  |  | Non-Lead |  |  |  | Domestic
MTR_017714 | 10811 SE 181ST ST | LOT 2 BLOCK 2 BENSON TERRACE #1 |  |  | Non-Lead - Other | Unknown |  | 0 | Statistical analysis |  |  |  |  | Non-Lead - Other |  |  | Statistical analysis |  |  |  |  | Non-Lead |  |  |  | Assumed
MTR_028558 | 22014 127TH CT SE | LOT 78 SUMMERGLEN #2 |  |  | Non-Lead - Other | No |  | 5.25 | Installation date is after the lead ban |  |  |  |  | Non-Lead - Other |  |  | Installation date is after the lead ban |  |  |  |  | Non-Lead |  |  |  | Hydrant
MTR_029496 | 10954 SE 224TH PL | L4 STOCKTON |  |  | Non-Lead - Other | No |  | 0 | Installation date is after the lead ban |  |  |  |  | Non-Lead - Other |  |  | Installation date is after the lead ban |  |  |  |  | Non-Lead |  |  |  | Domestic
MTR_023697 | 10026 SE 224TH ST | 9908-010775 |  |  | Non-Lead - Other | No | 2000-12-08 | 0 | Rectified Plan |  |  |  |  | Non-Lead - Other |  |  | Statistical analysis |  |  |  |  | Non-Lead |  |  |  | Domestic
MTR_002152 | 12216 SE 165TH ST | L 23 CASCADE HILLS 7 |  |  | Non-Lead - Other | No | 2019-08-05 | 1 | Rectified Plan |  |  |  |  | Non-Lead - Other |  |  | Statistical analysis |  |  |  |  | Non-Lead |  |  |  | Domestic
MTR_028905 | 11029 SE 219TH PL | LOT 23 FALCON CREST (MONTERA EAST) |  |  | Non-Lead - Other | No |  | 0 | Installation date is after the lead ban |  |  |  |  | Non-Lead - Other |  |  | Installation date is after the lead ban |  |  |  |  | Non-Lead |  |  |  | Domestic
MTR_026036 | 11010 SE 201ST PL | LOT 93 VILA REAL |  |  | Non-Lead - Other | No | 2007-05-03 | 0 | Installation date is after the lead ban |  |  |  |  | Non-Lead - Other |  |  | Installation date is after the lead ban |  |  |  |  | Non-Lead |  |  |  | Domestic
MTR_022772 | 11620 SE 193RD PL | LOT 4 LYNDEN PLACE |  |  | Non-Lead - Other | No | 1999-03-24 | 0 | Installation date is after the lead ban |  |  |  |  | Non-Lead - Other |  |  | Installation date is after the lead ban |  |  |  |  | Non-Lead |  |  |  | Domestic
MTR_015543 | 12852 SE 175TH CT | LOT 9 EMERALD VISTA |  |  | Non-Lead - Other | No | 2001-03-01 | 0 | Installation date is after the lead ban |  |  |  |  | Non-Lead - Other |  |  | Installation date is after the lead ban |  |  |  |  | Non-Lead |  |  |  | Domestic
MTR_026007 | 11045 SE 202ND LN | LOT 80 VILA REAL |  |  | Non-Lead - Other | No | 2007-05-03 | 0 | Installation date is after the lead ban |  |  |  |  | Non-Lead - Other |  |  | Installation date is after the lead ban |  |  |  |  | Non-Lead |  |  |  | Domestic
MTR_003291 | 12224 SE 165TH ST | L 22 CASCADE HILLS 7 |  |  | Non-Lead - Other | No | 2019-08-05 | 1 | Rectified Plan |  |  |  |  | Non-Lead - Other |  |  | Statistical analysis |  |  |  |  | Non-Lead |  |  |  | Domestic
MTR_017846 | 17636 128TH AVE SE | LOT 23 EMERALD VISTA |  |  | Non-Lead - Other | No | 2001-03-01 | 0 | Installation date is after the lead ban |  |  |  |  | Non-Lead - Other |  |  | Installation date is after the lead ban |  |  |  |  | Non-Lead |  |  |  | Domestic
MTR_023467 | 11027 SE 212TH ST | L 53 BENSON HILLS NO 2 |  |  | Non-Lead - Other | Unknown |  | 0 | Statistical analysis |  |  |  |  | Non-Lead - Other |  |  | Statistical analysis |  |  |  |  | Non-Lead |  |  |  | Assumed
MTR_026204 | 12224 SE 207TH ST | LOT 58 SWANSON COURT. |  |  | Non-Lead - Other | Unknown |  | 0 | Statistical analysis |  |  |  |  | Non-Lead - Other |  |  | Statistical analysis |  |  |  |  | Non-Lead |  |  |  | Domestic
MTR_018141 | 18131 145TH AVE SE | LOT 26 CARRIAGE LANE #3 |  |  | Non-Lead - Other | No | 2004-04-02 | 0 | Installation date is after the lead ban |  |  |  |  | Non-Lead - Other |  |  | Installation date is after the lead ban |  |  |  |  | Non-Lead |  |  |  | Domestic
MTR_023462 | 11030 SE 213TH ST | L 39 BENSON HILLS NO 2 |  |  | Non-Lead - Other | Unknown |  | 0 | Statistical analysis |  |  |  |  | Non-Lead - Other |  |  | Statistical analysis |  |  |  |  | Non-Lead |  |  |  | Assumed
MTR_018325 | 14421 SE 183RD ST | L21 CARRIAGE LANE #3 |  |  | Non-Lead - Other | No | 1966-05-24 | 0 | Installation date is after the lead ban |  |  |  |  | Non-Lead - Other |  |  | Installation date is after the lead ban |  |  |  |  | Non-Lead |  |  |  | Domestic
MTR_022241 | 19016 116TH AVE SE |  |  |  | Non-Lead - Other | Unknown |  | 0 | Relative Placement | No |  |  |  | Non-Lead - Other |  |  | Statistical analysis |  |  |  |  | Non-Lead |  |  |  | Assumed
MTR_018359 | 17836 146TH AVE SE | L45 CARRIAGE LANE #2 |  |  | Non-Lead - Other | Unknown |  | 0 | Statistical analysis |  |  |  |  | Non-Lead - Other |  |  | Statistical analysis |  |  |  |  | Non-Lead |  |  |  | Assumed
MTR_026026 | 20149 111TH WAY SE | LOT 64 VILA REAL |  |  | Non-Lead - Other | No | 2007-05-03 | 0 | Installation date is after the lead ban |  |  |  |  | Non-Lead - Other |  |  | Installation date is after the lead ban |  |  |  |  | Non-Lead |  |  |  | Domestic
MTR_019258 | 9437 S 196TH PL | LOT 11 OLYMPIC PEAK ESTATES |  |  | Non-Lead - Other | No | 2004-07-14 | 0 | Installation date is after the lead ban |  |  |  |  | Non-Lead - Other |  |  | Installation date is after the lead ban |  |  |  |  | Non-Lead |  |  |  | Domestic
MTR_018162 | 18005 145TH AVE SE | LOT 31 CARRIAGE LANE 3 |  |  | Non-Lead - Other | No | 2004-04-02 | 0 | Installation date is after the lead ban |  |  |  |  | Non-Lead - Other |  |  | Installation date is after the lead ban |  |  |  |  | Non-Lead |  |  |  | Domestic
MTR_025932 | 20237 111TH WAY SE | LOT 57 VILA REAL |  |  | Non-Lead - Other | No | 2007-05-03 | 0 | Installation date is after the lead ban |  |  |  |  | Non-Lead - Other |  |  | Installation date is after the lead ban |  |  |  |  | Non-Lead |  |  |  | Domestic
MTR_018294 | 13459 SE 181ST ST | LOT 9 BALLARD SHORT PLAT |  |  | Non-Lead - Other | No | 2012-03-06 | 0 | Installation date is after the lead ban |  |  |  |  | Non-Lead - Other |  |  | Installation date is after the lead ban |  |  |  |  | Non-Lead |  |  |  | Domestic
MTR_017255 | 17822 110TH PL SE | LOT 12 SERENITY RIDGE |  |  | Non-Lead - Other | No | 2001-07-10 | 0 | Installation date is after the lead ban |  |  |  |  | Non-Lead - Other |  |  | Installation date is after the lead ban |  |  |  |  | Non-Lead |  |  |  | Domestic
MTR_023472 | 21213 113TH AVE SE | L45 BENSON HILLS #2 |  |  | Non-Lead - Other | Unknown |  | 0 | Statistical analysis |  |  |  |  | Non-Lead - Other |  |  | Statistical analysis |  |  |  |  | Non-Lead |  |  |  | Assumed
MTR_017614 | 10911 SE 181ST ST | L6 BLK2 BENSON TERR. #1 |  |  | Non-Lead Plastic | Unknown |  | 0 | Relative Placement | Yes | Visual inspection at the meter pit | 2024-02-15 |  | Copper |  |  | Field inspection only with no records | Yes | Visual inspection at the meter pit | 2024-02-15 |  | Non-Lead |  |  |  | Assumed
MTR_016365 | 17843 156TH PL SE | L70 CANDLEWOOD RIDGE #2 |  |  | Non-Lead - Other | No | 1976-05-06 | 0 | Installation date is after the lead ban |  |  |  |  | Non-Lead - Other |  |  | Installation date is after the lead ban |  |  |  |  | Non-Lead |  |  |  | Domestic
MTR_023468 | 11037 SE 212TH ST | L 51 BENSON HILLS NO 2 |  |  | Non-Lead - Other | No |  | 0 | Installation date is after the lead ban |  |  |  |  | Non-Lead - Other |  |  | Installation date is after the lead ban |  |  |  |  | Non-Lead |  |  |  | Assumed
MTR_017716 | 10831 SE 181ST ST | L4 BLK2 BENSON TERR. #1 |  |  | Non-Lead - Other | Unknown |  | 0 | Statistical analysis |  |  |  |  | Non-Lead - Other |  |  | Statistical analysis |  |  |  |  | Non-Lead |  |  |  | Assumed
MTR_016425 | 15932 SE 177TH ST | L87 CANDLEWOOD RIDGE #1 |  |  | Non-Lead - Other | No |  | 0 | Installation date is after the lead ban |  |  |  |  | Non-Lead - Other |  |  | Installation date is after the lead ban |  |  |  |  | Non-Lead |  |  |  | Domestic
MTR_005994 | 23743 126TH PL SE | LOT 42 WINSBERG HAVEN (FIELDSTONE) |  |  | Non-Lead - Other | No | 1995-08-22 | 4 | Rectified Plan | No |  |  |  | Non-Lead - Other |  |  | Installation date is after the lead ban |  |  |  |  | Non-Lead |  |  |  | Domestic
MTR_017688 | 11428 SE 182ND ST | L4 VIEW GARDENS #1 |  |  | Non-Lead - Other | Unknown |  | 0 | Statistical analysis |  |  |  |  | Non-Lead - Other |  |  | Statistical analysis |  |  |  |  | Non-Lead |  |  |  | Assumed
MTR_027079 | 22422 129TH PL SE | LOT 26 FERN CREST WEST |  |  | Non-Lead - Other | No | 2006-04-28 | 0 | Installation date is after the lead ban |  |  |  |  | Non-Lead - Other |  |  | Installation date is after the lead ban |  |  |  |  | Non-Lead |  |  |  | Domestic
MTR_016477 | 15914 SE 176TH PL | L71 CANDLEWOOD RIDGE #1 |  |  | Non-Lead - Other | No |  | 0 | Installation date is after the lead ban |  |  |  |  | Non-Lead - Other |  |  | Installation date is after the lead ban |  |  |  |  | Non-Lead |  |  |  | Domestic
MTR_017169 | 18326 108TH PL SE | LOT 45 MAPLE GLEN |  |  | Non-Lead - Other | No | 1977-03-18 | 0 | Installation date is after the lead ban |  |  |  |  | Non-Lead - Other |  |  | Installation date is after the lead ban |  |  |  |  | Non-Lead |  |  |  | Domestic
MTR_027263 | 23918 135TH PL SE | TAX LOT 65 SW 1/4 15-22-5 |  |  | Non-Lead - Other | No | 1988-04-01 | 0 | Installation date is after the lead ban |  |  |  |  | Non-Lead - Other |  |  | Installation date is after the lead ban |  |  |  |  | Non-Lead |  |  |  | Domestic
MTR_016459 | 15922 SE 176TH PL | L 69 CANDLEWOOD 1 |  |  | Non-Lead - Other | No |  | 0 | Installation date is after the lead ban |  |  |  |  | Non-Lead - Other |  |  | Installation date is after the lead ban |  |  |  |  | Non-Lead |  |  |  | Domestic
MTR_023641 | 22104 98TH PL S | LOT 5 GLEN KARA |  |  | Non-Lead - Other | No | 1998-03-30 | 0 | Installation date is after the lead ban |  |  |  |  | Non-Lead - Other |  |  | Installation date is after the lead ban |  |  |  |  | Non-Lead |  |  |  | Domestic
MTR_027508 | 23711 138TH AVE SE | LOT 66 NORTHPEAK CREST |  |  | Non-Lead - Other | No | 1979-07-01 | 0 | Installation date is after the lead ban |  |  |  |  | Non-Lead - Other |  |  | Installation date is after the lead ban |  |  |  |  | Non-Lead |  |  |  | Domestic
MTR_016954 | 17806 154TH AVE SE | LOT 30 CANDLEWOOD RIDGE #4 |  |  | Non-Lead - Other | No | 1977-07-01 | 0 | Installation date is after the lead ban |  |  |  |  | Non-Lead - Other |  |  | Installation date is after the lead ban |  |  |  |  | Non-Lead |  |  |  | Domestic
MTR_024226 | 20818 109TH LN SE | L25 BENSON H TOWNHOUSE |  |  | Non-Lead - Other | No |  | 0 | Installation date is after the lead ban |  |  |  |  | Non-Lead - Other |  |  | Installation date is after the lead ban |  |  |  |  | Non-Lead |  |  |  | Assumed
MTR_026982 | 12850 SE 225TH CT | LOT 12 FERN CREST WEST |  |  | Non-Lead - Other | No | 2006-04-28 | 0 | Installation date is after the lead ban |  |  |  |  | Non-Lead - Other |  |  | Installation date is after the lead ban |  |  |  |  | Non-Lead |  |  |  | Domestic
MTR_016953 | 17814 154TH AVE SE | LOT 29 CANDLEWOOD RIDGE #4 |  |  | Non-Lead - Other | No | 1977-07-01 | 0 | Installation date is after the lead ban |  |  |  |  | Non-Lead - Other |  |  | Installation date is after the lead ban |  |  |  |  | Non-Lead |  |  |  | Domestic
MTR_020397 | 10011 SE 203RD ST | LOT 2 ALDERWOOD |  |  | Non-Lead - Other | No |  | 0 | Installation date is after the lead ban |  |  |  |  | Non-Lead - Other |  |  | Installation date is after the lead ban |  |  |  |  | Non-Lead |  |  |  | Domestic
MTR_027542 | 23217 138TH AVE SE | L22 WILDWOOD #2 |  |  | Non-Lead - Plastic | No | 1975-07-25 | 1 | Converted CAD | No |  |  |  | Non-Lead - Other |  |  | Installation date is after the lead ban |  |  |  |  | Non-Lead |  |  |  | Domestic
MTR_017275 | 10933 SE 179TH PL | LOT 17 MELRIDGE ADDITION |  |  | Non-Lead - Other | No | 2011-08-10 | 1 | Rectified Plan |  |  |  |  | Non-Lead - Other |  |  | Statistical analysis |  |  |  |  | Non-Lead |  |  |  | Domestic
MTR_023761 | 10036 SE 219TH PL | LOT 28 KARA CREST |  |  | Non-Lead - Other | No | 2001-08-23 | 0 | Installation date is after the lead ban |  |  |  |  | Non-Lead - Other |  |  | Installation date is after the lead ban |  |  |  |  | Non-Lead |  |  |  | Domestic
MTR_017023 | 17840 112TH AVE SE | LOT 2 ORCHARD PARK #2 |  |  | Non-Lead - Other | No | 1995-09-05 | 0 | Installation date is after the lead ban |  |  |  |  | Non-Lead - Other |  |  | Installation date is after the lead ban |  |  |  |  | Non-Lead |  |  |  | Domestic
MTR_028664 | 11315 SE 216TH CT | LOT 20 WEST CREEK MEADOWS |  |  | Non-Lead - Other | No | 1995-09-20 | 0 | Installation date is after the lead ban |  |  |  |  | Non-Lead - Other |  |  | Installation date is after the lead ban |  |  |  |  | Non-Lead |  |  |  | Domestic
MTR_018580 | 9641 S 206TH PL | PTN TR10 WA FRTLND ADD |  |  | Non-Lead - Other | No | 2011-03-01 | 0 | Installation date is after the lead ban |  |  |  |  | Non-Lead - Other |  |  | Installation date is after the lead ban |  |  |  |  | Non-Lead |  |  |  | Domestic
MTR_020633 | 10445 SE 192ND ST | TL126 SEC W1/2 5-22-5 |  |  | Non-Lead - Other | Unknown |  | 0 | Statistical analysis |  |  |  |  | Non-Lead - Other |  |  | Statistical analysis |  |  |  |  | Non-Lead |  |  |  | Assumed
MTR_028678 | 21746 113TH PL SE | LOT 1 WEST CREEK MEADOWS |  |  | Non-Lead - Other | No | 1995-09-20 | 0 | Installation date is after the lead ban |  |  |  |  | Non-Lead - Other |  |  | Installation date is after the lead ban |  |  |  |  | Non-Lead |  |  |  | Domestic
MTR_023802 | 22042 102ND PL SE | LOT 17 ANNANDALE |  |  | Non-Lead - Other | No | 2004-07-27 | 0 | Installation date is after the lead ban |  |  |  |  | Non-Lead - Other |  |  | Installation date is after the lead ban |  |  |  |  | Non-Lead |  |  |  | Domestic
MTR_020169 | 10420 SE 194TH PL | LOT 7 BLOCK 2 OLYMPIC VISTA |  |  | Non-Lead - Other | Unknown |  | 0 | Statistical analysis |  |  |  |  | Non-Lead - Other |  |  | Statistical analysis |  |  |  |  | Non-Lead |  |  |  | Assumed
MTR_024152 | 21422 114TH PL SE | LOT 9 CARENA GLEN |  |  | Non-Lead - Other | No |  | 0 | Installation date is after the lead ban |  |  |  |  | Non-Lead - Other |  |  | Installation date is after the lead ban |  |  |  |  | Non-Lead |  |  |  | Domestic
MTR_025934 | 20232 111TH WAY SE | LOT 29 VILA REAL |  |  | Non-Lead - Other | No | 2007-05-03 | 0 | Installation date is after the lead ban |  |  |  |  | Non-Lead - Other |  |  | Installation date is after the lead ban |  |  |  |  | Non-Lead |  |  |  | Domestic
MTR_017207 | 17662 112TH AVE SE | LOT 36 BENSON HILL |  |  | Non-Lead - Other | No | 1999-09-22 | 0 | Installation date is after the lead ban |  |  |  |  | Non-Lead - Other |  |  | Installation date is after the lead ban |  |  |  |  | Non-Lead |  |  |  | Domestic
MTR_023537 | 11361 SE 214TH ST | LOT 5 ROSEWOOD TOWNHOMES |  |  | Non-Lead - Other | No | 2003-04-10 | 0 | Installation date is after the lead ban |  |  |  |  | Non-Lead - Other |  |  | Installation date is after the lead ban |  |  |  |  | Non-Lead |  |  |  | Domestic
MTR_026133 | 20426 119TH AVE SE | LOT 24 PANTHER LAKE TERRACE #3 |  |  | Non-Lead - Other | No | 1978-07-26 | 0 | Installation date is after the lead ban |  |  |  |  | Non-Lead - Other |  |  | Installation date is after the lead ban |  |  |  |  | Non-Lead |  |  |  | Domestic
MTR_017064 | 17703 114TH PL SE | LOT 6 BELTERRA #10 |  |  | Non-Lead - Other | No | 1996-03-12 | 0 | Installation date is after the lead ban |  |  |  |  | Non-Lead - Other |  |  | Installation date is after the lead ban |  |  |  |  | Non-Lead |  |  |  | Domestic
MTR_025897 | 11148 SE 204TH ST | LOT 13 VILA REAL |  |  | Non-Lead - Other | No | 2007-05-03 | 0 | Installation date is after the lead ban |  |  |  |  | Non-Lead - Other |  |  | Installation date is after the lead ban |  |  |  |  | Non-Lead |  |  |  | Domestic
MTR_028700 | 21603 112TH CT SE | LOT 35 WESTCREEK MEADOWS |  |  | Non-Lead - Other | No | 1995-09-20 | 0 | Installation date is after the lead ban |  |  |  |  | Non-Lead - Other |  |  | Installation date is after the lead ban |  |  |  |  | Non-Lead |  |  |  | Domestic
MTR_026052 | 11816 SE 203RD ST | LOT 7 HEDLUND MEADOWS |  |  | Non-Lead - Other | No | 1995-08-01 | 0 | Installation date is after the lead ban |  |  |  |  | Non-Lead - Other |  |  | Installation date is after the lead ban |  |  |  |  | Non-Lead |  |  |  | Domestic
MTR_028916 | 11304 SE 218TH PL | LOT 9 FOREST MEADOWS |  |  | Non-Lead - Other | No |  | 0 | Installation date is after the lead ban |  |  |  |  | Non-Lead - Other |  |  | Installation date is after the lead ban |  |  |  |  | Non-Lead |  |  |  | Assumed
MTR_026321 | 20608 120TH AVE SE | L7 BLK 1 PANTHER LK TERR |  |  | Non-Lead - Other | No |  | 0 | Installation date is after the lead ban |  |  |  |  | Non-Lead - Other |  |  | Installation date is after the lead ban |  |  |  |  | Non-Lead |  |  |  | Assumed
MTR_023408 | 21206 109TH AVE SE | L 21 BENSON HILLS NO 1 |  |  | Non-Lead - Other | Unknown |  | 0 | Statistical analysis |  |  |  |  | Non-Lead - Other |  |  | Statistical analysis |  |  |  |  | Non-Lead |  |  |  | Assumed
MTR_026102 | 20507 122ND PL SE | LOT 46 FENTON RIDGE (WILLOW RIDGE) |  |  | Non-Lead - Other | No | 1995-08-31 | 0 | Installation date is after the lead ban |  |  |  |  | Non-Lead - Other |  |  | Installation date is after the lead ban |  |  |  |  | Non-Lead |  |  |  | Domestic
MTR_018424 | 20224 94TH PL S | LOT 20 WHITNEY HEIGHTS |  |  | Non-Lead - Other | No | 1995-11-22 | 0 | Installation date is after the lead ban |  |  |  |  | Non-Lead - Other |  |  | Installation date is after the lead ban |  |  |  |  | Non-Lead |  |  |  | Domestic
MTR_025102 | 21301 120TH AVE SE | L 41 GREEN TREE EAST |  |  | Non-Lead - Other | No | 1972-06-01 | 0 | Installation date is after the lead ban |  |  |  |  | Non-Lead - Other |  |  | Installation date is after the lead ban |  |  |  |  | Non-Lead |  |  |  | Domestic
MTR_024058 | 21017 103RD AVE SE | LOT 13 STONEPINE |  |  | Non-Lead - Other | No |  | 0 | Installation date is after the lead ban |  |  |  |  | Non-Lead - Other |  |  | Installation date is after the lead ban |  |  |  |  | Non-Lead |  |  |  | Domestic
MTR_018701 | 20105 93RD AVE S | LOT 1 MOYER SHORT PLAT |  |  | Non-Lead - Other | No |  | 0 | Installation date is after the lead ban |  |  |  |  | Non-Lead - Other |  |  | Installation date is after the lead ban |  |  |  |  | Non-Lead |  |  |  | Domestic
MTR_024355 | 22218 105TH AVE SE | 9908-009055 |  |  | Non-Lead - Other | Unknown |  | 0 | Statistical analysis |  |  |  |  | Non-Lead - Other |  |  | Statistical analysis |  |  |  |  | Non-Lead |  |  |  | Domestic
MTR_023406 | 21300 109TH AVE SE | L 24 BENSON HILLS NO 1 |  |  | Non-Lead - Other | Unknown |  | 0 | Statistical analysis |  |  |  |  | Non-Lead - Other |  |  | Statistical analysis |  |  |  |  | Non-Lead |  |  |  | Assumed
MTR_019303 | 9247 S 198TH ST | L6 B2 SPBROOK RANCHETTES |  |  | Non-Lead - Other | Unknown |  | 0 | Statistical analysis |  |  |  |  | Non-Lead - Other |  |  | Statistical analysis |  |  |  |  | Non-Lead |  |  |  | Assumed
MTR_023885 | 10319 SE 216TH ST | TL 193 8-22-5 |  |  | Non-Lead - Other | Unknown |  | 0 | Statistical analysis |  |  |  |  | Non-Lead - Other |  |  | Statistical analysis |  |  |  |  | Non-Lead |  |  |  | Assumed
MTR_018441 | 9410 S 203RD PL | LOT 6 WHITNEY HEIGHTS |  |  | Non-Lead - Other | No | 1995-11-22 | 0 | Installation date is after the lead ban |  |  |  |  | Non-Lead - Other |  |  | Installation date is after the lead ban |  |  |  |  | Non-Lead |  |  |  | Domestic
MTR_023534 | 11105 SE 216TH ST | LOT 31 BENSON PLACE |  |  | Non-Lead - Other | No | 1996-06-08 | 0 | Installation date is after the lead ban |  |  |  |  | Non-Lead - Other |  |  | Installation date is after the lead ban |  |  |  |  | Non-Lead |  |  |  | Domestic
MTR_023792 | 22048 102ND PL SE | LOT 18 ANNANDALE |  |  | Non-Lead - Other | No | 2004-07-27 | 0 | Installation date is after the lead ban |  |  |  |  | Non-Lead - Other |  |  | Installation date is after the lead ban |  |  |  |  | Non-Lead |  |  |  | Domestic
MTR_020508 | 20205 103RD PL SE | LOT5 BLK2 CHERRY TERRACE |  |  | Copper | Unknown |  | 0 | Relative Placement | Yes | Visual inspection at the meter pit | 2024-01-30 |  | Copper |  |  | Field inspection only with no records | Yes | Visual inspection at the meter pit | 2024-01-30 |  | Non-Lead |  |  |  | Assumed
MTR_024168 | 21327 109TH AVE SE | LOT 2 EAST BENSON HILLS |  |  | Non-Lead - Other | No |  | 0 | Installation date is after the lead ban |  |  |  |  | Non-Lead - Other |  |  | Installation date is after the lead ban |  |  |  |  | Non-Lead |  |  |  | Assumed
MTR_024039 | 20835 102ND AVE SE | L 20 GUINN CREST |  |  | Non-Lead - Other | Unknown |  | 0 | Statistical analysis |  |  |  |  | Non-Lead - Other |  |  | Statistical analysis |  |  |  |  | Non-Lead |  |  |  | Assumed
MTR_020323 | 20004 106TH AVE SE | L4 MEADOWLARK LANE |  |  | Non-Lead - Other | Unknown |  | 0 | Statistical analysis |  |  |  |  | Non-Lead - Other |  |  | Statistical analysis |  |  |  |  | Non-Lead |  |  |  | Assumed
MTR_023523 | 10901 SE 216TH ST | LOT 27 BENSON PLACE |  |  | Non-Lead - Other | No | 1996-06-08 | 0 | Installation date is after the lead ban |  |  |  |  | Non-Lead - Other |  |  | Installation date is after the lead ban |  |  |  |  | Non-Lead |  |  |  | Domestic
MTR_024363 | 22112 104TH PL SE | PTN N262.5 TR 20 UNEEDAN ORCHARD |  |  | Non-Lead - Other | Unknown |  | 0 | Statistical analysis |  |  |  |  | Non-Lead - Other |  |  | Statistical analysis |  |  |  |  | Non-Lead |  |  |  | Assumed
MTR_029688 | 22601 115TH PL SE | LOT 63 KENTON FIRS |  |  | Non-Lead - Other | Unknown |  | 0 | Statistical analysis |  |  |  |  | Non-Lead - Other |  |  | Statistical analysis |  |  |  |  | Non-Lead |  |  |  | Domestic
MTR_023085 | 9825 S 216TH ST | LOT 17 VERDE MESA |  |  | Non-Lead - Other | No | 2008-10-29 | 0 | Rectified Plan |  |  |  |  | Non-Lead - Other |  |  | Statistical analysis |  |  |  |  | Non-Lead |  |  |  | Domestic
MTR_018627 | 9710 S 205TH CT | LOT 31 CHESTNUT RIDGE #1 |  |  | Non-Lead - Other | No |  | 0 | Installation date is after the lead ban |  |  |  |  | Non-Lead - Other |  |  | Installation date is after the lead ban |  |  |  |  | Non-Lead |  |  |  | Domestic
MTR_029743 | 22600 115TH PL SE | LOT 62 KENTON FIRS |  |  | Non-Lead - Other | Unknown |  | 0 | Statistical analysis |  |  |  |  | Non-Lead - Other |  |  | Statistical analysis |  |  |  |  | Non-Lead |  |  |  | Domestic
MTR_023931 | 21355 103RD PL SE | L 11 OLYMPIC VIEW HTS 2 |  |  | Non-Lead - Other | No |  | 0.75 | Installation date is after the lead ban |  |  |  |  | Non-Lead - Other |  |  | Installation date is after the lead ban |  |  |  |  | Non-Lead |  |  |  | Domestic
MTR_029692 | 22602 115TH PL SE | LOT 61 KENTON FIRS |  |  | Non-Lead - Other | Unknown |  | 0 | Statistical analysis |  |  |  |  | Non-Lead - Other |  |  | Statistical analysis |  |  |  |  | Non-Lead |  |  |  | Domestic
MTR_025380 | 12010 SE 210TH PL | LOT 41 CARENA TERRACE #1 |  |  | Non-Lead - Other | No |  | 0 | Installation date is after the lead ban |  |  |  |  | Non-Lead - Other |  |  | Installation date is after the lead ban |  |  |  |  | Non-Lead |  |  |  | Domestic
MTR_023101 | 9624 S 216TH ST | L 69 WESTVIEW TERRACE 3 |  |  | Non-Lead - Other | No | 2008-10-29 | 0 | Rectified Plan |  |  |  |  | Non-Lead - Other |  |  | Statistical analysis |  |  |  |  | Non-Lead |  |  |  | Domestic
MTR_029284 | 11108 SE 224TH PL | L 77 STOCKTON |  |  | Non-Lead - Other | No |  | 0 | Installation date is after the lead ban |  |  |  |  | Non-Lead - Other |  |  | Installation date is after the lead ban |  |  |  |  | Non-Lead |  |  |  | Domestic
MTR_018633 | 20534 97TH AVE S | LOT 21 CHESTNUT RIDGE #1 |  |  | Non-Lead - Other | No |  | 0 | Installation date is after the lead ban |  |  |  |  | Non-Lead - Other |  |  | Installation date is after the lead ban |  |  |  |  | Non-Lead |  |  |  | Domestic
MTR_023142 | 9634 S 214TH ST | 9908-001070 |  |  | Non-Lead - Other | No | 2008-10-29 | 0 | Rectified Plan |  |  |  |  | Non-Lead - Other |  |  | Statistical analysis |  |  |  |  | Non-Lead |  |  |  | Domestic
MTR_025664 | 21133 131ST PL SE | LOT 8 PANDHER GLEN |  |  | Non-Lead - Other | No | 2010-05-07 | 0 | Installation date is after the lead ban |  |  |  |  | Non-Lead - Other |  |  | Installation date is after the lead ban |  |  |  |  | Non-Lead |  |  |  | Domestic
MTR_020479 | 20439 104TH AVE SE | LOT 7 TODD S ADDITION |  |  | Non-Lead - Other | No |  | 0 | Installation date is after the lead ban |  |  |  |  | Non-Lead - Other |  |  | Installation date is after the lead ban |  |  |  |  | Non-Lead |  |  |  | Domestic
MTR_023991 | 10341 SE 212TH ST | LOT 34 STONEPINE |  |  | Non-Lead - Other | No |  | 0 | Installation date is after the lead ban |  |  |  |  | Non-Lead - Other |  |  | Installation date is after the lead ban |  |  |  |  | Non-Lead |  |  |  | Domestic
MTR_029010 | 22118 109TH PL SE | L31 BENSON MEADOWS 2 |  |  | Non-Lead - Other | No |  | 0 | Installation date is after the lead ban |  |  |  |  | Non-Lead - Other |  |  | Installation date is after the lead ban |  |  |  |  | Non-Lead |  |  |  | Domestic
MTR_018589 | 9619 S 205TH PL | LOT 23 CHESTNUT RIDGE #2 |  |  | Non-Lead - Other | No |  | 0 | Installation date is after the lead ban |  |  |  |  | Non-Lead - Other |  |  | Installation date is after the lead ban |  |  |  |  | Non-Lead |  |  |  | Domestic
MTR_023984 | 10331 SE 212TH ST | LOT 32 STONEPINE |  |  | Non-Lead - Other | No |  | 0 | Installation date is after the lead ban |  |  |  |  | Non-Lead - Other |  |  | Installation date is after the lead ban |  |  |  |  | Non-Lead |  |  |  | Domestic
MTR_026166 | 12215 SE 207TH PL | LOT 11 SWANSON COURT. |  |  | Non-Lead - Other | Unknown |  | 0 | Statistical analysis |  |  |  |  | Non-Lead - Other |  |  | Statistical analysis |  |  |  |  | Non-Lead |  |  |  | Domestic
MTR_020446 | 20443 101ST AVE SE | L16 MAYVILLA PARK |  |  | Non-Lead - Other | Unknown |  | 0 | Statistical analysis |  |  |  |  | Non-Lead - Other |  |  | Statistical analysis |  |  |  |  | Non-Lead |  |  |  | Assumed
MTR_026291 | 11920 SE 205TH ST | L 15 PANTHER LK TERR 2 |  |  | Non-Lead - Other | No |  | 0 | Installation date is after the lead ban |  |  |  |  | Non-Lead - Other |  |  | Installation date is after the lead ban |  |  |  |  | Non-Lead |  |  |  | Domestic
MTR_026162 | 12222 SE 207TH PL | LOT 5 SWANSON COURT. |  |  | Non-Lead - Other | Unknown |  | 0 | Statistical analysis |  |  |  |  | Non-Lead - Other |  |  | Statistical analysis |  |  |  |  | Non-Lead |  |  |  | Domestic
MTR_023187 | 9734 S 212TH ST | L23 WESTVIEW TERR. #2 |  |  | Non-Lead - Other | No | 2008-10-29 | 0 | Rectified Plan |  |  |  |  | Non-Lead - Other |  |  | Statistical analysis |  |  |  |  | Non-Lead |  |  |  | Domestic
MTR_029076 | 21935 110TH AVE SE | LOT 28 BENSON MEADOWS #1 |  |  | Non-Lead - Other | No |  | 0 | Installation date is after the lead ban |  |  |  |  | Non-Lead - Other |  |  | Installation date is after the lead ban |  |  |  |  | Non-Lead |  |  |  | Domestic
MTR_026285 | 11810 SE 204TH ST | LOT 14 EAST PANTHER #1 |  |  | Non-Lead - Other | No |  | 0 | Installation date is after the lead ban |  |  |  |  | Non-Lead - Other |  |  | Installation date is after the lead ban |  |  |  |  | Non-Lead |  |  |  | Domestic
MTR_026103 | 20523 122ND PL SE | LOT 44 FENTON RIDGE |  |  | Non-Lead - Other | No | 1995-08-31 | 0 | Installation date is after the lead ban |  |  |  |  | Non-Lead - Other |  |  | Installation date is after the lead ban |  |  |  |  | Non-Lead |  |  |  | Domestic
MTR_025399 | 21028 121ST PL SE | L 31 CARENA TERRACE 1 |  |  | Non-Lead - Other | No |  | 0 | Installation date is after the lead ban |  |  |  |  | Non-Lead - Other |  |  | Installation date is after the lead ban |  |  |  |  | Non-Lead |  |  |  | Domestic
MTR_026287 | 11806 SE 204TH ST | LOT 16 EAST PANTHER #1 |  |  | Non-Lead - Other | No |  | 0 | Installation date is after the lead ban |  |  |  |  | Non-Lead - Other |  |  | Installation date is after the lead ban |  |  |  |  | Non-Lead |  |  |  | Domestic
MTR_026106 | 20534 122ND PL SE | LOT 4 FENTON RIDGE (WILLOW RIDGE) |  |  | Non-Lead - Other | No | 1995-08-31 | 0 | Installation date is after the lead ban |  |  |  |  | Non-Lead - Other |  |  | Installation date is after the lead ban |  |  |  |  | Non-Lead |  |  |  | Domestic
MTR_025105 | 21223 120TH PL SE | L 35 GREEN TREE EAST |  |  | Non-Lead - Other | No | 1972-06-01 | 0 | Installation date is after the lead ban |  |  |  |  | Non-Lead - Other |  |  | Installation date is after the lead ban |  |  |  |  | Non-Lead |  |  |  | Domestic
MTR_026132 | 20433 119TH AVE SE | L21 PANTHER LK. TERR 3 |  |  | Non-Lead - Other | No | 1978-07-26 | 0 | Installation date is after the lead ban |  |  |  |  | Non-Lead - Other |  |  | Installation date is after the lead ban |  |  |  |  | Non-Lead |  |  |  | Domestic
MTR_026224 | 20413 123RD CT SE | LOT 36 WHITNEY GLENN |  |  | Non-Lead - Other | No |  | 0 | Installation date is after the lead ban |  |  |  |  | Non-Lead - Other |  |  | Installation date is after the lead ban |  |  |  |  | Non-Lead |  |  |  | Domestic
MTR_025058 | 21413 121ST PL SE | L 67 GREEN TREE EAST |  |  | Non-Lead - Other | No | 1972-06-01 | 0 | Installation date is after the lead ban |  |  |  |  | Non-Lead - Other |  |  | Installation date is after the lead ban |  |  |  |  | Non-Lead |  |  |  | Domestic
MTR_026136 | 20420 119TH AVE SE | LOT 25 PANTHER LAKE TERRACE #3 |  |  | Non-Lead - Other | No | 1978-07-26 | 0 | Installation date is after the lead ban |  |  |  |  | Non-Lead - Other |  |  | Installation date is after the lead ban |  |  |  |  | Non-Lead |  |  |  | Domestic
MTR_026082 | 20533 121ST WAY SE | LOT 27 FENTON RIDGE (WILLOW RIDGE) |  |  | Non-Lead - Other | No | 1995-08-31 | 0 | Installation date is after the lead ban |  |  |  |  | Non-Lead - Other |  |  | Installation date is after the lead ban |  |  |  |  | Non-Lead |  |  |  | Domestic
MTR_023131 | 9812 S 212TH ST | L11 WESTVIEW TERR. #2 |  |  | Non-Lead Plastic | No | 2008-10-29 | 0 | Rectified Plan | Yes | Visual inspection at the meter pit | 2024-01-31 |  | Non-Lead Plastic |  |  | Field inspection only with no records | Yes | Visual inspection at the meter pit | 2024-01-31 |  | Non-Lead |  |  |  | Domestic
MTR_018052 | 13523 SE 181ST PL | LOT 22 FOREST ESTATES #4 |  |  | Non-Lead - Other | No | 1986-04-01 | 0 | Installation date is after the lead ban |  |  |  |  | Non-Lead - Other |  |  | Installation date is after the lead ban |  |  |  |  | Non-Lead |  |  |  | Domestic
MTR_022964 | 12301 SE 197TH PL | LOT 6 VISTA VIEW HEIGHTS #2 |  |  | Non-Lead - Other | No |  | 0 | Installation date is after the lead ban |  |  |  |  | Non-Lead - Other |  |  | Installation date is after the lead ban |  |  |  |  | Non-Lead |  |  |  | Domestic
MTR_023243 | 21201 97TH PL S | LOT 44 WESTVIEW TERRACE #2 |  |  | Non-Lead - Other | No | 2008-10-29 | 0 | Rectified Plan |  |  |  |  | Non-Lead - Other |  |  | Statistical analysis |  |  |  |  | Non-Lead |  |  |  | Domestic
MTR_025016 | 21123 119TH PL SE | LOT 32 EL DORADO HILLS 1 |  |  | Non-Lead - Other | No | 1981-02-01 | 0 | Installation date is after the lead ban |  |  |  |  | Non-Lead - Other |  |  | Installation date is after the lead ban |  |  |  |  | Non-Lead |  |  |  | Domestic
MTR_025309 | 21407 125TH AVE SE | L310 GLENCARIN #2 |  |  | Non-Lead - Other | No | 1968-07-31 | 0 | Installation date is after the lead ban |  |  |  |  | Non-Lead - Other |  |  | Installation date is after the lead ban |  |  |  |  | Non-Lead |  |  |  | Domestic
MTR_028573 | 22006 127TH CT SE | LOT 80 SUMMERGLEN #2 |  |  | Non-Lead - Other | No |  | 5.25 | Installation date is after the lead ban |  |  |  |  | Non-Lead - Other |  |  | Installation date is after the lead ban |  |  |  |  | Non-Lead |  |  |  | Hydrant
MTR_023926 | 10085 SE 213TH PL | L7 B1 OLYMPIC VIEW HTS |  |  | Non-Lead Plastic | Unknown |  | 0 | Converted CAD | Yes | Visual inspection at the meter pit | 2024-01-31 |  | Non-Lead Plastic |  |  | Field inspection only with no records | Yes | Visual inspection at the meter pit | 2024-01-31 |  | Non-Lead |  |  |  | Domestic
MTR_025325 | 12523 SE 214TH PL | L327 GLENCARIN #2 |  |  | Non-Lead - Other | No | 1968-07-31 | 0 | Installation date is after the lead ban |  |  |  |  | Non-Lead - Other |  |  | Installation date is after the lead ban |  |  |  |  | Non-Lead |  |  |  | Domestic
MTR_025047 | 21120 119TH AVE SE | LOT 25 ELDORADO HILLS#1 |  |  | Non-Lead - Other | No | 1981-02-01 | 0 | Installation date is after the lead ban |  |  |  |  | Non-Lead - Other |  |  | Installation date is after the lead ban |  |  |  |  | Non-Lead |  |  |  | Domestic
MTR_025438 | 12522 SE 209TH CT | LOT 5 SHADOW RUN |  |  | Non-Lead - Other | No | 1987-11-25 | 0 | Installation date is after the lead ban |  |  |  |  | Non-Lead - Other |  |  | Installation date is after the lead ban |  |  |  |  | Non-Lead |  |  |  | Domestic
MTR_025332 | 21213 125TH AVE SE | L301 GLENCARIN #2 |  |  | Non-Lead - Other | No | 1968-07-31 | 0 | Installation date is after the lead ban |  |  |  |  | Non-Lead - Other |  |  | Installation date is after the lead ban |  |  |  |  | Non-Lead |  |  |  | Domestic
MTR_023077 | 21434 98TH AVE S | 9908-001155 |  |  | Non-Lead - Other | No | 2008-10-29 | 0 | Installation date is after the lead ban |  |  |  |  | Non-Lead - Other |  |  | Installation date is after the lead ban |  |  |  |  | Non-Lead |  |  |  | Domestic
MTR_020252 | 10419 SE 206TH PL | LOT 25 KIRKS ADDITION |  |  | Non-Lead - Other | No |  | 0 | Installation date is after the lead ban |  |  |  |  | Non-Lead - Other |  |  | Installation date is after the lead ban |  |  |  |  | Non-Lead |  |  |  | Domestic
MTR_025178 | 21004 124TH AVE SE | L33 GLENCARIN # 1 |  |  | Non-Lead - Other | No | 1968-03-08 | 0 | Installation date is after the lead ban |  |  |  |  | Non-Lead - Other |  |  | Installation date is after the lead ban |  |  |  |  | Non-Lead |  |  |  | Domestic
MTR_023137 | 21341 96TH AVE S | L 27 WESTVIEW TERRACE 3 |  |  | Non-Lead - Other | No | 2008-10-29 | 0 | Installation date is after the lead ban |  |  |  |  | Non-Lead - Other |  |  | Installation date is after the lead ban |  |  |  |  | Non-Lead |  |  |  | Domestic
MTR_020921 | 18423 135TH PL SE | LOT224 FOREST ESTATES 2 |  |  | Non-Lead - Other | No |  | 0 | Installation date is after the lead ban |  |  |  |  | Non-Lead - Other |  |  | Installation date is after the lead ban |  |  |  |  | Non-Lead |  |  |  | Domestic
MTR_026373 | SPORT COURT-PHEASANTS HOLW | SPORT COURT-PHEASANTS HOLLOW |  |  | Non-Lead - Other | No | 1996-02-26 | 0 | Statistical analysis |  |  |  |  | Non-Lead - Other |  |  | Statistical analysis |  |  |  |  | Non-Lead |  |  |  | Domestic
MTR_029563 | 11136 SE 226TH ST | LOT 3 KENTON FIRS 2 |  |  | Non-Lead - Other | Unknown |  | 0 | Statistical analysis |  |  |  |  | Non-Lead - Other |  |  | Statistical analysis |  |  |  |  | Non-Lead |  |  |  | Domestic
MTR_026498 | 127TH AVE SE & SE 224TH ST | 127TH AVE SE & SE 224TH ST |  |  | Non-Lead - Other | Unknown |  | 0 | Statistical analysis |  |  |  |  | Non-Lead - Other |  |  | Statistical analysis |  |  |  |  | Non-Lead |  |  |  | Assumed
MTR_029685 | 11420 SE 226TH ST | LOT 69 KENTON FIRS |  |  | Non-Lead - Other | Unknown |  | 0 | Statistical analysis |  |  |  |  | Non-Lead - Other |  |  | Statistical analysis |  |  |  |  | Non-Lead |  |  |  | Domestic
MTR_025355 | 20825 119TH AVE SE | L4 SHORT PLAT 477013 |  |  | Non-Lead - Other | No |  | 0 | Installation date is after the lead ban |  |  |  |  | Non-Lead - Other |  |  | Installation date is after the lead ban |  |  |  |  | Non-Lead |  |  |  | Domestic
MTR_029704 | 10929 SE 226TH ST | LOT 36 KENTON FIRS 2 |  |  | Non-Lead - Other | Unknown |  | 0 | Statistical analysis |  |  |  |  | Non-Lead - Other |  |  | Statistical analysis |  |  |  |  | Non-Lead |  |  |  | Domestic
MTR_011862 | 16828 104TH AVE SE | W 127 315 LESS N 70 30 LOT 7 BLK2 AKER'S FARMS#5 |  |  | Non-Lead - Other | No | 1995-08-29 | 0 | Rectified Plan |  |  |  |  | Non-Lead - Other |  |  | Statistical analysis |  |  |  |  | Non-Lead |  |  |  | Domestic
MTR_003505 | 13015 SE 232ND PL | LOT 36 MISTY MEADOWS #1 |  |  | Non-Lead - Other | No |  | 0 | Installation date is after the lead ban |  |  |  |  | Non-Lead - Other |  |  | Installation date is after the lead ban |  |  |  |  | Non-Lead |  |  |  | Domestic
MTR_018217 | 14124 SE 180TH PL | LOT 44 FAIRWOOD FIRS |  |  | Non-Lead - Other | No | 1986-05-01 | 0 | Installation date is after the lead ban |  |  |  |  | Non-Lead - Other |  |  | Installation date is after the lead ban |  |  |  |  | Non-Lead |  |  |  | Domestic
MTR_029598 | 11436 SE 225TH ST | L 57 STOCKTON |  |  | Non-Lead - Other | No |  | 0 | Installation date is after the lead ban |  |  |  |  | Non-Lead - Other |  |  | Installation date is after the lead ban |  |  |  |  | Non-Lead |  |  |  | Domestic
MTR_018194 | 14144 SE 182ND ST | LOT 76 FAIRWOOD FIRS |  |  | Non-Lead - Other | No | 1986-05-01 | 0 | Installation date is after the lead ban |  |  |  |  | Non-Lead - Other |  |  | Installation date is after the lead ban |  |  |  |  | Non-Lead |  |  |  | Domestic
MTR_020419 | 20516 103RD AVE SE | L4 BLK2 SUNSET VILLA |  |  | Non-Lead - Other | Unknown |  | 0 | Statistical analysis |  |  |  |  | Non-Lead - Other |  |  | Statistical analysis |  |  |  |  | Non-Lead |  |  |  | Domestic
MTR_026556 | 23008 129TH AVE SE | LOT 4 MISTY MEADOWS #3 |  |  | Non-Lead - Other | No |  | 0 | Installation date is after the lead ban |  |  |  |  | Non-Lead - Other |  |  | Installation date is after the lead ban |  |  |  |  | Non-Lead |  |  |  | Domestic
MTR_016684 | 18208 149TH AVE SE | L26 CARRIAGEWOOD #3 |  |  | Non-Lead - Other | No | 1983-04-01 | 0 | Installation date is after the lead ban |  |  |  |  | Non-Lead - Other |  |  | Installation date is after the lead ban |  |  |  |  | Non-Lead |  |  |  | Domestic
MTR_020871 | 18753 130TH AVE SE | L 37 BLVD. LANE 4 |  |  | Non-Lead - Other | No | 1968-06-14 | 0 | Installation date is after the lead ban |  |  |  |  | Non-Lead - Other |  |  | Installation date is after the lead ban |  |  |  |  | Non-Lead |  |  |  | Assumed
MTR_016133 | 18224 157TH AVE SE | L31 CARRIAGEWOOD #7 |  |  | Non-Lead - Plastic | No | 1983-07-01 | 0 | Rectified Plan | No |  |  |  | Non-Lead - Other |  |  | Installation date is after the lead ban |  |  |  |  | Non-Lead |  |  |  | Domestic
MTR_020045 | 20448 105TH AVE SE | LOT 9 KAYWOOD ESTATES #2 |  |  | Non-Lead - Other | No | 1998-02-02 | 0 | Installation date is after the lead ban |  |  |  |  | Non-Lead - Other |  |  | Installation date is after the lead ban |  |  |  |  | Non-Lead |  |  |  | Domestic
MTR_017939 | 17800 140TH AVE SE | LOT 1 SHORTSUB 377175 |  |  | Non-Lead Plastic | No | 2004-11-04 | 0 | Rectified Plan | Yes | Visual inspection at the meter pit | 2024-02-26 |  | Non-Lead Plastic |  |  | Field inspection only with no records | Yes | Visual inspection at the meter pit | 2024-02-26 |  | Non-Lead |  |  |  | Domestic
MTR_008201 | 15865 118TH AVE SE | LOT 9 BLOCK 7 CASCADE VISTA #2 |  |  | Non-Lead - Other | No | 2014-04-16 | 0 | Rectified Plan |  |  |  |  | Non-Lead - Other |  |  | Statistical analysis |  |  |  |  | Non-Lead |  |  |  | Domestic
MTR_015918 | 14415 SE 184TH PL | LOT 24 FAIRWOOD FIRS #2 |  |  | Non-Lead - Other | No | 1988-09-27 | 0 | Installation date is after the lead ban |  |  |  |  | Non-Lead - Other |  |  | Installation date is after the lead ban |  |  |  |  | Non-Lead |  |  |  | Domestic
MTR_007356 | 16513 126TH AVE SE | L4 B2 CASCADE VISTA 8 |  |  | Non-Lead - Other | Unknown |  | 0 | Statistical analysis |  |  |  |  | Non-Lead - Other |  |  | Statistical analysis |  |  |  |  | Non-Lead |  |  |  | Domestic
MTR_024850 | 14003 SE 202ND ST | LOT 1 KING COUNTY SHORT PLAT 476024 |  |  | Non-Lead - Other | No |  | 0 | Installation date is after the lead ban |  |  |  |  | Non-Lead - Other |  |  | Installation date is after the lead ban |  |  |  |  | Non-Lead |  |  |  | Assumed
MTR_020870 | 18759 130TH AVE SE | L 36 BLVD. LANE 4 |  |  | Non-Lead - Other | No | 1968-06-14 | 0 | Installation date is after the lead ban |  |  |  |  | Non-Lead - Other |  |  | Installation date is after the lead ban |  |  |  |  | Non-Lead |  |  |  | Domestic
MTR_027407 | 13401 SE 233RD ST | L 15 WILDWOOD EST 1 |  |  | Non-Lead - Other | No |  | 0 | Installation date is after the lead ban |  |  |  |  | Non-Lead - Other |  |  | Installation date is after the lead ban |  |  |  |  | Non-Lead |  |  |  | Domestic
MTR_020564 | 19632 105TH AVE SE | L14 DONNYBROOK MANOR |  |  | Non-Lead - Other | Unknown |  | 0 | Statistical analysis |  |  |  |  | Non-Lead - Other |  |  | Statistical analysis |  |  |  |  | Non-Lead |  |  |  | Assumed
MTR_017570 | 18304 130TH AVE SE | LOT 6 FOX ESTATES |  |  | Non-Lead - Other | No | 1988-01-19 | 0 | Installation date is after the lead ban |  |  |  |  | Non-Lead - Other |  |  | Installation date is after the lead ban |  |  |  |  | Non-Lead |  |  |  | Domestic
MTR_023087 | 21420 98TH AVE S | L 4 MCCANNS WESTVIEW |  |  | Non-Lead - Other | No | 2008-10-29 | 0 | Installation date is after the lead ban |  |  |  |  | Non-Lead - Other |  |  | Installation date is after the lead ban |  |  |  |  | Non-Lead |  |  |  | Domestic
MTR_012529 | 18246 171ST CT SE | LOT 65 TROVITSKY PARK |  |  | Non-Lead - Other | No | 2003-03-14 | 4 | Rectified Plan | No |  |  |  | Non-Lead - Other |  |  | Installation date is after the lead ban |  |  |  |  | Non-Lead |  |  |  | Domestic
MTR_017574 | 18349 130TH AVE SE | LOT 14 FOX ESTATES |  |  | Non-Lead - Other | No | 1988-01-19 | 0 | Installation date is after the lead ban |  |  |  |  | Non-Lead - Other |  |  | Installation date is after the lead ban |  |  |  |  | Non-Lead |  |  |  | Domestic
MTR_023098 | 9601 S 216TH ST | L 34 WESTVIEW TERRACE 3 |  |  | Non-Lead - Other | No | 2008-10-29 | 0 | Installation date is after the lead ban |  |  |  |  | Non-Lead - Other |  |  | Installation date is after the lead ban |  |  |  |  | Non-Lead |  |  |  | Domestic
MTR_022903 | 19701 121ST AVE SE | L17 SPRINGBROOK RANCH |  |  | Non-Lead - Other | Unknown |  | 0 | Statistical analysis |  |  |  |  | Non-Lead - Other |  |  | Statistical analysis |  |  |  |  | Non-Lead |  |  |  | Assumed
MTR_012659 | 16010 SE PETROVITSKY RD | TAX LOT 41 SEC 35-23-5 |  |  | Non-Lead - Other | Unknown |  | 0 | Statistical analysis |  |  |  |  | Non-Lead - Other |  |  | Statistical analysis |  |  |  |  | Non-Lead |  |  |  | Assumed
MTR_025922 | 11026 SE 204TH ST | TAX LOT 345 5-22-5 |  |  | Non-Lead - Other | No | 2007-05-03 | 0 | Statistical analysis |  |  |  |  | Non-Lead - Other |  |  | Statistical analysis |  |  |  |  | Non-Lead |  |  |  | Domestic
MTR_023105 | 21443 99TH AVE S | L 11 MCCANNS WESTVIEW |  |  | Non-Lead - Other | No | 2008-10-29 | 0 | Rectified Plan |  |  |  |  | Non-Lead - Other |  |  | Statistical analysis |  |  |  |  | Non-Lead |  |  |  | Domestic
MTR_016074 | 16006 SE PETROVITSKY RD | TAX LOT 63 35-23-5 |  |  | Non-Lead - Other | No |  | 0 | Installation date is after the lead ban |  |  |  |  | Non-Lead - Other |  |  | Installation date is after the lead ban |  |  |  |  | Non-Lead |  |  |  | Assumed
MTR_022825 | 19827 119TH AVE SE | LOT 40 SPRING HILL |  |  | Non-Lead - Other | No | 1995-07-13 | 0 | Installation date is after the lead ban |  |  |  |  | Non-Lead - Other |  |  | Installation date is after the lead ban |  |  |  |  | Non-Lead |  |  |  | Domestic
MTR_023308 | 10435 SE 214TH PL | LOT 15 STONEPINE EAST |  |  | Non-Lead - Other | No | 1995-10-18 | 0 | Installation date is after the lead ban |  |  |  |  | Non-Lead - Other |  |  | Installation date is after the lead ban |  |  |  |  | Non-Lead |  |  |  | Domestic
MTR_024814 | 14011 SE 201ST ST | L2 BLK2 FOWLERS ADD. |  |  | Non-Lead - Other | No |  | 0 | Installation date is after the lead ban |  |  |  |  | Non-Lead - Other |  |  | Installation date is after the lead ban |  |  |  |  | Non-Lead |  |  |  | Assumed
MTR_022841 | 11815 SE 198TH ST | LOT 36 SPRING HILL |  |  | Non-Lead - Other | No | 1995-07-13 | 0 | Installation date is after the lead ban |  |  |  |  | Non-Lead - Other |  |  | Installation date is after the lead ban |  |  |  |  | Non-Lead |  |  |  | Domestic
MTR_023989 | 20933 103RD AVE SE | LOT 9 STONEPINE |  |  | Non-Lead - Other | No |  | 0 | Installation date is after the lead ban |  |  |  |  | Non-Lead - Other |  |  | Installation date is after the lead ban |  |  |  |  | Non-Lead |  |  |  | Domestic
MTR_026094 | 20417 121ST WAY SE | LOT 19 FENTON RIDGE (WILLOW RIDGE) |  |  | Non-Lead - Other | No | 1995-08-31 | 0 | Installation date is after the lead ban |  |  |  |  | Non-Lead - Other |  |  | Installation date is after the lead ban |  |  |  |  | Non-Lead |  |  |  | Domestic
MTR_022860 | 19723 119TH AVE SE | LOT 4 KCSP #S89S0365 (LOT 55 SPRING HILL) |  |  | Non-Lead - Other | No |  | 0 | Installation date is after the lead ban |  |  |  |  | Non-Lead - Other |  |  | Installation date is after the lead ban |  |  |  |  | Non-Lead |  |  |  | Assumed
MTR_024007 | 10305 SE 209TH PL | LOT 60 STONEPINE |  |  | Non-Lead - Other | No |  | 0 | Installation date is after the lead ban |  |  |  |  | Non-Lead - Other |  |  | Installation date is after the lead ban |  |  |  |  | Non-Lead |  |  |  | Domestic
MTR_026199 | 12229 SE 207TH ST | LOT 65 SWANSON COURT |  |  | Non-Lead - Other | Unknown |  | 0 | Statistical analysis |  |  |  |  | Non-Lead - Other |  |  | Statistical analysis |  |  |  |  | Non-Lead |  |  |  | Domestic
MTR_024971 | 11704 SE 210TH PL | LOT 35 VILLA ESTATES |  |  | Non-Lead - Plastic | No | 1977-08-01 | 1 | Rectified Plan | No |  |  |  | Non-Lead - Other |  |  | Installation date is after the lead ban |  |  |  |  | Non-Lead |  |  |  | Domestic
MTR_021037 | 13541 SE 185TH CT | LOT207 FOREST ESTATES #2 |  |  | Non-Lead - Other | No |  | 0 | Installation date is after the lead ban |  |  |  |  | Non-Lead - Other |  |  | Installation date is after the lead ban |  |  |  |  | Non-Lead |  |  |  | Domestic
MTR_025263 | 12158 SE 212TH CT | L 204 GLENCARIN # 2 |  |  | Non-Lead - Other | No | 1968-07-31 | 0 | Installation date is after the lead ban |  |  |  |  | Non-Lead - Other |  |  | Installation date is after the lead ban |  |  |  |  | Non-Lead |  |  |  | Domestic
MTR_026165 | 12211 SE 207TH PL #10 | LOT 10 SWANSON COURT |  |  | Non-Lead - Other | Unknown |  | 0 | Statistical analysis |  |  |  |  | Non-Lead - Other |  |  | Statistical analysis |  |  |  |  | Non-Lead |  |  |  | Domestic
MTR_028501 | 22336 126TH PL SE | LOT 116 SUMMERGLEN #3 |  |  | Non-Lead - Other | No |  | 0 | Installation date is after the lead ban |  |  |  |  | Non-Lead - Other |  |  | Installation date is after the lead ban |  |  |  |  | Non-Lead |  |  |  | Domestic
MTR_026647 | 12416 SE 227TH ST | L49 MERIDIAN HIGHLANDS |  |  | Non-Lead - Other | No |  | 0 | Installation date is after the lead ban |  |  |  |  | Non-Lead - Other |  |  | Installation date is after the lead ban |  |  |  |  | Non-Lead |  |  |  | Domestic
MTR_026137 | 11823 SE 203RD ST | LOT 19 HEDLUND MEADOWS |  |  | Non-Lead - Other | No | 1978-07-26 | 0 | Installation date is after the lead ban |  |  |  |  | Non-Lead - Other |  |  | Installation date is after the lead ban |  |  |  |  | Non-Lead |  |  |  | Domestic
MTR_025264 | 12154 SE 212TH CT | L 205 GLENCARIN # 2 |  |  | Non-Lead - Other | No | 1968-07-31 | 0 | Installation date is after the lead ban |  |  |  |  | Non-Lead - Other |  |  | Installation date is after the lead ban |  |  |  |  | Non-Lead |  |  |  | Domestic
MTR_026582 | 22729 126TH PL SE | L13 MERIDIAN HIGHLANDS |  |  | Non-Lead - Other | No |  | 0 | Installation date is after the lead ban |  |  |  |  | Non-Lead - Other |  |  | Installation date is after the lead ban |  |  |  |  | Non-Lead |  |  |  | Domestic
MTR_026065 | 20721 122ND PL SE | LOT 35 FENTON RIDGE (WILLOW RIDGE) |  |  | Non-Lead - Other | No | 1995-08-31 | 0 | Installation date is after the lead ban |  |  |  |  | Non-Lead - Other |  |  | Installation date is after the lead ban |  |  |  |  | Non-Lead |  |  |  | Domestic
MTR_024969 | 11710 SE 210TH PL | LOT 34 VILLA ESTATES |  |  | Non-Lead - Plastic | No | 1977-08-01 | 1 | Rectified Plan | No |  |  |  | Non-Lead - Other |  |  | Installation date is after the lead ban |  |  |  |  | Non-Lead |  |  |  | Domestic
MTR_026587 | 12404 SE 227TH ST | LOT 51 MERIDIAN HIGHLANDS |  |  | Non-Lead - Other | No |  | 0 | Installation date is after the lead ban |  |  |  |  | Non-Lead - Other |  |  | Installation date is after the lead ban |  |  |  |  | Non-Lead |  |  |  | Domestic
MTR_012433 | 17126 SE 180TH CT | LOT 12 TROVITKSY PARK |  |  | Non-Lead - Other | No | 2003-03-14 | 4 | Rectified Plan | No |  |  |  | Non-Lead - Other |  |  | Installation date is after the lead ban |  |  |  |  | Non-Lead |  |  |  | Domestic
MTR_025124 | 12002 SE 212TH PL | L 29 GREEN TREE EAST |  |  | Non-Lead - Other | No | 1972-06-01 | 0 | Installation date is after the lead ban |  |  |  |  | Non-Lead - Other |  |  | Installation date is after the lead ban |  |  |  |  | Non-Lead |  |  |  | Domestic
MTR_028433 | 12508 SE 217TH ST | L 102 PARKWAY ESTATES |  |  | Non-Lead - Other | No | 1978-07-26 | 0 | Installation date is after the lead ban |  |  |  |  | Non-Lead - Other |  |  | Installation date is after the lead ban |  |  |  |  | Non-Lead |  |  |  | Domestic
MTR_012435 | 17116 SE 180TH CT | LOT 14 TROVITSKY PARK |  |  | Non-Lead - Other | No | 2003-03-14 | 4 | Rectified Plan | No |  |  |  | Non-Lead - Other |  |  | Installation date is after the lead ban |  |  |  |  | Non-Lead |  |  |  | Domestic
MTR_027876 | 12011 SE 218TH PL | LOT 28 CROWN ROYAL |  |  | Non-Lead - Other | No |  | 0 | Installation date is after the lead ban |  |  |  |  | Non-Lead - Other |  |  | Installation date is after the lead ban |  |  |  |  | Non-Lead |  |  |  | Assumed
MTR_028001 | 11618 SE 219TH PL | LOT 74 CROWN ROYAL |  |  | Non-Lead - Other | No |  | 0 | Installation date is after the lead ban |  |  |  |  | Non-Lead - Other |  |  | Installation date is after the lead ban |  |  |  |  | Non-Lead |  |  |  | Assumed
MTR_027677 | 21614 119TH CT SE | LOT 27 CROWN ROYAL II |  |  | Non-Lead - Other | No |  | 0 | Installation date is after the lead ban |  |  |  |  | Non-Lead - Other |  |  | Installation date is after the lead ban |  |  |  |  | Non-Lead |  |  |  | Assumed
MTR_014685 | 13054 SE 159TH PL | LOT 91 FAIRLANE WOODS |  |  | Non-Lead - Other | No | 1978-09-22 | 0 | Installation date is after the lead ban |  |  |  |  | Non-Lead - Other |  |  | Installation date is after the lead ban |  |  |  |  | Non-Lead |  |  |  | Domestic
MTR_028115 | 22018 120TH AVE SE | LOT 14 MEADOW GLEN #2 |  |  | Non-Lead - Other | No |  | 0 | Installation date is after the lead ban |  |  |  |  | Non-Lead - Other |  |  | Installation date is after the lead ban |  |  |  |  | Non-Lead |  |  |  | Domestic
MTR_014715 | 12953 SE 157TH PL | LOT 32 FAIRLANE WOODS |  |  | Non-Lead - Other | No | 1978-09-22 | 0 | Installation date is after the lead ban |  |  |  |  | Non-Lead - Other |  |  | Installation date is after the lead ban |  |  |  |  | Non-Lead |  |  |  | Domestic
MTR_027933 | 12017 SE 219TH CT | LOT 19 CROWN ROYAL |  |  | Non-Lead - Other | No |  | 0 | Installation date is after the lead ban |  |  |  |  | Non-Lead - Other |  |  | Installation date is after the lead ban |  |  |  |  | Non-Lead |  |  |  | Assumed
MTR_014136 | 11568 SE 170TH CT | LOT 46 GLACIER VIEW TOWNHOMES |  |  | Non-Lead - Other | No | 2005-10-28 | 1 | Installation date is after the lead ban |  |  |  |  | Non-Lead - Other |  |  | Installation date is after the lead ban |  |  |  |  | Non-Lead |  |  |  | Domestic
MTR_028010 | 12300 SE 221ST ST | LOT 47 GLENCARIN SOUTH |  |  | Non-Lead - Other | No |  | 0 | Installation date is after the lead ban |  |  |  |  | Non-Lead - Other |  |  | Installation date is after the lead ban |  |  |  |  | Non-Lead |  |  |  | Domestic
MTR_030151 | 12326 SE 158TH ST | L4 B5 CASCADE VILLAGE 2 |  |  | Non-Lead - Other | No | 2016-06-22 | 0.75 | Rectified Plan |  |  |  |  | Non-Lead - Other |  |  | Statistical analysis |  |  |  |  | Non-Lead |  |  |  | Domestic
MTR_028032 | 22122 123RD AVE SE | LOT 27 GLENCARIN SOUTH |  |  | Non-Lead - Other | No |  | 0 | Installation date is after the lead ban |  |  |  |  | Non-Lead - Other |  |  | Installation date is after the lead ban |  |  |  |  | Non-Lead |  |  |  | Domestic
MTR_014713 | 12943 SE 157TH PL | LOT 30 FAIRLANE WOODS |  |  | Non-Lead - Other | No | 1978-09-22 | 0 | Installation date is after the lead ban |  |  |  |  | Non-Lead - Other |  |  | Installation date is after the lead ban |  |  |  |  | Non-Lead |  |  |  | Domestic
MTR_017603 | 17816 111TH AVE SE | L10 HIGGINBOTHAM ADD. |  |  | Galvanized Requiring Replacement | Unknown |  | 0 | Relative Placement | Yes | Visual inspection at the meter pit | 2024-02-14 |  | Galvanized Requiring Replacement |  |  | Field inspection only with no records | Yes | Visual inspection at the meter pit | 2024-02-14 |  | Galvanized Requiring Replacement |  |  |  | Assumed
MTR_014729 | 15653 129TH CT SE | LOT 56 FAIRLANE WOODS |  |  | Non-Lead - Other | No | 1978-09-22 | 0 | Installation date is after the lead ban |  |  |  |  | Non-Lead - Other |  |  | Installation date is after the lead ban |  |  |  |  | Non-Lead |  |  |  | Domestic
MTR_017085 | 17828 114TH PL SE | LOT 22 MORNING GLEN |  |  | Non-Lead - Other | No | 1996-03-12 | 0 | Installation date is after the lead ban |  |  |  |  | Non-Lead - Other |  |  | Installation date is after the lead ban |  |  |  |  | Non-Lead |  |  |  | Domestic
MTR_003726 | 13012 SE 234TH ST | L 5 MERIDIAN VILLA EST |  |  | Non-Lead - Other | No |  | 0 | Installation date is after the lead ban |  |  |  |  | Non-Lead - Other |  |  | Installation date is after the lead ban |  |  |  |  | Non-Lead |  |  |  | Assumed
MTR_016146 | 15923 SE 184TH ST | LOT 7 CARRIAGEWOOD 8 |  |  | Non-Lead - Plastic | No | 1983-07-01 | 0 | Rectified Plan | No |  |  |  | Non-Lead - Other |  |  | Installation date is after the lead ban |  |  |  |  | Non-Lead |  |  |  | Domestic
MTR_027080 | 22706 129TH PL SE | LOT 101 FERN CREST WEST |  |  | Non-Lead - Other | No | 2006-04-28 | 0 | Installation date is after the lead ban |  |  |  |  | Non-Lead - Other |  |  | Installation date is after the lead ban |  |  |  |  | Non-Lead |  |  |  | Domestic
MTR_019196 | 19250 99TH PL S | L5 HI PK TRACTS 1ST ADD |  |  | Non-Lead - Other | Unknown |  | 0 | Statistical analysis |  |  |  |  | Non-Lead - Other |  |  | Statistical analysis |  |  |  |  | Non-Lead |  |  |  | Assumed
MTR_024057 | 21009 103RD AVE SE | LOT 12 STONEPINE |  |  | Non-Lead - Other | No |  | 0 | Installation date is after the lead ban |  |  |  |  | Non-Lead - Other |  |  | Installation date is after the lead ban |  |  |  |  | Non-Lead |  |  |  | Domestic
MTR_016645 | 15012 SE 181ST ST | L74 CARRIAGEWOOD 1 |  |  | Non-Lead - Other | No | 1980-06-01 | 0 | Installation date is after the lead ban |  |  |  |  | Non-Lead - Other |  |  | Installation date is after the lead ban |  |  |  |  | Non-Lead |  |  |  | Domestic
MTR_026411 | 22554 125TH PL SE | LOT 85 PHEASANTS HOLLOW |  |  | Non-Lead - Other | No | 1996-02-26 | 0 | Installation date is after the lead ban |  |  |  |  | Non-Lead - Other |  |  | Installation date is after the lead ban |  |  |  |  | Non-Lead |  |  |  | Domestic
MTR_016805 | 18224 150TH AVE SE | L33 CARRIAGEWOOD 5 |  |  | Non-Lead - Other | No | 1983-07-01 | 0 | Installation date is after the lead ban |  |  |  |  | Non-Lead - Other |  |  | Installation date is after the lead ban |  |  |  |  | Non-Lead |  |  |  | Domestic
MTR_026552 | 12803 SE 232ND ST | LOT 11 MISTY MEADOWS #1 |  |  | Non-Lead - Other | No |  | 0 | Installation date is after the lead ban |  |  |  |  | Non-Lead - Other |  |  | Installation date is after the lead ban |  |  |  |  | Non-Lead |  |  |  | Domestic
MTR_022222 | 18818 116TH AVE SE | WEST 1/2 OF L2,LESS SOUTH 60;BLK 1 NW GRDN TRTS 4 |  |  | Non-Lead - Other | Unknown |  | 0 | Relative Placement | No |  |  |  | Non-Lead - Other |  |  | Statistical analysis |  |  |  |  | Non-Lead |  |  |  | Assumed
MTR_026683 | 13021 SE 231ST WAY | LOT 44 MISTY MEADOWS#2 |  |  | Non-Lead - Other | No |  | 0 | Installation date is after the lead ban |  |  |  |  | Non-Lead - Other |  |  | Installation date is after the lead ban |  |  |  |  | Non-Lead |  |  |  | Domestic
MTR_022477 | 19546 113TH PL SE | LOT 1 PANTHER MEADOWS |  |  | Non-Lead - Other | No | 2004-07-26 | 0 | Installation date is after the lead ban |  |  |  |  | Non-Lead - Other |  |  | Installation date is after the lead ban |  |  |  |  | Non-Lead |  |  |  | Domestic
MTR_018240 | 18127 141ST AVE SE | LOT 7 FAIRWOOD FIRS |  |  | Non-Lead - Other | No | 1986-05-01 | 0 | Installation date is after the lead ban |  |  |  |  | Non-Lead - Other |  |  | Installation date is after the lead ban |  |  |  |  | Non-Lead |  |  |  | Domestic
MTR_015320 | 17419 129TH AVE SE | L9 BLK 1 RENTON PARK |  |  | Non-Lead - Other | No | 2011-08-10 | 0 | Rectified Plan |  |  |  |  | Non-Lead - Other |  |  | Statistical analysis |  |  |  |  | Non-Lead |  |  |  | Domestic
MTR_028492 | 22301 126TH PL SE | LOT 104 SUMMERGLEN #3 |  |  | Non-Lead - Other | No |  | 0 | Installation date is after the lead ban |  |  |  |  | Non-Lead - Other |  |  | Installation date is after the lead ban |  |  |  |  | Non-Lead |  |  |  | Domestic
MTR_015845 | 14502 SE 188TH WAY | LOT 26 BOLLMAN PLAT |  |  | Non-Lead - Other | No | 2003-03-05 | 0 | Installation date is after the lead ban |  |  |  |  | Non-Lead - Other |  |  | Installation date is after the lead ban |  |  |  |  | Non-Lead |  |  |  | Domestic
MTR_018215 | 18233 141ST AVE SE | LOT 13 FAIRWOOD FIRS |  |  | Non-Lead - Other | No | 1986-05-01 | 0 | Installation date is after the lead ban |  |  |  |  | Non-Lead - Other |  |  | Installation date is after the lead ban |  |  |  |  | Non-Lead |  |  |  | Domestic
MTR_023212 | 9737 S 212TH ST | L50 WESTVIEW TERR. #2 |  |  | Non-Lead - Other | No | 2008-10-29 | 0 | Rectified Plan |  |  |  |  | Non-Lead - Other |  |  | Statistical analysis |  |  |  |  | Non-Lead |  |  |  | Domestic
MTR_015803 | 14770 SE 185TH PL | LOT 43 FAIRHAVEN #2 |  |  | Non-Lead - Other | No | 2001-07-27 | 0 | Installation date is after the lead ban |  |  |  |  | Non-Lead - Other |  |  | Installation date is after the lead ban |  |  |  |  | Non-Lead |  |  |  | Domestic
MTR_011308 | 10812 SE 166TH ST | EAST 70 LOT 6 BLOCK 9 AKERS FARMS #6 |  |  | Non-Lead - Other | No | 2003-03-28 | 0 | Rectified Plan |  |  |  |  | Non-Lead - Other |  |  | Statistical analysis |  |  |  |  | Non-Lead |  |  |  | Domestic
MTR_027786 | 12317 SE 221ST ST | LOT 30 GLENCARIN SOUTH |  |  | Non-Lead - Other | No |  | 0 | Installation date is after the lead ban |  |  |  |  | Non-Lead - Other |  |  | Installation date is after the lead ban |  |  |  |  | Non-Lead |  |  |  | Domestic
MTR_012438 | 17016 SE 180TH PL | LOT 17 TROVITSKY PARK |  |  | Non-Lead - Other | No | 2003-03-14 | 4 | Rectified Plan | No |  |  |  | Non-Lead - Other |  |  | Installation date is after the lead ban |  |  |  |  | Non-Lead |  |  |  | Domestic
MTR_015807 | 14601 SE 185TH PL | LOT 23 FAIRHAVEN #2 |  |  | Non-Lead - Other | No | 2001-07-27 | 0 | Installation date is after the lead ban |  |  |  |  | Non-Lead - Other |  |  | Installation date is after the lead ban |  |  |  |  | Non-Lead |  |  |  | Domestic
MTR_021629 | 19906 138TH AVE SE | LOT5 STAFFORD HANSELL#11 |  |  | Non-Lead - Other | No |  | 0 | Rectified Plan | No |  |  |  | Non-Lead - Other |  |  | Installation date is after the lead ban |  |  |  |  | Non-Lead |  |  |  | Domestic
MTR_012571 | 18206 168TH WAY SE | LOT 30 TROVITSKY PARK |  |  | Non-Lead - Other | No | 2003-03-14 | 4 | Rectified Plan | No |  |  |  | Non-Lead - Other |  |  | Installation date is after the lead ban |  |  |  |  | Non-Lead |  |  |  | Domestic
MTR_027764 | 12222 SE 223RD DR | L57 MEADOWGREEN EST |  |  | Non-Lead - Other | No |  | 5.25 | Installation date is after the lead ban |  |  |  |  | Non-Lead - Other |  |  | Installation date is after the lead ban |  |  |  |  | Non-Lead |  |  |  | Hydrant
MTR_021359 | 14013 SE 194TH ST | L2 ECHO GLEN |  |  | Non-Lead - Other | No |  | 0 | Installation date is after the lead ban |  |  |  |  | Non-Lead - Other |  |  | Installation date is after the lead ban |  |  |  |  | Non-Lead |  |  |  | Domestic
MTR_018618 | 9427 S 204TH PL | LOT 14 CHESTNUT RIDGE #2 |  |  | Non-Lead - Other | No |  | 0 | Installation date is after the lead ban |  |  |  |  | Non-Lead - Other |  |  | Installation date is after the lead ban |  |  |  |  | Non-Lead |  |  |  | Domestic
MTR_027922 | 21922 120TH AVE SE | LOT 15 CROWN ROYAL |  |  | Non-Lead - Other | No |  | 0 | Installation date is after the lead ban |  |  |  |  | Non-Lead - Other |  |  | Installation date is after the lead ban |  |  |  |  | Non-Lead |  |  |  | Assumed
MTR_018567 | 20609 94TH AVE S | LOT A KC LOT LINE 785035 |  |  | Non-Lead - Other | No |  | 0 | Installation date is after the lead ban |  |  |  |  | Non-Lead - Other |  |  | Installation date is after the lead ban |  |  |  |  | Non-Lead |  |  |  | Assumed
MTR_024668 | 12528 SE 202ND PL | L33 SHERLYN PARK |  |  | Non-Lead - Other | No |  | 0 | Installation date is after the lead ban |  |  |  |  | Non-Lead - Other |  |  | Installation date is after the lead ban |  |  |  |  | Non-Lead |  |  |  | Domestic
MTR_027843 | 11921 SE 222ND PL | LOT 106 MEADOWGREEN |  |  | Non-Lead - Other | No |  | 0 | Installation date is after the lead ban |  |  |  |  | Non-Lead - Other |  |  | Installation date is after the lead ban |  |  |  |  | Non-Lead |  |  |  | Domestic
MTR_020007 | 20338 102ND AVE SE | LOT 1 MAPLE TREE ESTATES |  |  | Non-Lead - Other | No | 2009-08-19 | 0 | Installation date is after the lead ban |  |  |  |  | Non-Lead - Other |  |  | Installation date is after the lead ban |  |  |  |  | Non-Lead |  |  |  | Domestic
MTR_024873 | 14319 SE 204TH PL | EASTERLY PORTION TAX LOT 46 S-T-R 3 |  |  | Non-Lead - Other | No |  | 0 | Installation date is after the lead ban |  |  |  |  | Non-Lead - Other |  |  | Installation date is after the lead ban |  |  |  |  | Non-Lead |  |  |  | Assumed
MTR_003523 | 12332 SE 237TH PL | LOT 11 OAKDALE |  |  | Non-Lead - Other | No | 1989-04-20 | 6 | Rectified Plan | No |  |  |  | Non-Lead - Other |  |  | Installation date is after the lead ban |  |  |  |  | Non-Lead |  |  |  | Domestic
MTR_016368 | 15820 SE 179TH ST | LOT 3 CANDLEWOOD RIDGE#1 |  |  | Non-Lead - Other | No |  | 0 | Installation date is after the lead ban |  |  |  |  | Non-Lead - Other |  |  | Installation date is after the lead ban |  |  |  |  | Non-Lead |  |  |  | Domestic
MTR_020395 | 10015 SE 203RD ST | L3 ALDERWOOD |  |  | Non-Lead - Other | No |  | 0 | Installation date is after the lead ban |  |  |  |  | Non-Lead - Other |  |  | Installation date is after the lead ban |  |  |  |  | Non-Lead |  |  |  | Domestic
MTR_002704 | 23861 125TH PL SE | LOT 23 MERIDIAN GLENN |  |  | Non-Lead - Other | No | 2000-11-08 | 0 | Rectified Plan | No |  |  |  | Non-Lead - Other |  |  | Installation date is after the lead ban |  |  |  |  | Non-Lead |  |  |  | Domestic
MTR_024653 | 20103 130TH AVE SE | L43 LINDA HIGHLANDS |  |  | Non-Lead - Other | No |  | 0 | Installation date is after the lead ban |  |  |  |  | Non-Lead - Other |  |  | Installation date is after the lead ban |  |  |  |  | Non-Lead |  |  |  | Domestic
MTR_018726 | 9720 S 203RD ST | LOT 1 CHESTNUT RIDGE #1 |  |  | Non-Lead - Other | No |  | 0 | Installation date is after the lead ban |  |  |  |  | Non-Lead - Other |  |  | Installation date is after the lead ban |  |  |  |  | Non-Lead |  |  |  | Assumed
MTR_002699 | 23842 125TH PL SE | LOT 19 MERIDIAN GLENN |  |  | Non-Lead - Other | No | 2000-11-08 | 0 | Rectified Plan | No |  |  |  | Non-Lead - Other |  |  | Installation date is after the lead ban |  |  |  |  | Non-Lead |  |  |  | Domestic
MTR_027878 | 11623 SE 223RD DR | LOT 3 MEADOWGREEN ESTATE |  |  | Non-Lead - Other | No |  | 0 | Installation date is after the lead ban |  |  |  |  | Non-Lead - Other |  |  | Installation date is after the lead ban |  |  |  |  | Non-Lead |  |  |  | Domestic
MTR_022570 | 19331 114TH PL SE | LOT 44 PLATEAU @ PANTHER LAKE |  |  | Non-Lead - Other | No | 2007-03-05 | 0 | Installation date is after the lead ban |  |  |  |  | Non-Lead - Other |  |  | Installation date is after the lead ban |  |  |  |  | Non-Lead |  |  |  | Domestic
MTR_019153 | 18635 108TH AVE SE | LOT 1 MELROSE PLACE |  |  | Non-Lead - Other | No |  | 0 | Installation date is after the lead ban |  |  |  |  | Non-Lead - Other |  |  | Installation date is after the lead ban |  |  |  |  | Non-Lead |  |  |  | Assumed
MTR_028582 | 12507 SE 221ST PL | LOT 67 SUMMERGLEN 2 |  |  | Non-Lead - Other | No |  | 5.25 | Installation date is after the lead ban |  |  |  |  | Non-Lead - Other |  |  | Installation date is after the lead ban |  |  |  |  | Non-Lead |  |  |  | Hydrant
MTR_022726 | 11912 SE 196TH ST | 9921-001375 |  |  | Non-Lead - Other | No | 2001-03-28 | 0 | Rectified Plan |  |  |  |  | Non-Lead - Other |  |  | Statistical analysis |  |  |  |  | Non-Lead |  |  |  | Domestic
MTR_027294 | 23625 140TH AVE SE | TAX LOT 15 SW 15-22-5 |  |  | Non-Lead - Other | Unknown |  | 0 | Statistical analysis |  |  |  |  | Non-Lead - Other |  |  | Statistical analysis |  |  |  |  | Non-Lead |  |  |  | Assumed
MTR_028224 | 13027 SE 221ST PL | LOT 14 SUMMER GLEN EAST (STRATHMORE ) |  |  | Non-Lead - Other | No | 1995-08-28 | 0 | Installation date is after the lead ban |  |  |  |  | Non-Lead - Other |  |  | Installation date is after the lead ban |  |  |  |  | Non-Lead |  |  |  | Domestic
MTR_019209 | 19227 98TH AVE S | LOT 3 SPRINGBROOK TERRACE |  |  | Non-Lead - Other | No | 1984-06-01 | 0 | Installation date is after the lead ban |  |  |  |  | Non-Lead - Other |  |  | Installation date is after the lead ban |  |  |  |  | Non-Lead |  |  |  | Assumed
MTR_013993 | 17418 108TH AVE SE | TAX LOT 72 SEC 29-23-5 |  |  | Non-Lead - Other | Unknown |  | 0 | Statistical analysis |  |  |  |  | Non-Lead - Other |  |  | Statistical analysis |  |  |  |  | Non-Lead |  |  |  | Domestic
MTR_028283 | 22031 129TH PL SE | LOT 45 SUMMER GLEN EAST (STRATHMORE ) |  |  | Non-Lead - Other | No | 1995-08-28 | 0 | Installation date is after the lead ban |  |  |  |  | Non-Lead - Other |  |  | Installation date is after the lead ban |  |  |  |  | Non-Lead |  |  |  | Domestic
MTR_019223 | 19245 98TH AVE S | LOT 6 SPRINGBROOK TERRACE |  |  | Non-Lead - Other | No | 1984-06-01 | 0 | Installation date is after the lead ban |  |  |  |  | Non-Lead - Other |  |  | Installation date is after the lead ban |  |  |  |  | Non-Lead |  |  |  | Assumed
MTR_017857 | 17808 108TH AVE SE | TL 104 SECTION 32-23-5 |  |  | Non-Lead - Other | No |  | 0 | Installation date is after the lead ban |  |  |  |  | Non-Lead - Other |  |  | Installation date is after the lead ban |  |  |  |  | Non-Lead |  |  |  | Domestic
MTR_028246 | 22049 129TH PL SE | LOT 48 SUMMERGLEN EAST |  |  | Non-Lead - Other | No | 1995-08-28 | 0 | Installation date is after the lead ban |  |  |  |  | Non-Lead - Other |  |  | Installation date is after the lead ban |  |  |  |  | Non-Lead |  |  |  | Domestic
MTR_022555 | 11417 SE 195TH PL | LOT 87 PLATEAU @ PANTHER LAKE |  |  | Non-Lead - Other | No | 2007-03-05 | 0 | Installation date is after the lead ban |  |  |  |  | Non-Lead - Other |  |  | Installation date is after the lead ban |  |  |  |  | Non-Lead |  |  |  | Domestic
MTR_028757 | 11024 SE 223RD PL | LOT 30 BENSON EAST |  |  | Non-Lead - Other | No | 1977-05-13 | 1.25 | Installation date is after the lead ban |  |  |  |  | Non-Lead - Other |  |  | Installation date is after the lead ban |  |  |  |  | Non-Lead |  |  |  | Domestic
MTR_011100 | 16020 114TH AVE SE | N 80 OF S308 LOT1 BLK2 AKERS FAR MS #6 LESS E100 |  |  | Non-Lead - Other | Unknown |  | 0 | Statistical analysis |  |  |  |  | Non-Lead - Other |  |  | Statistical analysis |  |  |  |  | Non-Lead |  |  |  | Domestic
MTR_022566 | 19443 115TH PL SE | LOT 71 PLATEAU @ PANTHER LAKE |  |  | Non-Lead - Other | No | 2007-03-05 | 0 | Installation date is after the lead ban |  |  |  |  | Non-Lead - Other |  |  | Installation date is after the lead ban |  |  |  |  | Non-Lead |  |  |  | Domestic
MTR_015765 | 18611 148TH AVE SE | TAX LOT 159 SE 34-23-5 |  |  | Non-Lead - Other | No |  | 0 | Installation date is after the lead ban |  |  |  |  | Non-Lead - Other |  |  | Installation date is after the lead ban |  |  |  |  | Non-Lead |  |  |  | Domestic
MTR_015059 | 15771 118TH PL SE | L23 BLK6 CASCADE VISTA#2 |  |  | Non-Lead - Other | No | 2014-04-16 | 1 | Rectified Plan |  |  |  |  | Non-Lead - Other |  |  | Statistical analysis |  |  |  |  | Non-Lead |  |  |  | Domestic
MTR_028858 | 10824 SE 217TH ST | L4 PAR.D TL69&89 8-22-5 |  |  | Non-Lead - Other | No |  | 0 | Installation date is after the lead ban |  |  |  |  | Non-Lead - Other |  |  | Installation date is after the lead ban |  |  |  |  | Non-Lead |  |  |  | Assumed
MTR_002892 | 11832 SE 157TH PL | L5 B9 CASCADE VISTA 2 |  |  | Non-Lead - Other | No | 2014-04-16 | 0 | Rectified Plan |  |  |  |  | Non-Lead - Other |  |  | Statistical analysis |  |  |  |  | Non-Lead |  |  |  | Domestic
MTR_017241 | IRRIGATION TRACT C SERENITY RDG | IRRIGATION TRACT C SERENITY RIDGE |  |  | Non-Lead - Other | No | 2001-07-10 | 0 | Statistical analysis |  |  |  |  | Non-Lead - Other |  |  | Statistical analysis |  |  |  |  | Non-Lead |  |  |  | Irrigation
MTR_018837 | 10415 SE 187TH PL | LOT 33 FREDERICKS PLACE |  |  | Non-Lead - Other | No | 1995-09-21 | 0 | Installation date is after the lead ban |  |  |  |  | Non-Lead - Other |  |  | Installation date is after the lead ban |  |  |  |  | Non-Lead |  |  |  | Domestic
MTR_011379 | 1426 S 28TH ST | LOT 4 ROSA MEADOWS |  |  | Non-Lead - Other | No | 2014-09-02 | 0 | Installation date is after the lead ban |  |  |  |  | Non-Lead - Other |  |  | Installation date is after the lead ban |  |  |  |  | Non-Lead |  |  |  | Domestic
MTR_018921 | 1005 S 48TH ST | LOT 15 THE RESERVE @ STONEHAVEN |  |  | Non-Lead - Other | No | 2006-01-12 | 0 | Installation date is after the lead ban |  |  |  |  | Non-Lead - Other |  |  | Installation date is after the lead ban |  |  |  |  | Non-Lead |  |  |  | Domestic
MTR_023483 | 10806 SE 212TH ST | LOT 1 BENSON HILLS #1 |  |  | Non-Lead - Other | No |  | 0 | Installation date is after the lead ban |  |  |  |  | Non-Lead - Other |  |  | Installation date is after the lead ban |  |  |  |  | Non-Lead |  |  |  | Assumed
MTR_015098 | 11856 SE 157TH PL | L9 B9 CASCADE VISTA 2 |  |  | Non-Lead - Other | No | 2014-04-16 | 1 | Rectified Plan |  |  |  |  | Non-Lead - Other |  |  | Statistical analysis |  |  |  |  | Non-Lead |  |  |  | Domestic
MTR_018937 | 870 S 48TH ST | LOT 27 THE RESERVE @ STONEHAVEN |  |  | Non-Lead - Other | No | 2006-01-12 | 0 | Installation date is after the lead ban |  |  |  |  | Non-Lead - Other |  |  | Installation date is after the lead ban |  |  |  |  | Non-Lead |  |  |  | Domestic
MTR_028857 | 10830 SE 217TH ST | L1 B3 TWIN MAPLES |  |  | Non-Lead - Other | No |  | 0 | Installation date is after the lead ban |  |  |  |  | Non-Lead - Other |  |  | Installation date is after the lead ban |  |  |  |  | Non-Lead |  |  |  | Assumed
MTR_011153 | 16318 114TH AVE SE | N 100 OF THE S 170 LOT 1 BLK 4 AK ER'S FARMS #6 |  |  | Non-Lead - Other | No |  | 0.75 | Installation date is after the lead ban |  |  |  |  | Non-Lead - Other |  |  | Installation date is after the lead ban |  |  |  |  | Non-Lead |  |  |  | Assumed
MTR_019204 | 19260 99TH PL S | L6 P7 B1 HI PK TRTS |  |  | Non-Lead - Other | Unknown |  | 0 | Statistical analysis |  |  |  |  | Non-Lead - Other |  |  | Statistical analysis |  |  |  |  | Non-Lead |  |  |  | Assumed
MTR_024243 | 21418 114TH PL SE | LOT 10 CARENA GLEN |  |  | Non-Lead - Other | No |  | 0 | Installation date is after the lead ban |  |  |  |  | Non-Lead - Other |  |  | Installation date is after the lead ban |  |  |  |  | Non-Lead |  |  |  | Domestic
MTR_011235 | 16618 113TH AVE SE | SOUTH 125 LOT 1 BLOCK 11 AKERS FARMS 6 |  |  | Non-Lead - Other | Unknown |  | 0 | Statistical analysis |  |  |  |  | Non-Lead - Other |  |  | Statistical analysis |  |  |  |  | Non-Lead |  |  |  | Domestic
MTR_021201 | 14646 SE 195TH PL | LOT 5 LAKE YOUNGS PLAT |  |  | Non-Lead - Other | No | 1997-06-19 | 0 | Installation date is after the lead ban |  |  |  |  | Non-Lead - Other |  |  | Installation date is after the lead ban |  |  |  |  | Non-Lead |  |  |  | Domestic
MTR_011167 | 16301 116TH AVE SE | N100 OF THE S 200 L3 BLK4 AKERS FARMS #6 -W178' |  |  | Non-Lead - Other | No |  | 0.75 | Installation date is after the lead ban |  |  |  |  | Non-Lead - Other |  |  | Installation date is after the lead ban |  |  |  |  | Non-Lead |  |  |  | Assumed
MTR_028342 | 12929 SE 217TH PL | LOT 24 WIMBLEDON RIDGE |  |  | Non-Lead - Other | No | 1995-08-28 | 0 | Installation date is after the lead ban |  |  |  |  | Non-Lead - Other |  |  | Installation date is after the lead ban |  |  |  |  | Non-Lead |  |  |  | Domestic
MTR_021426 | 19715 143RD PL SE | LOT 51 RUDDELLS 3RD ADDITION |  |  | Non-Lead - Other | No |  | 0 | Installation date is after the lead ban |  |  |  |  | Non-Lead - Other |  |  | Installation date is after the lead ban |  |  |  |  | Non-Lead |  |  |  | Domestic
MTR_018931 | 4733 BURNETT CT S | LOT 6 THE RESERVE @ STONEHAVEN |  |  | Non-Lead - Other | No | 2006-01-12 | 0 | Installation date is after the lead ban |  |  |  |  | Non-Lead - Other |  |  | Installation date is after the lead ban |  |  |  |  | Non-Lead |  |  |  | Domestic
MTR_028340 | 21727 130TH AVE SE | LOT 27 WIMBLEDON RIDGE |  |  | Non-Lead - Other | No | 1995-08-28 | 0 | Installation date is after the lead ban |  |  |  |  | Non-Lead - Other |  |  | Installation date is after the lead ban |  |  |  |  | Non-Lead |  |  |  | Domestic
MTR_021718 | 19824 137TH AVE SE | LOT 20 SOOS CREEK MEADOWS |  |  | Non-Lead - Other | No |  | 0 | Rectified Plan | No |  |  |  | Non-Lead - Other |  |  | Installation date is after the lead ban |  |  |  |  | Non-Lead |  |  |  | Domestic
MTR_013977 | 11510,12,14,16 SE 175TH ST | 11510,12,14,16 SE 175TH ST |  |  | Non-Lead - Other | No |  | 1 | Installation date is after the lead ban |  |  |  |  | Non-Lead - Other |  |  | Installation date is after the lead ban |  |  |  |  | Non-Lead |  |  |  | Domestic
MTR_028210 | 22012 131ST PL SE | LOT 8 EASTLAND MEADOWS |  |  | Non-Lead - Other | No | 1999-11-12 | 0 | Installation date is after the lead ban |  |  |  |  | Non-Lead - Other |  |  | Installation date is after the lead ban |  |  |  |  | Non-Lead |  |  |  | Domestic
MTR_021902 | 13310 SE 196TH ST | LOT 6 FOREST TRAILS 3 |  |  | Non-Lead - Other | No |  | 0 | Installation date is after the lead ban |  |  |  |  | Non-Lead - Other |  |  | Installation date is after the lead ban |  |  |  |  | Non-Lead |  |  |  | Assumed
MTR_013980 | IRRIGATION-GAINSBOROUGH CMN | IRRIGATION-GAINSBOROUGH COMMONS |  |  | Non-Lead - Other | No |  | 0.75 | Installation date is after the lead ban |  |  |  |  | Non-Lead - Other |  |  | Installation date is after the lead ban |  |  |  |  | Non-Lead |  |  |  | Assumed
MTR_016520 | 17714 160TH AVE SE | LOT 54 CANDLEWOOD RIDGE #1 |  |  | Non-Lead - Other | No |  | 0 | Installation date is after the lead ban |  |  |  |  | Non-Lead - Other |  |  | Installation date is after the lead ban |  |  |  |  | Non-Lead |  |  |  | Domestic
MTR_021710 | 13735 SE 199TH PL | LOT 12 SOOS CREEK MEADOWS |  |  | Non-Lead - Other | No |  | 0 | Rectified Plan | No |  |  |  | Non-Lead - Other |  |  | Installation date is after the lead ban |  |  |  |  | Non-Lead |  |  |  | Domestic
MTR_030226 | 16640 SE OLD PETROVITSKY RD | TAX LOT 98 SECTION 36-23-5 |  |  | Non-Lead - Other | No |  | 0 | Installation date is after the lead ban |  |  |  |  | Non-Lead - Other |  |  | Installation date is after the lead ban |  |  |  |  | Non-Lead |  |  |  | Assumed
MTR_015501 | 17402 125TH AVE SE | LOT 2 DO SHORT PLAT |  |  | Non-Lead - Copper | No | 2006-09-01 | 0 | Rectified Plan | No |  |  |  | Non-Lead - Other |  |  | Installation date is after the lead ban |  |  |  |  | Non-Lead |  |  |  | Domestic
MTR_016225 | 17727 162ND AVE SE | LOT 44 CANDLEWOOD RIDGE #3 |  |  | Non-Lead - Other | No | 1977-07-13 | 1 | Installation date is after the lead ban |  |  |  |  | Non-Lead - Other |  |  | Installation date is after the lead ban |  |  |  |  | Non-Lead |  |  |  | Domestic
MTR_024302 | 21610 95TH PL S | LOT 8 KENTWOOD 8 |  |  | Non-Lead - Other | No |  | 0 | Installation date is after the lead ban |  |  |  |  | Non-Lead - Other |  |  | Installation date is after the lead ban |  |  |  |  | Non-Lead |  |  |  | Domestic
MTR_021713 | 13734 SE 199TH PL | LOT 15 SOOS CREEK MEADOWS |  |  | Non-Lead - Other | No |  | 0 | Rectified Plan | No |  |  |  | Non-Lead - Other |  |  | Installation date is after the lead ban |  |  |  |  | Non-Lead |  |  |  | Domestic
MTR_028152 | 22245 131ST AVE SE | LOT 30 MATHESON PARK 2 |  |  | Non-Lead - Other | No | 1995-07-21 | 0 | Installation date is after the lead ban |  |  |  |  | Non-Lead - Other |  |  | Installation date is after the lead ban |  |  |  |  | Non-Lead |  |  |  | Domestic
MTR_028774 | 10909 SE 223RD PL | LOT 15 BENSON EAST |  |  | Non-Lead - Other | No | 1977-05-13 | 1 | Installation date is after the lead ban |  |  |  |  | Non-Lead - Other |  |  | Installation date is after the lead ban |  |  |  |  | Non-Lead |  |  |  | Domestic
MTR_015763 | 14027 SE 188TH WAY | LOT 20 FAIRHAVEN |  |  | Non-Lead - Other | No | 1995-08-03 | 0 | Installation date is after the lead ban |  |  |  |  | Non-Lead - Other |  |  | Installation date is after the lead ban |  |  |  |  | Non-Lead |  |  |  | Domestic
MTR_015404 | 12663 SE 169TH PL | L 54 CASCADE VISTA 3 |  |  | Non-Lead - Other | No | 2011-08-10 | 0 | Rectified Plan |  |  |  |  | Non-Lead - Other |  |  | Statistical analysis |  |  |  |  | Non-Lead |  |  |  | Domestic
MTR_023253 | 21518 95TH PL S | LOT 12 GARRISON HEIGHTS |  |  | Non-Lead - Other | No |  | 0 | Installation date is after the lead ban |  |  |  |  | Non-Lead - Other |  |  | Installation date is after the lead ban |  |  |  |  | Non-Lead |  |  |  | Assumed
MTR_022128 | 12151 SE 186TH ST | LOT 16 AURIA WOODS |  |  | Non-Lead - Other | No | 2004-03-31 | 0 | Rectified Plan | No |  |  |  | Non-Lead - Other |  |  | Installation date is after the lead ban |  |  |  |  | Non-Lead |  |  |  | Domestic
MTR_015249 | 17025 130TH AVE SE | L10 RENTON PARK #3 |  |  | Non-Lead - Other | Unknown |  | 0 | Statistical analysis |  |  |  |  | Non-Lead - Other |  |  | Statistical analysis |  |  |  |  | Non-Lead |  |  |  | Domestic
MTR_017860 | 17808 108TH AVE SE | TL 104 SEC 32-23-5 |  |  | Non-Lead - Other | No |  | 0 | Installation date is after the lead ban |  |  |  |  | Non-Lead - Other |  |  | Installation date is after the lead ban |  |  |  |  | Non-Lead |  |  |  | Domestic
MTR_022663 | 19204 120TH PL SE | LOT 6-A HANSEN SHORT PLAT PH 1 |  |  | Non-Lead - Other | No | 2014-02-13 | 0 | Installation date is after the lead ban |  |  |  |  | Non-Lead - Other |  |  | Installation date is after the lead ban |  |  |  |  | Non-Lead |  |  |  | Domestic
MTR_015195 | 12735 SE 171ST PL | L 89 CASCADE VISTA 3 |  |  | Non-Lead - Other | No | 2011-08-10 | 0 | Rectified Plan |  |  |  |  | Non-Lead - Other |  |  | Statistical analysis |  |  |  |  | Non-Lead |  |  |  | Domestic
MTR_028779 | 10943 SE 223RD PL | LOT 20 BENSON EAST |  |  | Non-Lead - Other | No | 1977-05-13 | 1 | Installation date is after the lead ban |  |  |  |  | Non-Lead - Other |  |  | Installation date is after the lead ban |  |  |  |  | Non-Lead |  |  |  | Domestic
MTR_015469 | 12743 SE 173RD PL | UNIT 7-B LA FORTUNA TOWNHOMES |  |  | Non-Lead - Other | No | 2007-05-29 | 0 | Installation date is after the lead ban |  |  |  |  | Non-Lead - Other |  |  | Installation date is after the lead ban |  |  |  |  | Non-Lead |  |  |  | Domestic
MTR_022045 | 18806 120TH AVE SE | 9921-004780 |  |  | Non-Lead - Other | Unknown |  | 0 | Statistical analysis |  |  |  |  | Non-Lead - Other |  |  | Statistical analysis |  |  |  |  | Non-Lead |  |  |  | Assumed
MTR_028777 | 10931 SE 223RD PL | LOT 18 BENSON EAST |  |  | Non-Lead - Other | No | 1977-05-13 | 1 | Installation date is after the lead ban |  |  |  |  | Non-Lead - Other |  |  | Installation date is after the lead ban |  |  |  |  | Non-Lead |  |  |  | Domestic
MTR_015931 | 14420 SE 184TH PL | LOT 16 FAIRWOOD FIRS #2 |  |  | Non-Lead - Other | No | 1988-09-27 | 0 | Installation date is after the lead ban |  |  |  |  | Non-Lead - Other |  |  | Installation date is after the lead ban |  |  |  |  | Non-Lead |  |  |  | Domestic
MTR_015256 | 17022 128TH AVE SE | L4 RENTON PARK # 2 |  |  | Non-Lead - Other | No | 2011-08-10 | 0 | Rectified Plan |  |  |  |  | Non-Lead - Other |  |  | Statistical analysis |  |  |  |  | Non-Lead |  |  |  | Domestic
MTR_028775 | 11112 SE 223RD ST | LOT 2 BENSON EAST |  |  | Non-Lead - Other | No | 1977-05-13 | 1 | Installation date is after the lead ban |  |  |  |  | Non-Lead - Other |  |  | Installation date is after the lead ban |  |  |  |  | Non-Lead |  |  |  | Domestic
MTR_017450 | 11854 SE 184TH ST | 9921-010060 |  |  | Non-Lead - Other | No | 1975-08-05 | 0 | Relative Placement |  |  |  |  | Non-Lead - Other |  |  | Statistical analysis |  |  |  |  | Non-Lead |  |  |  | Assumed
MTR_015242 | 13013 SE 171ST PL | L19 RENTON PARK #3 |  |  | Non-Lead - Other | Unknown |  | 0 | Statistical analysis |  |  |  |  | Non-Lead - Other |  |  | Statistical analysis |  |  |  |  | Non-Lead |  |  |  | Domestic
MTR_019800 | IRRIG @ BELGROVE BY BASKETBALL COURT | IRR @ BELGROVE BY BASKETBALL COURT |  |  | Non-Lead - Other | No | 2004-06-30 | 0 | Statistical analysis |  |  |  |  | Non-Lead - Other |  |  | Statistical analysis |  |  |  |  | Non-Lead |  |  |  | Irrigation
MTR_011168 | 11460 SE 164TH ST | S100 OF THE E89.27 LOT 3 BLOCK 4 |  |  | Non-Lead - Other | Unknown |  | 0 | Statistical analysis |  |  |  |  | Non-Lead - Other |  |  | Statistical analysis |  |  |  |  | Non-Lead |  |  |  | Assumed
MTR_019979 | 19201 101ST PL SE | LOT 19 TALBOT RIDGE ESTATES |  |  | Non-Lead - Other | No | 2009-08-19 | 0 | Installation date is after the lead ban |  |  |  |  | Non-Lead - Other |  |  | Installation date is after the lead ban |  |  |  |  | Non-Lead |  |  |  | Domestic
MTR_018494 | 20509 93RD PL S | BLDG 8 UNIT 3 COPPER RIDGE |  |  | Non-Lead - Other | No | 2014-02-18 | 0 | Installation date is after the lead ban |  |  |  |  | Non-Lead - Other |  |  | Installation date is after the lead ban |  |  |  |  | Non-Lead |  |  |  | Domestic
MTR_014328 | 17030 113TH AVE SE | L5 BLK A GREEN TRACTS #2 |  |  | Non-Lead - Other | Unknown |  | 0 | Statistical analysis |  |  |  |  | Non-Lead - Other |  |  | Statistical analysis |  |  |  |  | Non-Lead |  |  |  | Domestic
MTR_021450 | 14412 SE 198TH CT | LOT 75 RUDDELLS 3RD ADD. |  |  | Non-Lead - Other | No |  | 0 | Installation date is after the lead ban |  |  |  |  | Non-Lead - Other |  |  | Installation date is after the lead ban |  |  |  |  | Non-Lead |  |  |  | Domestic
MTR_015565 | 17809 108TH AVE SE | LOT 2 K.C.S.P. #284044 |  |  | Non-Lead - Other | No |  |  | Installation date is after the lead ban |  |  |  |  | Non-Lead - Other |  |  | Installation date is after the lead ban |  |  |  |  | Non-Lead
MTR_019142 | 18613 108TH AVE SE | TL 167 SEC 32-23-5 |  |  | Non-Lead - Other | Unknown |  | 0 | Statistical analysis |  |  |  |  | Non-Lead - Other |  |  | Statistical analysis |  |  |  |  | Non-Lead |  |  |  | Assumed
MTR_018484 | 20509 93RD PL S | BLDG 8 UNIT 4 COPPER RIDGE |  |  | Non-Lead - Other | No | 2014-02-18 | 0 | Installation date is after the lead ban |  |  |  |  | Non-Lead - Other |  |  | Installation date is after the lead ban |  |  |  |  | Non-Lead |  |  |  | Domestic
MTR_006877 | 16244 121ST AVE SE | L 1 B 2 CASCADE HILLS 3 |  |  | Non-Lead - Other | No | 2006-08-31 | 1 | Rectified Plan |  |  |  |  | Non-Lead - Other |  |  | Statistical analysis |  |  |  |  | Non-Lead |  |  |  | Domestic
MTR_023608 | 9616 S 221ST PL | LOT 8 CANYON CREST ESTATES (CANYON CREEK) |  |  | Non-Lead - Other | No | 1996-09-25 | 0 | Installation date is after the lead ban |  |  |  |  | Non-Lead - Other |  |  | Installation date is after the lead ban |  |  |  |  | Non-Lead |  |  |  | Domestic
MTR_015412 | 12620 SE 169TH PL | L 43 CASCADE VISTA 3 |  |  | Non-Lead - Other | No | 2011-08-10 | 0 | Rectified Plan |  |  |  |  | Non-Lead - Other |  |  | Statistical analysis |  |  |  |  | Non-Lead |  |  |  | Domestic
MTR_021261 | 14519 SE 196TH PL | LOT 1 PHEASANT MEADOWS |  |  | Non-Lead - Other | No |  | 0 | Installation date is after the lead ban |  |  |  |  | Non-Lead - Other |  |  | Installation date is after the lead ban |  |  |  |  | Non-Lead |  |  |  | Domestic
MTR_026786 | 13426 SE 230TH ST | LOT 3 BLK2 STARCREST ADD |  |  | Non-Lead - Other | No | 2005-06-17 | 0 | Installation date is after the lead ban |  |  |  |  | Non-Lead - Other |  |  | Installation date is after the lead ban |  |  |  |  | Non-Lead |  |  |  | Domestic
MTR_024606 | 12548 SE 201ST PL | LOT 15 LINDA CREST #2 |  |  | Non-Lead - Other | No |  | 0 | Installation date is after the lead ban |  |  |  |  | Non-Lead - Other |  |  | Installation date is after the lead ban |  |  |  |  | Non-Lead |  |  |  | Domestic
MTR_024544 | 12505 SE 203RD PL | L12 SHERLYN PARK |  |  | Non-Lead - Other | No |  | 0 | Installation date is after the lead ban |  |  |  |  | Non-Lead - Other |  |  | Installation date is after the lead ban |  |  |  |  | Non-Lead |  |  |  | Domestic
MTR_003441 | 10405 SE 172ND ST BLDGS 1-4 | LOT 150 SEC 29-23-5 |  |  | Non-Lead - Other | No |  | 0.75 | Installation date is after the lead ban |  |  |  |  | Non-Lead - Other |  |  | Installation date is after the lead ban |  |  |  |  | Non-Lead |  |  |  | Assumed
MTR_024632 | 20101 128TH AVE SE | L22 LINDA HIGHLANDS |  |  | Non-Lead - Other | No |  | 0 | Installation date is after the lead ban |  |  |  |  | Non-Lead - Other |  |  | Installation date is after the lead ban |  |  |  |  | Non-Lead |  |  |  | Domestic
MTR_018560 | 20430 95TH AVE S | LOT 1 BLOCK 2 VALLEY VIEW HEIGHTS A DD'N #3 |  |  | Non-Lead - Other | No | 2011-03-01 | 0 | Installation date is after the lead ban |  |  |  |  | Non-Lead - Other |  |  | Installation date is after the lead ban |  |  |  |  | Non-Lead |  |  |  | Domestic
MTR_018497 | 20510 93RD PL S | UNIT 1 BLDG 5 COPPER RIDGE |  |  | Non-Lead - Other | No | 2014-02-18 | 0 | Installation date is after the lead ban |  |  |  |  | Non-Lead - Other |  |  | Installation date is after the lead ban |  |  |  |  | Non-Lead |  |  |  | Domestic
MTR_024587 | 20130 130TH AVE SE | L7 LINDA HIGHLANDS |  |  | Non-Lead - Other | No |  | 0 | Installation date is after the lead ban |  |  |  |  | Non-Lead - Other |  |  | Installation date is after the lead ban |  |  |  |  | Non-Lead |  |  |  | Domestic
MTR_018594 | 20439 96TH WAY S | LOT 1 KING COUNTY SHORT PLAT #98800 |  |  | Non-Lead - Other | No |  | 0 | Installation date is after the lead ban |  |  |  |  | Non-Lead - Other |  |  | Installation date is after the lead ban |  |  |  |  | Non-Lead |  |  |  | Domestic
MTR_017370 | 12203 SE 179TH PL | LOT 22 HIDDEN CEDARS #2 |  |  | Non-Lead - Other | No | 1995-08-30 | 0 | Installation date is after the lead ban |  |  |  |  | Non-Lead - Other |  |  | Installation date is after the lead ban |  |  |  |  | Non-Lead |  |  |  | Domestic
MTR_018505 | 20602 93RD PL S | BLDG 4 UNIT 1 COPPER RIDGE |  |  | Non-Lead - Other | No | 2014-02-18 | 0 | Installation date is after the lead ban |  |  |  |  | Non-Lead - Other |  |  | Installation date is after the lead ban |  |  |  |  | Non-Lead |  |  |  | Domestic
MTR_025945 | 20157 111TH WAY SE | LOT 63 VILA REAL |  |  | Non-Lead - Other | No | 2007-05-03 | 0 | Installation date is after the lead ban |  |  |  |  | Non-Lead - Other |  |  | Installation date is after the lead ban |  |  |  |  | Non-Lead |  |  |  | Domestic
MTR_019274 | 19729 92ND AVE S | 9902-005075 |  |  | Non-Lead - Other | No |  | 0 | Installation date is after the lead ban |  |  |  |  | Non-Lead - Other |  |  | Installation date is after the lead ban |  |  |  |  | Non-Lead |  |  |  | Assumed
MTR_024470 | 13020 SE 207TH PL | L36 GREENACRES EAST |  |  | Non-Lead - Other | No |  | 0 | Installation date is after the lead ban |  |  |  |  | Non-Lead - Other |  |  | Installation date is after the lead ban |  |  |  |  | Non-Lead |  |  |  | Domestic
MTR_026067 | 20707 122ND PL SE | LOT 32 FENTON RIDGE (WILLOW RIDGE) |  |  | Non-Lead - Other | No | 1995-08-31 | 0 | Installation date is after the lead ban |  |  |  |  | Non-Lead - Other |  |  | Installation date is after the lead ban |  |  |  |  | Non-Lead |  |  |  | Domestic
MTR_022522 | 19400 108TH AVE SE | 0708-009652 |  |  | Non-Lead - Other | No |  | 0 | Installation date is after the lead ban |  |  |  |  | Non-Lead - Other |  |  | Installation date is after the lead ban |  |  |  |  | Non-Lead |  |  |  | Assumed
MTR_011208 | 16407 116TH AVE SE | EAST 100.81 LOT 4 BLOCK 5 AKERS F |  |  | Non-Lead - Other | Unknown |  | 0 | Statistical analysis |  |  |  |  | Non-Lead - Other |  |  | Statistical analysis |  |  |  |  | Non-Lead |  |  |  | Assumed
MTR_014992 | 16819 120TH AVE SE | L7 BL6 CASCADE VISTA #1 |  |  | Non-Lead - Other | No | 2002-05-02 | 0 | Rectified Plan |  |  |  |  | Non-Lead - Other |  |  | Statistical analysis |  |  |  |  | Non-Lead |  |  |  | Domestic
MTR_012628 | 18017 E LK DESIRE DR SE |  |  |  | Non-Lead - Plastic | No | 2010-01-19 | 1 | Rectified Plan |  |  |  |  | Non-Lead - Other |  |  | Statistical analysis |  |  |  |  | Non-Lead |  |  |  | Domestic
MTR_011266 | 11130 SE 166TH PL | L 3 KCSP 385022 |  |  | Non-Lead - Other | Unknown |  | 0 | Statistical analysis |  |  |  |  | Non-Lead - Other |  |  | Statistical analysis |  |  |  |  | Non-Lead |  |  |  | Assumed
MTR_015521 | 16882 125TH AVE SE | LOT 151 CASCADE VISTA #3 |  |  | Non-Lead - Other | No | 2010-10-25 | 0 | Rectified Plan |  |  |  |  | Non-Lead - Other |  |  | Statistical analysis |  |  |  |  | Non-Lead |  |  |  | Domestic
MTR_026469 | 12619 SE 228TH CT | LOT 110 PHEASANTS HOLLOW |  |  | Non-Lead - Other | No | 1996-02-27 | 0 | Installation date is after the lead ban |  |  |  |  | Non-Lead - Other |  |  | Installation date is after the lead ban |  |  |  |  | Non-Lead |  |  |  | Domestic
MTR_025378 | 21004 121ST PL SE | L 35 CARENA TERRACE 1 |  |  | Non-Lead - Other | No |  | 0 | Installation date is after the lead ban |  |  |  |  | Non-Lead - Other |  |  | Installation date is after the lead ban |  |  |  |  | Non-Lead |  |  |  | Domestic
MTR_014944 | 16835 122ND AVE SE | L29 B4 CASCADE VISTA #1 |  |  | Non-Lead - Other | No | 2010-10-25 | 1 | Rectified Plan |  |  |  |  | Non-Lead - Other |  |  | Statistical analysis |  |  |  |  | Non-Lead |  |  |  | Domestic
MTR_027010 | 22698 129TH PL SE | LOT 99 FERN CREST WEST |  |  | Non-Lead - Other | No | 2006-04-28 | 0 | Installation date is after the lead ban |  |  |  |  | Non-Lead - Other |  |  | Installation date is after the lead ban |  |  |  |  | Non-Lead |  |  |  | Domestic
MTR_014785 | 17419 117TH AVE SE | TL 90 W1/2 28-23-5 |  |  | Non-Lead - Other | No | 1997-10-13 | 0 | Rectified Plan |  |  |  |  | Non-Lead - Other |  |  | Statistical analysis |  |  |  |  | Non-Lead |  |  |  | Domestic
MTR_011169 | 11456 SE 164TH ST | LOT 2 KING COUNTY SHORT PLAT #68408 |  |  | Non-Lead - Other | Unknown |  | 0 | Statistical analysis |  |  |  |  | Non-Lead - Other |  |  | Statistical analysis |  |  |  |  | Non-Lead |  |  |  | Assumed
MTR_028530 | 12401 SE 223RD DR | LOT 52 SUMMERGLEN #1 |  |  | Non-Lead - Other | No |  | 0 | Installation date is after the lead ban |  |  |  |  | Non-Lead - Other |  |  | Installation date is after the lead ban |  |  |  |  | Non-Lead |  |  |  | Domestic
MTR_014873 | 16811 124TH AVE SE | L33 BL2 CASCADE VISTA#1 |  |  | Non-Lead - Copper | No | 2010-10-25 | 1 | Rectified Plan | No |  |  |  | Non-Lead - Other |  |  | Statistical analysis |  |  |  |  | Non-Lead |  |  |  | Domestic
MTR_011312 | 16508 108TH AVE SE | LOT 4 BLOCK 9 AKERS FARMS #6 |  |  | Non-Lead - Other | Unknown |  | 0.75 | Statistical analysis |  |  |  |  | Non-Lead - Other |  |  | Statistical analysis |  |  |  |  | Non-Lead |  |  |  | Assumed
MTR_028337 | 12917 SE 217TH PL | LOT 20 WIMBLEDON RIDGE |  |  | Non-Lead - Other | No | 1995-08-28 | 0 | Installation date is after the lead ban |  |  |  |  | Non-Lead - Other |  |  | Installation date is after the lead ban |  |  |  |  | Non-Lead |  |  |  | Domestic
MTR_015484 | 12632 SE PETROVITSKY RD | L3 BLK 1 BENSON HEIGHTS |  |  | Non-Lead - Other | Unknown |  | 0 | Statistical analysis |  |  |  |  | Non-Lead - Other |  |  | Statistical analysis |  |  |  |  | Non-Lead |  |  |  | Domestic
MTR_011354 | 3007 KENNEWICK AVE SE | LOT 7 NASON SHORT PLAT |  |  | Non-Lead - Other | No |  | 0.75 | Installation date is after the lead ban |  |  |  |  | Non-Lead - Other |  |  | Installation date is after the lead ban |  |  |  |  | Non-Lead |  |  |  | Assumed
MTR_027403 | 23310 133RD CT SE | L 10 WILDWOOD EST |  |  | Non-Lead - Other | No |  | 0 | Installation date is after the lead ban |  |  |  |  | Non-Lead - Other |  |  | Installation date is after the lead ban |  |  |  |  | Non-Lead |  |  |  | Domestic
MTR_014164 | 17545 110TH LN SE | LOT 7 PALM COURT |  |  | Non-Lead - Plastic | No | 1998-06-18 | 1 | Rectified Plan |  |  |  |  | Non-Lead - Other |  |  | Installation date is after the lead ban |  |  |  |  | Non-Lead |  |  |  | Domestic
MTR_022672 | 19527 120TH PL SE | LOT 3 SPRINGBROOK PH 2 |  |  | Non-Lead - Other | No | 2013-04-30 | 0 | Installation date is after the lead ban |  |  |  |  | Non-Lead - Other |  |  | Installation date is after the lead ban |  |  |  |  | Non-Lead |  |  |  | Domestic
MTR_003946 | 23411 130TH AVE SE | LOT 2 BUILDING A VILLAGE AT SINGLE CREEK |  |  | Non-Lead - Other | No | 1983-07-01 | 0 | Installation date is after the lead ban |  |  |  |  | Non-Lead - Other |  |  | Installation date is after the lead ban |  |  |  |  | Non-Lead |  |  |  | Domestic
MTR_014125 | 17023 108TH AVE SE | NE CR L16 BK4 AKRS FRM#5 |  |  | Non-Lead - Other | Unknown |  | 0.75 | Statistical analysis |  |  |  |  | Non-Lead - Other |  |  | Statistical analysis |  |  |  |  | Non-Lead |  |  |  | Assumed
MTR_017151 | 10932 SE 183RD CT | LOT 54 MAPLE GLEN |  |  | Non-Lead - Other | No | 1977-03-18 | 0 | Installation date is after the lead ban |  |  |  |  | Non-Lead - Other |  |  | Installation date is after the lead ban |  |  |  |  | Non-Lead |  |  |  | Domestic
MTR_017748 | 11317 SE 179TH ST | LOT 18 HIGH CHAPARRAL |  |  | Non-Lead - Other | No |  | 0 | Installation date is after the lead ban |  |  |  |  | Non-Lead - Other |  |  | Installation date is after the lead ban |  |  |  |  | Non-Lead |  |  |  | Assumed
MTR_026402 | 12520 SE 225TH CT | LOT 56 PHEASANTS HOLLOW |  |  | Non-Lead - Other | No | 1996-02-26 | 0 | Installation date is after the lead ban |  |  |  |  | Non-Lead - Other |  |  | Installation date is after the lead ban |  |  |  |  | Non-Lead |  |  |  | Domestic
MTR_014193 | 10829 SE 173RD ST | L4 B2 CLIFFORDS ADDN |  |  | Non-Lead - Other | Unknown |  | 1 | Statistical analysis |  |  |  |  | Non-Lead - Other |  |  | Statistical analysis |  |  |  |  | Non-Lead |  |  |  | Domestic
MTR_017805 | 12055 SE 178TH ST | TAX LOT 58 S-T-R: NE 1/4 SECTION 33 -23N-5E |  |  | Non-Lead - Other | Unknown |  | 0.75 | Statistical analysis |  |  |  |  | Non-Lead - Other |  |  | Statistical analysis |  |  |  |  | Non-Lead |  |  |  | Assumed
MTR_016494 | 17729 160TH AVE SE | L103 CANDLEWOOD RIDGE #1 |  |  | Non-Lead - Other | No |  | 0 | Installation date is after the lead ban |  |  |  |  | Non-Lead - Other |  |  | Installation date is after the lead ban |  |  |  |  | Non-Lead |  |  |  | Domestic
MTR_014316 | 16901 113TH AVE SE | TAX LOT 98 S-T-R SE 29-23-5 |  |  | Non-Lead - Other | Unknown |  | 0 | Statistical analysis |  |  |  |  | Non-Lead - Other |  |  | Statistical analysis |  |  |  |  | Non-Lead |  |  |  | Domestic
MTR_023265 | 9514 S 213TH ST | LOT 7 EVERGREEN HILLS |  |  | Non-Lead - Other | No |  | 0 | Installation date is after the lead ban |  |  |  |  | Non-Lead - Other |  |  | Installation date is after the lead ban |  |  |  |  | Non-Lead |  |  |  | Domestic
MTR_028323 | 12946 SE 216TH PL | LOT 8 BEGONIA PLACE |  |  | Non-Lead - Other | No | 2001-02-23 | 0 | Installation date is after the lead ban |  |  |  |  | Non-Lead - Other |  |  | Installation date is after the lead ban |  |  |  |  | Non-Lead |  |  |  | Domestic
MTR_020196 | 19415 107TH AVE SE | POR L22 PANT LK GAR TRT |  |  | Non-Lead - Other | Unknown |  | 0 | Statistical analysis |  |  |  |  | Non-Lead - Other |  |  | Statistical analysis |  |  |  |  | Non-Lead |  |  |  | Assumed
MTR_020431 | 10119 SE 206TH ST | L11 MAYVILLA PARK #1 |  |  | Non-Lead - Other | Unknown |  | 0 | Statistical analysis |  |  |  |  | Non-Lead - Other |  |  | Statistical analysis |  |  |  |  | Non-Lead |  |  |  | Assumed
MTR_024513 | 20402 130TH PL SE | L 73 GREEN ACRES EAST |  |  | Non-Lead - Other | No |  | 0 | Installation date is after the lead ban |  |  |  |  | Non-Lead - Other |  |  | Installation date is after the lead ban |  |  |  |  | Non-Lead |  |  |  | Domestic
MTR_014342 | 17119 114TH AVE SE | LOT 7 GLACIER VIEW TOWNHOMES BLDG 1 B |  |  | Non-Lead - Other | No | 2005-10-28 | 1 | Installation date is after the lead ban |  |  |  |  | Non-Lead - Other |  |  | Installation date is after the lead ban |  |  |  |  | Non-Lead |  |  |  | Domestic
MTR_020289 | 20430 105TH PL SE | LOT 16 KAYWOOD ESTATES |  |  | Non-Lead - Other | No |  | 0 | Installation date is after the lead ban |  |  |  |  | Non-Lead - Other |  |  | Installation date is after the lead ban |  |  |  |  | Non-Lead |  |  |  | Domestic
MTR_015735 | 851 S CARR RD | LOT 86 SEC 32-23-5 |  |  | Non-Lead - Other | No |  | 0 | Installation date is after the lead ban |  |  |  |  | Non-Lead - Other |  |  | Installation date is after the lead ban |  |  |  |  | Non-Lead |  |  |  | Domestic
MTR_021558 | 14054 SE 200TH ST | TAX LOT 154 SECTION 3-22-5 |  |  | Non-Lead Plastic | Unknown |  | 0 | Converted CAD | Yes | Visual inspection at the meter pit | 2024-02-29 |  | Non-Lead Plastic |  |  | Field inspection only with no records | Yes | Visual inspection at the meter pit | 2024-02-29 |  | Non-Lead |  |  |  | Domestic
MTR_024712 | 13701 SE 201ST ST | LOT 22 FOREST GLEN SOUTH |  |  | Non-Lead - Other | No |  | 0 | Installation date is after the lead ban |  |  |  |  | Non-Lead - Other |  |  | Installation date is after the lead ban |  |  |  |  | Non-Lead |  |  |  | Domestic
MTR_018685 | 20433 98TH PL S | L 11 BELVA LANE |  |  | Non-Lead - Other | Unknown |  | 0 | Statistical analysis |  |  |  |  | Non-Lead - Other |  |  | Statistical analysis |  |  |  |  | Non-Lead |  |  |  | Domestic
MTR_011198 | 10927 SE 164TH ST | EAST 75 LOT 1 BLOCK 7 AKERS FARMS #6 |  |  | Non-Lead - Other | Unknown |  | 0.75 | Statistical analysis |  |  |  |  | Non-Lead - Other |  |  | Statistical analysis |  |  |  |  | Non-Lead |  |  |  | Assumed
MTR_026099 | 20402 121ST WAY SE | LOT 15 FENTON RIDGE |  |  | Non-Lead - Other | No | 1995-08-31 | 0 | Installation date is after the lead ban |  |  |  |  | Non-Lead - Other |  |  | Installation date is after the lead ban |  |  |  |  | Non-Lead |  |  |  | Domestic
MTR_021759 | 19826 134TH PL SE | LOT 14 FOREST TRAILS #2 |  |  | Non-Lead - Other | No |  | 0 | Installation date is after the lead ban |  |  |  |  | Non-Lead - Other |  |  | Installation date is after the lead ban |  |  |  |  | Non-Lead |  |  |  | Assumed
MTR_024752 | 20005 142ND AVE SE | LOT 85 S-T-R 3-22-5 |  |  | Non-Lead - Other | Unknown |  | 0 | Statistical analysis |  |  |  |  | Non-Lead - Other |  |  | Statistical analysis |  |  |  |  | Non-Lead |  |  |  | Assumed
MTR_026010 | 20170 110TH TER SE | LOT 79 VILA REAL |  |  | Non-Lead - Other | No | 2007-05-03 | 0 | Installation date is after the lead ban |  |  |  |  | Non-Lead - Other |  |  | Installation date is after the lead ban |  |  |  |  | Non-Lead |  |  |  | Domestic
MTR_024459 | 20623 130TH AVE SE | L25 GREENACRES EAST |  |  | Non-Lead - Other | No |  | 0 | Installation date is after the lead ban |  |  |  |  | Non-Lead - Other |  |  | Installation date is after the lead ban |  |  |  |  | Non-Lead |  |  |  | Domestic
MTR_021018 | 13826 SE 192ND ST | 9923-003005 |  |  | Non-Lead - Other | Unknown |  | 0 | Statistical analysis |  |  |  |  | Non-Lead - Other |  |  | Statistical analysis |  |  |  |  | Non-Lead |  |  |  | Assumed
MTR_026313 | 20500 120TH AVE SE | L4 PANTHER LK TERR 2 |  |  | Non-Lead - Other | No |  | 0 | Installation date is after the lead ban |  |  |  |  | Non-Lead - Other |  |  | Installation date is after the lead ban |  |  |  |  | Non-Lead |  |  |  | Assumed
MTR_007309 | 15774 116TH AVE SE | L10 BLK2 CASCADE VISTA#2 |  |  | Non-Lead - Other | No | 2014-04-16 | 0 | Rectified Plan |  |  |  |  | Non-Lead - Other |  |  | Statistical analysis |  |  |  |  | Non-Lead |  |  |  | Domestic
MTR_015316 | 12804 SE 172ND ST | LOT 1 RENTON PARK 2 |  |  | Non-Lead - Other | No | 2011-08-10 | 0 | Rectified Plan |  |  |  |  | Non-Lead - Other |  |  | Statistical analysis |  |  |  |  | Non-Lead |  |  |  | Domestic
MTR_021275 | 14617 SE 195TH PL | L13 FAIRWOOD GLEN |  |  | Non-Lead - Other | No |  | 0 | Installation date is after the lead ban |  |  |  |  | Non-Lead - Other |  |  | Installation date is after the lead ban |  |  |  |  | Non-Lead |  |  |  | Domestic
MTR_027739 | 22019 123RD AVE SE | LOT 51 GLENCARIN SOUTH |  |  | Non-Lead - Other | No |  | 0 | Installation date is after the lead ban |  |  |  |  | Non-Lead - Other |  |  | Installation date is after the lead ban |  |  |  |  | Non-Lead |  |  |  | Domestic
MTR_011451 | 16636 127TH AVE SE | L 28 CASCADE HILLS 8 |  |  | Non-Lead - Other | No |  | 0.75 | Installation date is after the lead ban |  |  |  |  | Non-Lead - Other |  |  | Installation date is after the lead ban |  |  |  |  | Non-Lead |  |  |  | Assumed
MTR_015241 | 17014 130TH AVE SE | L28 RENTON PARK #3 |  |  | Non-Lead - Other | Unknown |  | 0 | Statistical analysis |  |  |  |  | Non-Lead - Other |  |  | Statistical analysis |  |  |  |  | Non-Lead |  |  |  | Domestic
MTR_011614 | 16329 131ST AVE SE | L 131 FAIRWOOD 9 |  |  | Non-Lead - Other | No |  | 1 | Installation date is after the lead ban |  |  |  |  | Non-Lead - Other |  |  | Installation date is after the lead ban |  |  |  |  | Non-Lead |  |  |  | Domestic
MTR_015288 | 16918 130TH AVE SE | L39 RENTON PARK #3 |  |  | Non-Lead - Other | Unknown |  | 0 | Statistical analysis |  |  |  |  | Non-Lead - Other |  |  | Statistical analysis |  |  |  |  | Non-Lead |  |  |  | Domestic
MTR_030040 | 16318 128TH AVE SE | L 6 B 4 CASCADE VISTA 5 |  |  | Non-Lead - Other | No | 2016-06-22 | 0.75 | Rectified Plan |  |  |  |  | Non-Lead - Other |  |  | Statistical analysis |  |  |  |  | Non-Lead |  |  |  | Domestic
MTR_015252 | 12734 SE 172ND ST | L 99 CASCADE VISTA # 3 |  |  | Non-Lead - Other | No | 2010-10-25 | 0 | Rectified Plan |  |  |  |  | Non-Lead - Other |  |  | Statistical analysis |  |  |  |  | Non-Lead |  |  |  | Domestic
MTR_030033 | 12733 SE 163RD ST | L3 B2 CASCADE VISTA #5 |  |  | Non-Lead Plastic | No | 2016-06-22 | 0.75 | Rectified Plan | Yes | Visual inspection at the meter pit | 2024-02-09 |  | Copper |  |  | Field inspection only with no records | Yes | Visual inspection at the meter pit | 2024-02-09 |  | Non-Lead |  |  |  | Domestic
MTR_015406 | 12672 SE 169TH PL | L 50 CASCADE VISTA 3 |  |  | Non-Lead - Other | No | 2011-08-10 | 0 | Rectified Plan |  |  |  |  | Non-Lead - Other |  |  | Statistical analysis |  |  |  |  | Non-Lead |  |  |  | Domestic
MTR_011787 | 16103 131ST PL SE | L29 FAIRWOOD DIV. #9 |  |  | Non-Lead - Other | No |  | 1 | Installation date is after the lead ban |  |  |  |  | Non-Lead - Other |  |  | Installation date is after the lead ban |  |  |  |  | Non-Lead |  |  |  | Domestic
MTR_016145 | 16001 SE 184TH ST | LOT 6 CARRIAGEWOOD #8 |  |  | Non-Lead - Plastic | No | 1998-10-10 | 0 | Rectified Plan | No |  |  |  | Non-Lead - Other |  |  | Installation date is after the lead ban |  |  |  |  | Non-Lead |  |  |  | Domestic
MTR_011744 | 12852 SE 161ST ST | L10 STAFFORD HANSELL #10 |  |  | Non-Lead - Other | No | 2016-06-22 | 0.75 | Installation date is after the lead ban |  |  |  |  | Non-Lead - Other |  |  | Installation date is after the lead ban |  |  |  |  | Non-Lead |  |  |  | Domestic
MTR_018272 | 18109 143RD AVE SE | LOT 58 FAIRWOOD FIRS |  |  | Non-Lead - Other | No | 1986-05-01 | 0 | Installation date is after the lead ban |  |  |  |  | Non-Lead - Other |  |  | Installation date is after the lead ban |  |  |  |  | Non-Lead |  |  |  | Domestic
MTR_018835 | 10336 SE 187TH PL | LOT 48 FREDERICKS PLACE |  |  | Non-Lead - Other | No | 1995-09-21 | 0 | Installation date is after the lead ban |  |  |  |  | Non-Lead - Other |  |  | Installation date is after the lead ban |  |  |  |  | Non-Lead |  |  |  | Domestic
MTR_018299 | 17816 142ND AVE SE | L18 CARRIAGE LANE #1 |  |  | Non-Lead - Other | No |  | 0 | Installation date is after the lead ban |  |  |  |  | Non-Lead - Other |  |  | Installation date is after the lead ban |  |  |  |  | Non-Lead |  |  |  | Assumed
MTR_015432 | 12638 SE 169TH ST | L 19 CASCADE VISTA 3 |  |  | Non-Lead - Other | No | 2011-08-10 | 0 | Rectified Plan |  |  |  |  | Non-Lead - Other |  |  | Statistical analysis |  |  |  |  | Non-Lead |  |  |  | Domestic
MTR_016735 | 15349 SE 182ND ST | LOT 24 CARRIAGEWOOD #4 |  |  | Non-Lead - Other | No | 1983-07-01 | 0 | Installation date is after the lead ban |  |  |  |  | Non-Lead - Other |  |  | Installation date is after the lead ban |  |  |  |  | Non-Lead |  |  |  | Domestic
MTR_019155 | 18820 106TH AVE SE | PORTION OF LOT 7 PANTHER LAKE |  |  | Non-Lead - Other | No |  | 0 | Installation date is after the lead ban |  |  |  |  | Non-Lead - Other |  |  | Installation date is after the lead ban |  |  |  |  | Non-Lead |  |  |  | Assumed
MTR_011314 | 16432 108TH AVE SE | L3 B9 AKERS FARMS #6 |  |  | Non-Lead - Other | Unknown |  | 0.75 | Statistical analysis |  |  |  |  | Non-Lead - Other |  |  | Statistical analysis |  |  |  |  | Non-Lead |  |  |  | Assumed
MTR_015425 | 12651 SE 169TH ST | LOT 34 CASCADE VISTA #3 |  |  | Non-Lead - Other | No | 2011-08-10 | 0 | Rectified Plan |  |  |  |  | Non-Lead - Other |  |  | Statistical analysis |  |  |  |  | Non-Lead |  |  |  | Domestic
MTR_022925 | 19621 122ND PL SE | L41 VISTA VIEW HGTS #2 |  |  | Non-Lead - Other | No |  | 0 | Installation date is after the lead ban |  |  |  |  | Non-Lead - Other |  |  | Installation date is after the lead ban |  |  |  |  | Non-Lead |  |  |  | Domestic
MTR_019026 | 10308 SE 190TH PL | LOT 4 PANTHER MEADOW |  |  | Non-Lead - Other | No | 1989-06-05 | 0 | Installation date is after the lead ban |  |  |  |  | Non-Lead - Other |  |  | Installation date is after the lead ban |  |  |  |  | Non-Lead |  |  |  | Domestic
MTR_023086 | 21432 99TH AVE S | LOT 20 MCCANNS WESTVIEW ADDITION |  |  | Non-Lead - Other | No | 2008-10-29 | 0 | Installation date is after the lead ban |  |  |  |  | Non-Lead - Other |  |  | Installation date is after the lead ban |  |  |  |  | Non-Lead |  |  |  | Domestic
MTR_023776 | 22014 101ST PL SE | LOT 21 KARA 3 |  |  | Non-Lead - Other | No | 2003-08-27 | 0 | Installation date is after the lead ban |  |  |  |  | Non-Lead - Other |  |  | Installation date is after the lead ban |  |  |  |  | Non-Lead |  |  |  | Domestic
MTR_020640 | 10614 SE 192ND ST | LOT 4 KING COUNTY SHORT PLAT #77501 3 |  |  | Non-Lead - Other | No |  | 0 | Installation date is after the lead ban |  |  |  |  | Non-Lead - Other |  |  | Installation date is after the lead ban |  |  |  |  | Non-Lead |  |  |  | Assumed
MTR_023865 | 10221 SE 217TH ST | LOT 11 GARRISON GLEN |  |  | Non-Lead - Other | No | 2014-01-15 | 0 | Installation date is after the lead ban |  |  |  |  | Non-Lead - Other |  |  | Installation date is after the lead ban |  |  |  |  | Non-Lead |  |  |  | Domestic
MTR_020192 | 19505 108TH AVE SE | POR L23 PANT LK GARD TRT |  |  | Non-Lead - Other | Unknown |  | 0 | Statistical analysis |  |  |  |  | Non-Lead - Other |  |  | Statistical analysis |  |  |  |  | Non-Lead |  |  |  | Assumed
MTR_025044 | 21111 119TH PL SE | LOT 30 EL DORADO HILLS #1 |  |  | Non-Lead - Other | No | 1981-02-01 | 0 | Installation date is after the lead ban |  |  |  |  | Non-Lead - Other |  |  | Installation date is after the lead ban |  |  |  |  | Non-Lead |  |  |  | Domestic
MTR_020206 | 10620 SE 196TH ST | POR L22 PANT LK GAR TRT |  |  | Non-Lead - Other | Unknown |  | 0 | Statistical analysis |  |  |  |  | Non-Lead - Other |  |  | Statistical analysis |  |  |  |  | Non-Lead |  |  |  | Assumed
MTR_025300 | 21578 123RD AVE SE | L265 GLENCARIN #2 |  |  | Non-Lead - Other | No | 1968-07-31 | 0 | Installation date is after the lead ban |  |  |  |  | Non-Lead - Other |  |  | Installation date is after the lead ban |  |  |  |  | Non-Lead |  |  |  | Domestic
MTR_017306 | 17644 110TH AVE SE | L5 MELRIDGE ADD. |  |  | Non-Lead - Other | No | 2011-08-10 | 1 | Rectified Plan |  |  |  |  | Non-Lead - Other |  |  | Statistical analysis |  |  |  |  | Non-Lead |  |  |  | Domestic
MTR_025351 | 21129 124TH AVE SE | L 201 GLENCARIN # 2 |  |  | Non-Lead - Other | No | 1968-07-31 | 0 | Installation date is after the lead ban |  |  |  |  | Non-Lead - Other |  |  | Installation date is after the lead ban |  |  |  |  | Non-Lead |  |  |  | Domestic
MTR_024368 | 22130 103RD PL SE | E128.76 S81+ N477+ TR 27 UNEEDAN ORCHARD |  |  | Non-Lead - Other | Unknown |  | 0 | Statistical analysis |  |  |  |  | Non-Lead - Other |  |  | Statistical analysis |  |  |  |  | Non-Lead |  |  |  | Domestic
MTR_025213 | 21200 122ND PL SE | L238 GLENCARIN #2 |  |  | Non-Lead - Other | No | 1968-07-31 | 0 | Installation date is after the lead ban |  |  |  |  | Non-Lead - Other |  |  | Installation date is after the lead ban |  |  |  |  | Non-Lead |  |  |  | Domestic
MTR_026804 | 22833 134TH AVE SE | LOT 2 BLOCK 1 STARCREST #2 |  |  | Non-Lead Plastic | Unknown |  | 0 | Rectified Plan | Yes | Visual inspection at the meter pit | 2024-02-06 |  | Non-Lead Plastic |  |  | Field inspection only with no records | Yes | Visual inspection at the meter pit | 2024-02-06 |  | Non-Lead |  |  |  | Domestic
MTR_025063 | 21420 121ST PL SE | L6 GREEN TREE EAST |  |  | Non-Lead - Other | No | 1972-06-01 | 0 | Installation date is after the lead ban |  |  |  |  | Non-Lead - Other |  |  | Installation date is after the lead ban |  |  |  |  | Non-Lead |  |  |  | Domestic
MTR_017179 | 17823 112TH AVE SE | LOT 7 BENSON HILL |  |  | Non-Lead - Other | No | 1999-09-22 | 0 | Installation date is after the lead ban |  |  |  |  | Non-Lead - Other |  |  | Installation date is after the lead ban |  |  |  |  | Non-Lead |  |  |  | Domestic
MTR_025013 | 21106 119TH PL SE | LOT 37 EL DORADO HILLS 1 |  |  | Non-Lead - Other | No | 1981-02-01 | 0 | Installation date is after the lead ban |  |  |  |  | Non-Lead - Other |  |  | Installation date is after the lead ban |  |  |  |  | Non-Lead |  |  |  | Domestic
MTR_022962 | 12306 SE 197TH PL | L4 VISTA VIEW HGTS # 2 |  |  | Non-Lead - Other | No |  | 0 | Installation date is after the lead ban |  |  |  |  | Non-Lead - Other |  |  | Installation date is after the lead ban |  |  |  |  | Non-Lead |  |  |  | Domestic
MTR_020380 | 20437 100TH AVE SE | 9902-013300 |  |  | Non-Lead - Other | No |  | 0 | Installation date is after the lead ban |  |  |  |  | Non-Lead - Other |  |  | Installation date is after the lead ban |  |  |  |  | Non-Lead |  |  |  | Assumed
MTR_023157 | 21204 99TH AVE S | L71 WESTVIEW TERR #2 |  |  | Non-Lead - Other | No | 2008-10-29 | 0 | Rectified Plan |  |  |  |  | Non-Lead - Other |  |  | Statistical analysis |  |  |  |  | Non-Lead |  |  |  | Domestic
MTR_018670 | 20307 100TH AVE SE | LOT 53 CHESTNUT RIDGE #1 |  |  | Non-Lead - Other | No |  | 0 | Installation date is after the lead ban |  |  |  |  | Non-Lead - Other |  |  | Installation date is after the lead ban |  |  |  |  | Non-Lead |  |  |  | Domestic
MTR_026038 | 11916 SE 203RD ST | LOT 3 HEDLUND MEADOWS |  |  | Non-Lead - Other | No | 1995-08-01 | 0 | Installation date is after the lead ban |  |  |  |  | Non-Lead - Other |  |  | Installation date is after the lead ban |  |  |  |  | Non-Lead |  |  |  | Domestic
MTR_018630 | 20508 97TH AVE S | LOT 26 CHESTNUT RIDGE #1 |  |  | Non-Lead - Other | No |  | 0 | Installation date is after the lead ban |  |  |  |  | Non-Lead - Other |  |  | Installation date is after the lead ban |  |  |  |  | Non-Lead |  |  |  | Domestic
MTR_024283 | 21698 98TH AVE S | TRACT 7 UNEEDAN ORCHARD PARK TRACTS |  |  | Non-Lead - Other | No |  | 0 | Installation date is after the lead ban |  |  |  |  | Non-Lead - Other |  |  | Installation date is after the lead ban |  |  |  |  | Non-Lead |  |  |  | Assumed
MTR_022743 | 19917 117TH PL SE | LOT 9 SPRING HILL WEST |  |  | Non-Lead - Other | No | 2004-03-09 | 0 | Installation date is after the lead ban |  |  |  |  | Non-Lead - Other |  |  | Installation date is after the lead ban |  |  |  |  | Non-Lead |  |  |  | Domestic
MTR_026051 | 11824 SE 203RD ST | LOT 6 HEDLUND MEADOWS |  |  | Non-Lead - Other | No | 1995-08-01 | 0 | Installation date is after the lead ban |  |  |  |  | Non-Lead - Other |  |  | Installation date is after the lead ban |  |  |  |  | Non-Lead |  |  |  | Domestic
MTR_026143 | 11805 SE 204TH ST | L14 PANTHER LAKE TERR#3 |  |  | Non-Lead - Other | No | 1978-07-26 | 0 | Installation date is after the lead ban |  |  |  |  | Non-Lead - Other |  |  | Installation date is after the lead ban |  |  |  |  | Non-Lead |  |  |  | Domestic
MTR_026866 | 22415 132ND PL SE | LOT 64 FERN CREST 2 |  |  | Non-Lead - Other | No | 2005-09-02 | 0 | Installation date is after the lead ban |  |  |  |  | Non-Lead - Other |  |  | Installation date is after the lead ban |  |  |  |  | Non-Lead |  |  |  | Domestic
MTR_023687 | 22406 100TH AVE SE | TL102 W1/2 SEC. 17-22-5 |  |  | Non-Lead - Other | No | 2000-12-08 | 0 | Rectified Plan |  |  |  |  | Non-Lead - Other |  |  | Statistical analysis |  |  |  |  | Non-Lead |  |  |  | Domestic
MTR_017095 | 18320 112TH AVE SE | L3 RUTHS ADDN |  |  | Non-Lead - Other | No | 1977-03-18 | 0 | Installation date is after the lead ban |  |  |  |  | Non-Lead - Other |  |  | Installation date is after the lead ban |  |  |  |  | Non-Lead |  |  |  | Domestic
MTR_029557 | 22612 115TH PL SE | LOT 56 KENTON FIRS |  |  | Non-Lead - Other | Unknown |  | 0 | Statistical analysis |  |  |  |  | Non-Lead - Other |  |  | Statistical analysis |  |  |  |  | Non-Lead |  |  |  | Domestic
MTR_022242 | 18820 116TH AVE SE | LOT 2 GUD RESIDENCE |  |  | Non-Lead - Other | No |  | 0 | Relative Placement | No |  |  |  | Non-Lead - Other |  |  | Installation date is after the lead ban |  |  |  |  | Non-Lead |  |  |  | Assumed
MTR_026584 | 22721 126TH PL SE | L12 MEREDIAN HIGHLANDS |  |  | Non-Lead - Other | No |  | 0 | Installation date is after the lead ban |  |  |  |  | Non-Lead - Other |  |  | Installation date is after the lead ban |  |  |  |  | Non-Lead |  |  |  | Domestic
MTR_023359 | 10209 SE 216TH ST | 9908-007155 |  |  | Non-Lead - Other | Unknown |  | 0 | Statistical analysis |  |  |  |  | Non-Lead - Other |  |  | Statistical analysis |  |  |  |  | Non-Lead |  |  |  | Domestic
MTR_018661 | 9628 S 203RD ST | LOT 7 CHESTNUT RIDGE #1 |  |  | Non-Lead - Other | No |  | 0 | Installation date is after the lead ban |  |  |  |  | Non-Lead - Other |  |  | Installation date is after the lead ban |  |  |  |  | Non-Lead |  |  |  | Domestic
MTR_018797 | 10214 SE 185TH PL | LOT 19 WINDSOR HEIGHTS |  |  | Non-Lead - Other | No | 1995-06-28 | 0 | Installation date is after the lead ban |  |  |  |  | Non-Lead - Other |  |  | Installation date is after the lead ban |  |  |  |  | Non-Lead |  |  |  | Domestic
MTR_027802 | 11817 SE 219TH PL | LOT 5 CROWN ROYAL |  |  | Non-Lead - Other | No |  | 0 | Installation date is after the lead ban |  |  |  |  | Non-Lead - Other |  |  | Installation date is after the lead ban |  |  |  |  | Non-Lead |  |  |  | Assumed
MTR_018105 | 13604 SE 180TH ST | 9923-000950 |  |  | Non-Lead - Other | Unknown |  | 0 | Statistical analysis |  |  |  |  | Non-Lead - Other |  |  | Statistical analysis |  |  |  |  | Non-Lead |  |  |  | Assumed
MTR_028904 | 11019 SE 222ND ST | LOT15 BENSON MEADOWS #3 |  |  | Non-Lead - Other | No |  | 0 | Installation date is after the lead ban |  |  |  |  | Non-Lead - Other |  |  | Installation date is after the lead ban |  |  |  |  | Non-Lead |  |  |  | Domestic
MTR_029117 | 22111 111TH PL SE | LOT 7 BENSON MEADOWS #2 |  |  | Non-Lead - Other | No |  | 0 | Installation date is after the lead ban |  |  |  |  | Non-Lead - Other |  |  | Installation date is after the lead ban |  |  |  |  | Non-Lead |  |  |  | Domestic
MTR_029049 | 22118 110TH AVE SE | LOT 21 BENSON MEADOWS #2 |  |  | Non-Lead - Other | No |  | 0 | Installation date is after the lead ban |  |  |  |  | Non-Lead - Other |  |  | Installation date is after the lead ban |  |  |  |  | Non-Lead |  |  |  | Domestic
MTR_029000 | 22120 111TH CT SE | LOT 12 BENSON MEADOWS #2 |  |  | Non-Lead - Other | No |  | 0 | Installation date is after the lead ban |  |  |  |  | Non-Lead - Other |  |  | Installation date is after the lead ban |  |  |  |  | Non-Lead |  |  |  | Domestic
MTR_029238 | 11255 SE 224TH PL | LOT 18 WILLIAMSBURG ESTATES |  |  | Non-Lead - Other | No | 2000-10-04 | 0 | Installation date is after the lead ban |  |  |  |  | Non-Lead - Other |  |  | Installation date is after the lead ban |  |  |  |  | Non-Lead |  |  |  | Domestic
MTR_028909 | 11220 SE 220TH PL | LOT 3 KING COUNTY SHORT PLAT #58502 6 |  |  | Non-Lead - Other | No |  | 0 | Installation date is after the lead ban |  |  |  |  | Non-Lead - Other |  |  | Installation date is after the lead ban |  |  |  |  | Non-Lead |  |  |  | Domestic
MTR_006087 | 11812 SE 157TH PL | L2 B9 CASCADE VISTA 2 |  |  | Non-Lead - Other | No | 2014-04-16 | 0 | Rectified Plan |  |  |  |  | Non-Lead - Other |  |  | Statistical analysis |  |  |  |  | Non-Lead |  |  |  | Domestic
MTR_014146 | 11430 SE PETROVITSKY RD | TL 122 29-23-5 |  |  | Non-Lead - Other | Unknown |  | 1 | Statistical analysis |  |  |  |  | Non-Lead - Other |  |  | Statistical analysis |  |  |  |  | Non-Lead |  |  |  | Unknown
MTR_011370 | 1515 S 28TH ST | LOT 13 ROSA MEADOWS |  |  | Non-Lead - Other | No | 2014-09-02 | 0 | Installation date is after the lead ban |  |  |  |  | Non-Lead - Other |  |  | Installation date is after the lead ban |  |  |  |  | Non-Lead |  |  |  | Domestic
MTR_019909 | 19151 108TH LN SE | LOT 13 CABIAO TOWNHOMES |  |  | Non-Lead - Other | No | 2009-01-05 | 0 | Installation date is after the lead ban |  |  |  |  | Non-Lead - Other |  |  | Installation date is after the lead ban |  |  |  |  | Non-Lead |  |  |  | Domestic
MTR_001904 | 15775 117TH AVE SE | L13 BLK1 CASCADE VISTA#2 |  |  | Non-Lead Plastic | No | 2014-04-16 | 0 | Rectified Plan | Yes | Visual inspection at the meter pit | 2024-02-07 |  | Galvanized Requiring Replacement |  |  | Field inspection only with no records | Yes | Visual inspection at the meter pit | 2024-02-07 |  | Galvanized Requiring Replacement |  |  |  | Domestic
MTR_006121 | 15768 118TH AVE SE | L5 BLK6 CASCADE VISTA#2 |  |  | Non-Lead - Other | No | 2014-04-16 | 0 | Rectified Plan |  |  |  |  | Non-Lead - Other |  |  | Statistical analysis |  |  |  |  | Non-Lead |  |  |  | Domestic
MTR_019932 | 19023 114TH CT SE | LOT 16 CHINQUAPIN RIDGE |  |  | Non-Lead - Other | No | 1995-09-19 | 0 | Installation date is after the lead ban |  |  |  |  | Non-Lead - Other |  |  | Installation date is after the lead ban |  |  |  |  | Non-Lead |  |  |  | Domestic
MTR_011122 | 11205 SE 160TH ST | W100 OF N258.81 LOT 4 BLK 1 AKER S FARMS #6 |  |  | Non-Lead Plastic | Unknown |  | 0 | Converted CAD | Yes | Visual inspection at the meter pit | 2024-02-06 |  | Non-Lead Plastic |  |  | Field inspection only with no records | Yes | Visual inspection at the meter pit | 2024-02-06 |  | Non-Lead |  |  |  | Domestic
MTR_012400 | 18342 W LK DESIRE DR SE | L22 B1 LAKE DESIRE S HM |  |  | Non-Lead - Plastic | No | 2010-01-20 | 1 | Rectified Plan |  |  |  |  | Non-Lead - Other |  |  | Statistical analysis |  |  |  |  | Non-Lead |  |  |  | Domestic
MTR_006222 | 11667 SE 163RD ST | L10 BL1 CASCADE HILLS #1 |  |  | Non-Lead - Other | No | 2006-08-31 | 0 | Installation date is after the lead ban |  |  |  |  | Non-Lead - Other |  |  | Installation date is after the lead ban |  |  |  |  | Non-Lead |  |  |  | Domestic
MTR_011366 | 1429 S 28TH ST | LOT 17 ROSA MEADOWS |  |  | Non-Lead - Other | No | 2014-09-02 | 0 | Installation date is after the lead ban |  |  |  |  | Non-Lead - Other |  |  | Installation date is after the lead ban |  |  |  |  | Non-Lead |  |  |  | Domestic
MTR_017738 | 11018 SE 182ND ST | LOT 3 BLOCK 2 BENSON TERRACE #4 |  |  | Non-Lead - Other | Unknown |  | 0 | Statistical analysis |  |  |  |  | Non-Lead - Other |  |  | Statistical analysis |  |  |  |  | Non-Lead |  |  |  | Assumed
MTR_024717 | 13725 SE 201ST ST | L 25 FOREST GLEN SOUTH |  |  | Non-Lead - Other | No |  | 0 | Installation date is after the lead ban |  |  |  |  | Non-Lead - Other |  |  | Installation date is after the lead ban |  |  |  |  | Non-Lead |  |  |  | Domestic
MTR_021593 | 13205 SE 195TH ST | LOT 49 FOREST TRAILS #3 |  |  | Non-Lead - Other | No |  | 0 | Relative Placement | No |  |  |  | Non-Lead - Other |  |  | Installation date is after the lead ban |  |  |  |  | Non-Lead |  |  |  | Domestic
MTR_021648 | 13814 SE 195TH CT | L24 STAFFORD HANSELL 11 |  |  | Non-Lead - Other | No |  | 0 | Rectified Plan | No |  |  |  | Non-Lead - Other |  |  | Installation date is after the lead ban |  |  |  |  | Non-Lead |  |  |  | Domestic
MTR_024704 | 13722 SE 202ND PL | LOT 14 FOREST GLEN SOUTH |  |  | Non-Lead - Other | No |  | 0 | Installation date is after the lead ban |  |  |  |  | Non-Lead - Other |  |  | Installation date is after the lead ban |  |  |  |  | Non-Lead |  |  |  | Domestic
MTR_024750 | 20012 139TH WAY SE | LOT 18 KENT RIDGE PLACE |  |  | Non-Lead - Other | No | 1997-01-08 | 0 | Installation date is after the lead ban |  |  |  |  | Non-Lead - Other |  |  | Installation date is after the lead ban |  |  |  |  | Non-Lead |  |  |  | Domestic
MTR_024650 | 12901 SE 201ST ST | L40 LINDA HIGHLANDS |  |  | Non-Lead - Other | No |  | 0 | Installation date is after the lead ban |  |  |  |  | Non-Lead - Other |  |  | Installation date is after the lead ban |  |  |  |  | Non-Lead |  |  |  | Domestic
MTR_024206 | 20827 109TH LN SE | L8 BENSON H TOWNHOUSE |  |  | Non-Lead - Other | No |  | 5.25 | Installation date is after the lead ban |  |  |  |  | Non-Lead - Other |  |  | Installation date is after the lead ban |  |  |  |  | Non-Lead |  |  |  | Hydrant
MTR_024203 | 20823 109TH LN SE | L10 BENSON H TOWNHOUSE |  |  | Non-Lead - Other | No |  | 0 | Installation date is after the lead ban |  |  |  |  | Non-Lead - Other |  |  | Installation date is after the lead ban |  |  |  |  | Non-Lead |  |  |  | Assumed
MTR_022817 | 19912 119TH AVE SE | LOT 5 SPRING HILL |  |  | Non-Lead - Other | No | 1995-07-13 | 0 | Installation date is after the lead ban |  |  |  |  | Non-Lead - Other |  |  | Installation date is after the lead ban |  |  |  |  | Non-Lead |  |  |  | Domestic
MTR_022906 | 19810 121ST AVE SE | L9 SPRINGBROOK RANCH |  |  | Non-Lead - Other | Unknown |  | 0 | Statistical analysis |  |  |  |  | Non-Lead - Other |  |  | Statistical analysis |  |  |  |  | Non-Lead |  |  |  | Assumed
MTR_023485 | 11020 SE 212TH ST | L2 BENSON HILLS #2 |  |  | Non-Lead - Other | Unknown |  | 0 | Statistical analysis |  |  |  |  | Non-Lead - Other |  |  | Statistical analysis |  |  |  |  | Non-Lead |  |  |  | Assumed
MTR_017392 | 18020 120TH AVE SE | L1,B2,NW GARDEN TRACTS2 |  |  | Non-Lead - Other | No | 1975-08-05 | 0 | Installation date is after the lead ban |  |  |  |  | Non-Lead - Other |  |  | Installation date is after the lead ban |  |  |  |  | Non-Lead |  |  |  | Assumed
MTR_024249 | 21412 113TH PL SE | LOT 17 CARENA GLEN |  |  | Non-Lead - Other | No |  | 0 | Installation date is after the lead ban |  |  |  |  | Non-Lead - Other |  |  | Installation date is after the lead ban |  |  |  |  | Non-Lead |  |  |  | Domestic
MTR_024239 | 21421 115TH PL SE | LOT 5 CARENA GLEN |  |  | Non-Lead - Other | No |  | 0 | Installation date is after the lead ban |  |  |  |  | Non-Lead - Other |  |  | Installation date is after the lead ban |  |  |  |  | Non-Lead |  |  |  | Domestic
MTR_024215 | 20865 109TH LN SE | L37 BENSON H TOWNHOUSE |  |  | Non-Lead - Other | No |  | 5.25 | Installation date is after the lead ban |  |  |  |  | Non-Lead - Other |  |  | Installation date is after the lead ban |  |  |  |  | Non-Lead |  |  |  | Hydrant
MTR_024205 | 20829 109TH LN SE | L7 BENSON H TOWNHOUSE |  |  | Non-Lead - Other | No |  | 5.25 | Installation date is after the lead ban |  |  |  |  | Non-Lead - Other |  |  | Installation date is after the lead ban |  |  |  |  | Non-Lead |  |  |  | Hydrant
MTR_017270 | 17913 116TH AVE SE | TL 110 E1/2 32-23-5 |  |  | Non-Lead - Other | No | 2004-12-15 | 0 | Rectified Plan |  |  |  |  | Non-Lead - Other |  |  | Statistical analysis |  |  |  |  | Non-Lead |  |  |  | Domestic
MTR_023542 | 11421 SE 214TH ST | LOT 10 ROSEWOOD PLAT |  |  | Non-Lead - Other | No | 2003-04-10 | 0 | Installation date is after the lead ban |  |  |  |  | Non-Lead - Other |  |  | Installation date is after the lead ban |  |  |  |  | Non-Lead |  |  |  | Domestic
MTR_021782 | 13323 SE 197TH ST | LOT 25 FOREST TRAILS #2 |  |  | Non-Lead - Other | No |  | 0 | Installation date is after the lead ban |  |  |  |  | Non-Lead - Other |  |  | Installation date is after the lead ban |  |  |  |  | Non-Lead |  |  |  | Assumed
MTR_019121 | 19043 106TH AVE SE | TL 245 SEC 32-23-5 |  |  | Non-Lead - Other | Unknown |  | 0 | Statistical analysis |  |  |  |  | Non-Lead - Other |  |  | Statistical analysis |  |  |  |  | Non-Lead |  |  |  | Assumed
MTR_023192 | 21064 99TH AVE S | L69 WESTVIEW TERR. #2 |  |  | Non-Lead - Other | No | 2008-10-29 | 0 | Rectified Plan |  |  |  |  | Non-Lead - Other |  |  | Statistical analysis |  |  |  |  | Non-Lead |  |  |  | Domestic
MTR_021402 | 19228 142ND PL SE | LOT 40 LORI LANE |  |  | Non-Lead - Other | No |  | 0 | Installation date is after the lead ban |  |  |  |  | Non-Lead - Other |  |  | Installation date is after the lead ban |  |  |  |  | Non-Lead |  |  |  | Domestic
MTR_024738 | 20053 139TH WAY SE | LOT 7 KENT RIDGE PLACE |  |  | Non-Lead - Other | No | 1997-01-08 | 0 | Installation date is after the lead ban |  |  |  |  | Non-Lead - Other |  |  | Installation date is after the lead ban |  |  |  |  | Non-Lead |  |  |  | Domestic
MTR_021730 | 13612 SE 200TH ST | LOT 32 SOOS CREEK MEADOWS |  |  | Non-Lead - Other | No |  | 0 | Rectified Plan | No |  |  |  | Non-Lead - Other |  |  | Installation date is after the lead ban |  |  |  |  | Non-Lead |  |  |  | Domestic
MTR_023318 | 10509 SE 213TH ST | LOT 47 STONEPINE EAST |  |  | Non-Lead - Other | No | 1995-10-18 | 0 | Installation date is after the lead ban |  |  |  |  | Non-Lead - Other |  |  | Installation date is after the lead ban |  |  |  |  | Non-Lead |  |  |  | Domestic
MTR_023323 | 21322 104TH PL SE | LOT 44 STONEPINE EAST |  |  | Non-Lead - Other | No | 1995-10-18 | 0 | Installation date is after the lead ban |  |  |  |  | Non-Lead - Other |  |  | Installation date is after the lead ban |  |  |  |  | Non-Lead |  |  |  | Domestic
MTR_023979 | 21232 103RD CT SE | LOT 27 STONEPINE |  |  | Non-Lead - Other | No |  | 0 | Installation date is after the lead ban |  |  |  |  | Non-Lead - Other |  |  | Installation date is after the lead ban |  |  |  |  | Non-Lead |  |  |  | Domestic
MTR_024028 | 21001 101ST AVE SE | L 38 GUINN CREST |  |  | Non-Lead - Other | Unknown |  | 0 | Statistical analysis |  |  |  |  | Non-Lead - Other |  |  | Statistical analysis |  |  |  |  | Non-Lead |  |  |  | Domestic
MTR_023888 | 21718 103RD PL SE | LOT 22 GARRISON GLEN |  |  | Non-Lead - Other | No | 2014-01-15 | 0 | Installation date is after the lead ban |  |  |  |  | Non-Lead - Other |  |  | Installation date is after the lead ban |  |  |  |  | Non-Lead |  |  |  | Domestic
MTR_016316 | 17621 157TH AVE SE | LOT 31 CANDLEWOOD #2 |  |  | Non-Lead - Other | No | 1976-05-06 | 0 | Installation date is after the lead ban |  |  |  |  | Non-Lead - Other |  |  | Installation date is after the lead ban |  |  |  |  | Non-Lead |  |  |  | Domestic
MTR_020572 | 19834 105TH AVE SE | L21 DONNYBROOK MANOR |  |  | Non-Lead Plastic | Unknown |  | 0 | Relative Placement | Yes | Visual inspection at the meter pit | 2024-01-29 |  | Galvanized Requiring Replacement |  |  | Field inspection only with no records | Yes | Visual inspection at the meter pit | 2024-01-29 |  | Galvanized Requiring Replacement |  |  |  | Assumed
MTR_019956 | 19950 101ST AVE SE | LOT 8 WATERSHED TERRACE |  |  | Non-Lead - Other | No | 2003-08-27 | 0 | Installation date is after the lead ban |  |  |  |  | Non-Lead - Other |  |  | Installation date is after the lead ban |  |  |  |  | Non-Lead |  |  |  | Domestic
MTR_019271 | 9449 S 196TH PL | LOT 9 OLYMPIC PEAK ESTATES |  |  | Non-Lead - Other | No | 2004-07-14 | 0 | Installation date is after the lead ban |  |  |  |  | Non-Lead - Other |  |  | Installation date is after the lead ban |  |  |  |  | Non-Lead |  |  |  | Domestic
MTR_018394 | 20222 91ST PL S | LOT 6 SOPHIA GLEN |  |  | Non-Lead - Other | No | 2009-07-07 | 0 | Installation date is after the lead ban |  |  |  |  | Non-Lead - Other |  |  | Installation date is after the lead ban |  |  |  |  | Non-Lead |  |  |  | Domestic
MTR_018455 | 20122 95TH PL S | LOT 11 BRIARMOUNT |  |  | Non-Lead - Other | No | 1998-08-21 | 0 | Installation date is after the lead ban |  |  |  |  | Non-Lead - Other |  |  | Installation date is after the lead ban |  |  |  |  | Non-Lead |  |  |  | Domestic
MTR_019340 | 9219 S 200TH ST | LOT 142 92ND AVE S /200 TH ST |  |  | Non-Lead - Other | Unknown |  | 0 | Statistical analysis |  |  |  |  | Non-Lead - Other |  |  | Statistical analysis |  |  |  |  | Non-Lead |  |  |  | Assumed
MTR_030267 | 13414 SE 209TH ST | L3 CRYSTAL GLEN |  |  | Non-Lead - Other | No |  | 0 | Installation date is after the lead ban |  |  |  |  | Non-Lead - Other |  |  | Installation date is after the lead ban |  |  |  |  | Non-Lead |  |  |  | Domestic
MTR_030268 | 22601 109TH PL SE | L30 KENTON FIRS 2 |  |  | Non-Lead - Other | Unknown |  |  | Statistical analysis |  |  |  |  | Non-Lead - Other |  |  | Statistical analysis |  |  |  |  | Non-Lead
MTR_030269 | 10016 SE 203RD ST | LOT 5 ALDERWOOD 2 |  |  | Non-Lead - Other | No |  |  | Installation date is after the lead ban |  |  |  |  | Non-Lead - Other |  |  | Installation date is after the lead ban |  |  |  |  | Non-Lead
MTR_019339 | 9319 S 200TH ST | TL 17 SEC 6-22-5 |  |  | Non-Lead - Other | Unknown |  | 0 | Statistical analysis |  |  |  |  | Non-Lead - Other |  |  | Statistical analysis |  |  |  |  | Non-Lead |  |  |  | Assumed
MTR_020523 | 20111 102ND PL SE | LOT 19 PARKRIDGE EAST #2 |  |  | Non-Lead - Other | No |  | 0 | Installation date is after the lead ban |  |  |  |  | Non-Lead - Other |  |  | Installation date is after the lead ban |  |  |  |  | Non-Lead |  |  |  | Domestic
MTR_020023 | 20206 105TH AVE SE | LOT 2 CLEARWATER COURT |  |  | Non-Lead - Other | No | 1995-10-02 | 0 | Installation date is after the lead ban |  |  |  |  | Non-Lead - Other |  |  | Installation date is after the lead ban |  |  |  |  | Non-Lead |  |  |  | Domestic
MTR_026072 | 20550 121ST WAY SE | LOT 51 FENTON RIDGE |  |  | Non-Lead - Other | No | 1995-08-31 | 0 | Installation date is after the lead ban |  |  |  |  | Non-Lead - Other |  |  | Installation date is after the lead ban |  |  |  |  | Non-Lead |  |  |  | Domestic
MTR_020363 | 20448 100TH AVE SE | L30 MAYVILLA PARK |  |  | Non-Lead Plastic | Unknown |  | 0 | Relative Placement | Yes | Visual inspection at the meter pit | 2024-01-30 |  | Non-Lead Plastic |  |  | Field inspection only with no records | Yes | Visual inspection at the meter pit | 2024-01-30 |  | Non-Lead |  |  |  | Assumed
MTR_020416 | 20631 101ST AVE SE | L3 MAYVILLA PARK #2 |  |  | Non-Lead - Other | No |  | 0 | Installation date is after the lead ban |  |  |  |  | Non-Lead - Other |  |  | Installation date is after the lead ban |  |  |  |  | Non-Lead |  |  |  | Domestic
MTR_017982 | 13438 SE 184TH ST | LOT 309 FOREST ESTATES #3 |  |  | Non-Lead - Other | No | 1983-08-01 | 0 | Installation date is after the lead ban |  |  |  |  | Non-Lead - Other |  |  | Installation date is after the lead ban |  |  |  |  | Non-Lead |  |  |  | Domestic
MTR_021053 | 18626 136TH PL SE | LOT 73 CEDARWOOD ESTATES (WINDHAM R IDGE) |  |  | Non-Lead - Other | No | 1989-09-20 | 0 | Installation date is after the lead ban |  |  |  |  | Non-Lead - Other |  |  | Installation date is after the lead ban |  |  |  |  | Non-Lead |  |  |  | Domestic
MTR_021434 | 19724 143RD PL SE | LOT 59 RUDDELLS 3RD ADDITION |  |  | Non-Lead - Other | No |  | 0 | Installation date is after the lead ban |  |  |  |  | Non-Lead - Other |  |  | Installation date is after the lead ban |  |  |  |  | Non-Lead |  |  |  | Domestic
MTR_021382 | 19317 142ND PL SE | LOT 46 LORI LANE |  |  | Non-Lead - Other | No |  | 0 | Installation date is after the lead ban |  |  |  |  | Non-Lead - Other |  |  | Installation date is after the lead ban |  |  |  |  | Non-Lead |  |  |  | Domestic
MTR_021448 | 14424 SE 198TH CT | LOT 73 RUDDELLS 3RD ADD. |  |  | Non-Lead - Other | No |  | 0 | Installation date is after the lead ban |  |  |  |  | Non-Lead - Other |  |  | Installation date is after the lead ban |  |  |  |  | Non-Lead |  |  |  | Domestic
MTR_024843 | 20616 140TH AVE SE | LOT 2 KING CO. SHORT PLAT #S89S0274 |  |  | Non-Lead - Other | No |  | 0 | Installation date is after the lead ban |  |  |  |  | Non-Lead - Other |  |  | Installation date is after the lead ban |  |  |  |  | Non-Lead |  |  |  | Assumed
MTR_028688 | 11414 SE 217TH ST | LOT 13 WEST CREEK MEADOWS |  |  | Non-Lead - Other | No | 1995-09-20 | 0 | Installation date is after the lead ban |  |  |  |  | Non-Lead - Other |  |  | Installation date is after the lead ban |  |  |  |  | Non-Lead |  |  |  | Domestic
MTR_025649 | 21413 129TH AVE SE | LOT 22 HILLSHIRE TERRACE |  |  | Non-Lead - Other | No | 1995-09-19 | 0 | Installation date is after the lead ban |  |  |  |  | Non-Lead - Other |  |  | Installation date is after the lead ban |  |  |  |  | Non-Lead |  |  |  | Domestic
MTR_024645 | 20118 128TH AVE SE | L35 LINDA HIGHLANDS |  |  | Non-Lead - Other | No |  | 0 | Installation date is after the lead ban |  |  |  |  | Non-Lead - Other |  |  | Installation date is after the lead ban |  |  |  |  | Non-Lead |  |  |  | Domestic
MTR_028693 | 21734 113TH PL SE | LOT 3 WEST CREEK MEADOWS |  |  | Non-Lead - Other | No | 1995-09-20 | 0 | Installation date is after the lead ban |  |  |  |  | Non-Lead - Other |  |  | Installation date is after the lead ban |  |  |  |  | Non-Lead |  |  |  | Domestic
MTR_025699 | 13127 SE 210TH PL | LOT 33 LAUREL SPRINGS |  |  | Non-Lead - Other | No | 2003-12-11 | 0 | Installation date is after the lead ban |  |  |  |  | Non-Lead - Other |  |  | Installation date is after the lead ban |  |  |  |  | Non-Lead |  |  |  | Domestic
MTR_024990 | 11621 SE 210TH PL | LOT 4 VILLA ESTATES |  |  | Non-Lead - Plastic | No | 1977-08-01 | 1 | Rectified Plan | No |  |  |  | Non-Lead - Other |  |  | Installation date is after the lead ban |  |  |  |  | Non-Lead |  |  |  | Domestic
MTR_016820 | 15105 SE 184TH ST | LOT 15 CARRIAGEWOOD #5 |  |  | Non-Lead - Other | No | 1983-07-01 | 0 | Installation date is after the lead ban |  |  |  |  | Non-Lead - Other |  |  | Installation date is after the lead ban |  |  |  |  | Non-Lead |  |  |  | Domestic
MTR_021910 | 13329 SE 195TH ST | L14 FOREST TRAILS 3 |  |  | Non-Lead - Other | No |  | 0 | Rectified Plan | No |  |  |  | Non-Lead - Other |  |  | Installation date is after the lead ban |  |  |  |  | Non-Lead |  |  |  | Domestic
MTR_021336 | 19205 142ND PL SE | L3 LORI LANE |  |  | Non-Lead - Other | No |  | 0 | Installation date is after the lead ban |  |  |  |  | Non-Lead - Other |  |  | Installation date is after the lead ban |  |  |  |  | Non-Lead |  |  |  | Domestic
MTR_025663 | 21144 131ST PL SE | LOT 4 PANDHER GLEN |  |  | Non-Lead - Other | No | 2010-05-07 | 0 | Installation date is after the lead ban |  |  |  |  | Non-Lead - Other |  |  | Installation date is after the lead ban |  |  |  |  | Non-Lead |  |  |  | Domestic
MTR_025305 | 21213 122ND PL SE | L210 GLENCARIN #2 |  |  | Non-Lead - Other | No | 1968-07-31 | 0 | Installation date is after the lead ban |  |  |  |  | Non-Lead - Other |  |  | Installation date is after the lead ban |  |  |  |  | Non-Lead |  |  |  | Domestic
MTR_025280 | 21208 122ND PL SE | L237 GLENCARIN #2 |  |  | Non-Lead - Other | No | 1968-07-31 | 0 | Installation date is after the lead ban |  |  |  |  | Non-Lead - Other |  |  | Installation date is after the lead ban |  |  |  |  | Non-Lead |  |  |  | Domestic
MTR_025583 | 12644 SE 211TH ST | LOT 15 JASON LANE |  |  | Non-Lead - Other | No |  | 0 | Installation date is after the lead ban |  |  |  |  | Non-Lead - Other |  |  | Installation date is after the lead ban |  |  |  |  | Non-Lead |  |  |  | Domestic
MTR_025291 | 21314 124TH AVE SE | L288 GLENCARIN #2 |  |  | Non-Lead - Other | No | 1968-07-31 | 0 | Installation date is after the lead ban |  |  |  |  | Non-Lead - Other |  |  | Installation date is after the lead ban |  |  |  |  | Non-Lead |  |  |  | Domestic
MTR_025002 | 21524 117TH AVE SE | LOT 11 CEDAR PARKE |  |  | Non-Lead - Other | No | 2001-02-08 | 0 | Installation date is after the lead ban |  |  |  |  | Non-Lead - Other |  |  | Installation date is after the lead ban |  |  |  |  | Non-Lead |  |  |  | Domestic
MTR_024958 | 11609 SE 210TH PL | LOT 2 VILLA ESTATES |  |  | Non-Lead - Plastic | No | 1977-08-01 | 1 | Rectified Plan | No |  |  |  | Non-Lead - Other |  |  | Installation date is after the lead ban |  |  |  |  | Non-Lead |  |  |  | Domestic
MTR_025500 | 12643 SE 211TH CT | L31 JASON LANE |  |  | Non-Lead - Other | No |  | 0 | Installation date is after the lead ban |  |  |  |  | Non-Lead - Other |  |  | Installation date is after the lead ban |  |  |  |  | Non-Lead |  |  |  | Domestic
MTR_025339 | 21326 125TH AVE SE | L333 GLENCARIN #2 |  |  | Non-Lead - Other | No | 1968-07-31 | 0 | Installation date is after the lead ban |  |  |  |  | Non-Lead - Other |  |  | Installation date is after the lead ban |  |  |  |  | Non-Lead |  |  |  | Domestic
MTR_025510 | 21214 127TH PL SE | LOT 9 GLENCARIN #3 |  |  | Non-Lead - Other | No |  | 0 | Installation date is after the lead ban |  |  |  |  | Non-Lead - Other |  |  | Installation date is after the lead ban |  |  |  |  | Non-Lead |  |  |  | Domestic
MTR_025576 | 21309 127TH PL SE | L 41 GLENCARIN #3 |  |  | Non-Lead - Other | No |  | 0 | Installation date is after the lead ban |  |  |  |  | Non-Lead - Other |  |  | Installation date is after the lead ban |  |  |  |  | Non-Lead |  |  |  | Domestic
MTR_023631 | 22115 99TH PL S | LOT 15 GLEN KARA |  |  | Non-Lead - Other | No | 1998-03-30 | 0 | Installation date is after the lead ban |  |  |  |  | Non-Lead - Other |  |  | Installation date is after the lead ban |  |  |  |  | Non-Lead |  |  |  | Domestic
MTR_025893 | 11017 SE 204TH ST | LOT 1 CHOW SHORT PLAT |  |  | Non-Lead - Other | No | 2006-08-01 | 0 | Installation date is after the lead ban |  |  |  |  | Non-Lead - Other |  |  | Installation date is after the lead ban |  |  |  |  | Non-Lead |  |  |  | Domestic
MTR_023773 | 22022 100TH CT SE | LOT 7 KARA 3 |  |  | Non-Lead - Other | No | 2003-08-27 | 0 | Installation date is after the lead ban |  |  |  |  | Non-Lead - Other |  |  | Installation date is after the lead ban |  |  |  |  | Non-Lead |  |  |  | Domestic
MTR_026290 | 11930 SE 205TH ST | L L4 PANTHER LK TERR 2 |  |  | Non-Lead - Other | No |  | 0 | Installation date is after the lead ban |  |  |  |  | Non-Lead - Other |  |  | Installation date is after the lead ban |  |  |  |  | Non-Lead |  |  |  | Domestic
MTR_023652 | 9818 S 220TH PL | LOT 34 GLEN KARA |  |  | Non-Lead - Other | No | 1998-03-30 | 0 | Installation date is after the lead ban |  |  |  |  | Non-Lead - Other |  |  | Installation date is after the lead ban |  |  |  |  | Non-Lead |  |  |  | Domestic
MTR_019166 | 10310 SE 192ND ST | LOT 2 KING COUNTY SHORT PLAT #38307 2 |  |  | Non-Lead - Other | No |  | 0 | Installation date is after the lead ban |  |  |  |  | Non-Lead - Other |  |  | Installation date is after the lead ban |  |  |  |  | Non-Lead |  |  |  | Assumed
MTR_023298 | 10517 SE 214TH PL | LOT 17 STONEPINE EAST |  |  | Non-Lead - Other | No | 1995-10-18 | 0 | Installation date is after the lead ban |  |  |  |  | Non-Lead - Other |  |  | Installation date is after the lead ban |  |  |  |  | Non-Lead |  |  |  | Domestic
MTR_018728 | 20339 96TH AVE S | LOT 9 CHESTNUT RIDGE #4 |  |  | Non-Lead - Other | No |  | 0 | Installation date is after the lead ban |  |  |  |  | Non-Lead - Other |  |  | Installation date is after the lead ban |  |  |  |  | Non-Lead |  |  |  | Domestic
MTR_018616 | 9424 S 204TH PL | LOT 10 CHESTNUT RIDGE #2 |  |  | Non-Lead - Other | No |  | 0 | Installation date is after the lead ban |  |  |  |  | Non-Lead - Other |  |  | Installation date is after the lead ban |  |  |  |  | Non-Lead |  |  |  | Domestic
MTR_020455 | 10136 SE 207TH ST | LOT 14 BLK 1 SUNSET VILLA |  |  | Non-Lead - Other | Unknown |  | 0 | Statistical analysis |  |  |  |  | Non-Lead - Other |  |  | Statistical analysis |  |  |  |  | Non-Lead |  |  |  | Domestic
MTR_020256 | 20716 105TH PL SE | LOT3 BK2 JO-VEL MANOR |  |  | Non-Lead - Other | No |  | 0 | Installation date is after the lead ban |  |  |  |  | Non-Lead - Other |  |  | Installation date is after the lead ban |  |  |  |  | Non-Lead |  |  |  | Domestic
MTR_020229 | 10410 SE 206TH PL | LOT 20 KIRKS ADDITION |  |  | Non-Lead - Other | No |  | 0 | Installation date is after the lead ban |  |  |  |  | Non-Lead - Other |  |  | Installation date is after the lead ban |  |  |  |  | Non-Lead |  |  |  | Domestic
MTR_026187 | 20520 123RD PL SE | LOT 27 SWANSON COURT. |  |  | Non-Lead - Other | Unknown |  | 0 | Statistical analysis |  |  |  |  | Non-Lead - Other |  |  | Statistical analysis |  |  |  |  | Non-Lead |  |  |  | Domestic
MTR_029060 | 11226 SE 222ND ST | LOT 9 PEDERSON PLACE #2 (VICTORIA P |  |  | Non-Lead - Other | No |  | 0 | Installation date is after the lead ban |  |  |  |  | Non-Lead - Other |  |  | Installation date is after the lead ban |  |  |  |  | Non-Lead |  |  |  | Domestic
MTR_023846 | 21629 105TH PL SE | L4 B 2 MT.VIEW PARK |  |  | Non-Lead - Other | No | 2004-04-20 | 0 | Rectified Plan |  |  |  |  | Non-Lead - Other |  |  | Statistical analysis |  |  |  |  | Non-Lead |  |  |  | Domestic
MTR_023345 | 10510 SE 213TH ST | TAX LOT 292 NW 8-22-5 |  |  | Non-Lead - Other | No |  | 0 | Installation date is after the lead ban |  |  |  |  | Non-Lead - Other |  |  | Installation date is after the lead ban |  |  |  |  | Non-Lead |  |  |  | Assumed
MTR_027663 | 21633 119TH CT SE | LOT 32 CROWN ROYAL II |  |  | Non-Lead - Other | No |  | 0 | Installation date is after the lead ban |  |  |  |  | Non-Lead - Other |  |  | Installation date is after the lead ban |  |  |  |  | Non-Lead |  |  |  | Assumed
MTR_023327 | 10429 SE 214TH PL | LOT 14 STONEPINE EAST |  |  | Non-Lead - Other | No | 1995-10-18 | 0 | Installation date is after the lead ban |  |  |  |  | Non-Lead - Other |  |  | Installation date is after the lead ban |  |  |  |  | Non-Lead |  |  |  | Domestic
MTR_023872 | 10232 SE 217TH ST | LOT 29 GARRISON GLEN |  |  | Non-Lead - Other | No | 2014-01-15 | 0 | Installation date is after the lead ban |  |  |  |  | Non-Lead - Other |  |  | Installation date is after the lead ban |  |  |  |  | Non-Lead |  |  |  | Domestic
MTR_023373 | 20927 104TH PL SE | LOT 5 WARD SHORT PLAT |  |  | Non-Lead - Other | No | 2015-04-13 | 0 | Installation date is after the lead ban |  |  |  |  | Non-Lead - Other |  |  | Installation date is after the lead ban |  |  |  |  | Non-Lead |  |  |  | Domestic
MTR_028919 | 10875 SE 218TH PL | LOT 16 ALDER HEIGHTS 2 |  |  | Non-Lead - Other | No |  | 0 | Installation date is after the lead ban |  |  |  |  | Non-Lead - Other |  |  | Installation date is after the lead ban |  |  |  |  | Non-Lead |  |  |  | Domestic
MTR_028825 | 21721 108TH PL SE | L3 B1 TWIN MAPLES |  |  | Non-Lead - Other | Unknown |  | 0 | Statistical analysis |  |  |  |  | Non-Lead - Other |  |  | Statistical analysis |  |  |  |  | Non-Lead |  |  |  | Assumed
MTR_029011 | 22110 109TH PL SE | LOT 33 BENSON MEADOWS #2 |  |  | Non-Lead - Other | No |  | 0 | Installation date is after the lead ban |  |  |  |  | Non-Lead - Other |  |  | Installation date is after the lead ban |  |  |  |  | Non-Lead |  |  |  | Domestic
MTR_025118 | 21417 120TH AVE SE | L 47 GREEN TREE EAST |  |  | Non-Lead - Other | No | 1972-06-01 | 0 | Installation date is after the lead ban |  |  |  |  | Non-Lead - Other |  |  | Installation date is after the lead ban |  |  |  |  | Non-Lead |  |  |  | Domestic
MTR_028975 | 22137 109TH PL SE | LOT 3 BENSON MEADOWS #3 |  |  | Non-Lead - Other | No |  | 0 | Installation date is after the lead ban |  |  |  |  | Non-Lead - Other |  |  | Installation date is after the lead ban |  |  |  |  | Non-Lead |  |  |  | Domestic
MTR_025089 | 21226 120TH PL SE | L17 GREEN TREE EAST |  |  | Non-Lead - Other | No | 1972-06-01 | 0 | Installation date is after the lead ban |  |  |  |  | Non-Lead - Other |  |  | Installation date is after the lead ban |  |  |  |  | Non-Lead |  |  |  | Domestic
MTR_025448 | 12525 SE 210TH CT | LOT 15 SHADOW RUN |  |  | Non-Lead - Other | No | 1987-11-25 | 0 | Installation date is after the lead ban |  |  |  |  | Non-Lead - Other |  |  | Installation date is after the lead ban |  |  |  |  | Non-Lead |  |  |  | Domestic
MTR_029671 | 10905 SE 227TH PL | L7 CLARKS GLEN |  |  | Non-Lead - Other | Unknown |  | 0 | Statistical analysis |  |  |  |  | Non-Lead - Other |  |  | Statistical analysis |  |  |  |  | Non-Lead |  |  |  | Domestic
MTR_024454 | 20433 130TH AVE SE | L20 GREENACRES EAST |  |  | Non-Lead - Other | No |  | 0 | Installation date is after the lead ban |  |  |  |  | Non-Lead - Other |  |  | Installation date is after the lead ban |  |  |  |  | Non-Lead |  |  |  | Domestic
MTR_024252 | 21423 113TH PL SE | L20 CARENA GLEN |  |  | Non-Lead - Other | No |  | 0 | Installation date is after the lead ban |  |  |  |  | Non-Lead - Other |  |  | Installation date is after the lead ban |  |  |  |  | Non-Lead |  |  |  | Domestic
MTR_023767 | 10125 SE 220TH PL | LOT 20 KARA 3 |  |  | Non-Lead - Other | No | 2003-08-27 | 0 | Installation date is after the lead ban |  |  |  |  | Non-Lead - Other |  |  | Installation date is after the lead ban |  |  |  |  | Non-Lead |  |  |  | Domestic
MTR_027769 | 11920 SE 222ND PL | LOT 100 MEADOWGREEN ESTATES |  |  | Non-Lead - Other | No |  | 0 | Installation date is after the lead ban |  |  |  |  | Non-Lead - Other |  |  | Installation date is after the lead ban |  |  |  |  | Non-Lead |  |  |  | Domestic
MTR_028562 | 22006 126TH CT SE | LOT 88 SUMMERGLEN #2 |  |  | Non-Lead - Other | No |  | 0 | Installation date is after the lead ban |  |  |  |  | Non-Lead - Other |  |  | Installation date is after the lead ban |  |  |  |  | Non-Lead |  |  |  | Domestic
MTR_020020 | 20207 105TH AVE SE | LOT 3 CLEARWATER COURT 162070-0030 |  |  | Non-Lead - Other | No | 1995-10-02 | 0 | Installation date is after the lead ban |  |  |  |  | Non-Lead - Other |  |  | Installation date is after the lead ban |  |  |  |  | Non-Lead |  |  |  | Domestic
MTR_020534 | 20336 102ND PL SE | LOT 32 PARKRIDGE EAST #2 |  |  | Non-Lead - Other | No |  | 0 | Installation date is after the lead ban |  |  |  |  | Non-Lead - Other |  |  | Installation date is after the lead ban |  |  |  |  | Non-Lead |  |  |  | Assumed
MTR_020003 | 20317 102ND AVE SE | LOT 13 MAPLE TREE ESTATES |  |  | Non-Lead - Other | No | 2009-08-19 | 0 | Installation date is after the lead ban |  |  |  |  | Non-Lead - Other |  |  | Installation date is after the lead ban |  |  |  |  | Non-Lead |  |  |  | Domestic
MTR_020346 | 20015 104TH PL SE | LOT 3 TRAN SHORT PLAT |  |  | Non-Lead - Other | No |  | 0 | Installation date is after the lead ban |  |  |  |  | Non-Lead - Other |  |  | Installation date is after the lead ban |  |  |  |  | Non-Lead |  |  |  | Assumed
MTR_020368 | 20106 100TH AVE SE | LOT 12 ALDERWOOD |  |  | Non-Lead - Other | No |  | 0 | Installation date is after the lead ban |  |  |  |  | Non-Lead - Other |  |  | Installation date is after the lead ban |  |  |  |  | Non-Lead |  |  |  | Domestic
MTR_020009 | 10032 SE 204TH ST | TL165 W1/2 SEC 5-22-5 |  |  | Non-Lead - Other | Unknown |  | 0 | Statistical analysis |  |  |  |  | Non-Lead - Other |  |  | Statistical analysis |  |  |  |  | Non-Lead |  |  |  | Assumed
MTR_027412 | 13901 SE 237TH PL | LOT 14 JANES PLACE |  |  | Non-Lead - Other | No | 1989-01-13 | 0 | Installation date is after the lead ban |  |  |  |  | Non-Lead - Other |  |  | Installation date is after the lead ban |  |  |  |  | Non-Lead |  |  |  | Domestic
MTR_025073 | 21410 120TH AVE SE | L 50 GREEN TREE EAST |  |  | Non-Lead - Other | No | 1972-06-01 | 0 | Installation date is after the lead ban |  |  |  |  | Non-Lead - Other |  |  | Installation date is after the lead ban |  |  |  |  | Non-Lead |  |  |  | Domestic
MTR_020063 | 20105 102ND AVE SE | LOT 11 MCCANN MEADOWS |  |  | Non-Lead - Other | No | 1998-11-06 | 0 | Installation date is after the lead ban |  |  |  |  | Non-Lead - Other |  |  | Installation date is after the lead ban |  |  |  |  | Non-Lead |  |  |  | Domestic
MTR_028084 | 11819 SE 221ST ST | LOT 4 MEADOW GLEN #2 |  |  | Non-Lead - Other | No |  | 0 | Installation date is after the lead ban |  |  |  |  | Non-Lead - Other |  |  | Installation date is after the lead ban |  |  |  |  | Non-Lead |  |  |  | Domestic
MTR_026997 | 12868 SE 225TH CT | LOT 14 FERN CREST WEST |  |  | Non-Lead - Other | No | 2006-04-28 | 0 | Installation date is after the lead ban |  |  |  |  | Non-Lead - Other |  |  | Installation date is after the lead ban |  |  |  |  | Non-Lead |  |  |  | Domestic
MTR_025577 | 12629 SE 211TH ST | LOT 20 JASON LANE |  |  | Non-Lead - Other | No |  | 0 | Installation date is after the lead ban |  |  |  |  | Non-Lead - Other |  |  | Installation date is after the lead ban |  |  |  |  | Non-Lead |  |  |  | Domestic
MTR_003699 | 12222 SE 236TH CT | LOT 4 OAKDALE |  |  | Non-Lead - Other | No | 1989-04-20 | 6 | Rectified Plan | No |  |  |  | Non-Lead - Other |  |  | Installation date is after the lead ban |  |  |  |  | Non-Lead |  |  |  | Domestic
MTR_029333 | 11810 SE 231ST PL | LOT 29 TERRA HEIGHTS |  |  | Non-Lead - Other | No |  | 0 | Installation date is after the lead ban |  |  |  |  | Non-Lead - Other |  |  | Installation date is after the lead ban |  |  |  |  | Non-Lead |  |  |  | Domestic
MTR_027274 | 23423 134TH CT SE | LOT 11 BIRCHWOOD ACRES |  |  | Non-Lead - Plastic | No | 1995-10-18 | 1 | Rectified Plan | No |  |  |  | Non-Lead - Other |  |  | Installation date is after the lead ban |  |  |  |  | Non-Lead |  |  |  | Domestic
MTR_003678 | 12306 SE 237TH PL | LOT 15 OAKDALE |  |  | Non-Lead - Other | No | 1989-04-20 | 0 | Rectified Plan | No |  |  |  | Non-Lead - Other |  |  | Installation date is after the lead ban |  |  |  |  | Non-Lead |  |  |  | Domestic
MTR_026651 | 23016 125TH AVE SE | L39 CORONADO KNOLLS |  |  | Non-Lead - Other | No |  | 0 | Installation date is after the lead ban |  |  |  |  | Non-Lead - Other |  |  | Installation date is after the lead ban |  |  |  |  | Non-Lead |  |  |  | Domestic
MTR_026744 | 13631 SE 231ST ST | LOT 6 QUIET VALLEY |  |  | Non-Lead - Other | No |  | 0 | Installation date is after the lead ban |  |  |  |  | Non-Lead - Other |  |  | Installation date is after the lead ban |  |  |  |  | Non-Lead |  |  |  | Domestic
MTR_002951 | 12517 SE 233RD ST | L 73 MERIDIAN VILLA EST. |  |  | Non-Lead - Other | No |  | 0 | Installation date is after the lead ban |  |  |  |  | Non-Lead - Other |  |  | Installation date is after the lead ban |  |  |  |  | Non-Lead |  |  |  | Assumed
MTR_026561 | 23137 128TH PL SE | LOT 24 DIV. 2. MISTY MDW |  |  | Non-Lead - Other | No |  | 0 | Installation date is after the lead ban |  |  |  |  | Non-Lead - Other |  |  | Installation date is after the lead ban |  |  |  |  | Non-Lead |  |  |  | Domestic
MTR_003988 | 23403 120TH AVE SE | 9918-016345 |  |  | Non-Lead - Other | No |  | 0 | Installation date is after the lead ban |  |  |  |  | Non-Lead - Other |  |  | Installation date is after the lead ban |  |  |  |  | Non-Lead |  |  |  | Assumed
MTR_003476 | 13016 SE 234TH ST | N 1/2 L5 MERIDIAN VILLA |  |  | Non-Lead - Other | No |  | 0 | Installation date is after the lead ban |  |  |  |  | Non-Lead - Other |  |  | Installation date is after the lead ban |  |  |  |  | Non-Lead |  |  |  | Assumed
MTR_027541 | 23211 138TH AVE SE | L21 WILDWOOD #2 |  |  | Non-Lead - Plastic | No | 1975-07-25 | 1 | Converted CAD | No |  |  |  | Non-Lead - Other |  |  | Installation date is after the lead ban |  |  |  |  | Non-Lead |  |  |  | Domestic
MTR_027386 | 13820 SE 237TH PL | LOT 8 JANES PLACE |  |  | Non-Lead - Other | No | 1989-01-13 | 0 | Installation date is after the lead ban |  |  |  |  | Non-Lead - Other |  |  | Installation date is after the lead ban |  |  |  |  | Non-Lead |  |  |  | Domestic
MTR_018416 | 9115 S 204TH PL | LOT 55 SOPHIA GLEN |  |  | Non-Lead - Other | No | 2009-07-07 | 0 | Installation date is after the lead ban |  |  |  |  | Non-Lead - Other |  |  | Installation date is after the lead ban |  |  |  |  | Non-Lead |  |  |  | Domestic
MTR_018392 | 20304 91ST PL S | LOT 3 SOPHIA GLEN |  |  | Non-Lead - Other | No | 2009-07-07 | 0 | Installation date is after the lead ban |  |  |  |  | Non-Lead - Other |  |  | Installation date is after the lead ban |  |  |  |  | Non-Lead |  |  |  | Domestic
MTR_003826 | 12818 SE 232ND PL | L 10 MISTY MEADOWS 1 |  |  | Non-Lead - Other | No |  | 0 | Installation date is after the lead ban |  |  |  |  | Non-Lead - Other |  |  | Installation date is after the lead ban |  |  |  |  | Non-Lead |  |  |  | Domestic
MTR_024391 | 13415 SE 208TH ST | TL47 SEC 10-22-5 |  |  | Non-Lead - Other | Unknown |  | 0 | Statistical analysis |  |  |  |  | Non-Lead - Other |  |  | Statistical analysis |  |  |  |  | Non-Lead |  |  |  | Assumed
MTR_029362 | 11809 SE 228TH PL | LOT 15 HUNTERS RUN |  |  | Non-Lead - Other | No |  | 0 | Installation date is after the lead ban |  |  |  |  | Non-Lead - Other |  |  | Installation date is after the lead ban |  |  |  |  | Non-Lead |  |  |  | Domestic
MTR_003290 | 13102 SE 232ND CT | LOT 43 MISTY MEADOWS 1 |  |  | Non-Lead - Other | No |  | 0 | Installation date is after the lead ban |  |  |  |  | Non-Lead - Other |  |  | Installation date is after the lead ban |  |  |  |  | Non-Lead |  |  |  | Domestic
MTR_018732 | 20505 97TH AVE S | LOT 15 CHESTNUT RIDGE #1 |  |  | Non-Lead - Other | No |  | 0 | Installation date is after the lead ban |  |  |  |  | Non-Lead - Other |  |  | Installation date is after the lead ban |  |  |  |  | Non-Lead |  |  |  | Assumed
MTR_020464 | 20404 103RD AVE SE | LOT 10 BLK2 SUNSET VILLA |  |  | Non-Lead - Other | Unknown |  | 0 | Statistical analysis |  |  |  |  | Non-Lead - Other |  |  | Statistical analysis |  |  |  |  | Non-Lead |  |  |  | Domestic
MTR_018643 | 20408 97TH AVE S | LOT 35 CHESTNUT RIDGE #1 |  |  | Non-Lead - Other | No |  | 0 | Installation date is after the lead ban |  |  |  |  | Non-Lead - Other |  |  | Installation date is after the lead ban |  |  |  |  | Non-Lead |  |  |  | Domestic
MTR_028850 | 21700 111TH AVE SE | L 12 B3 TWIN MAPLES |  |  | Non-Lead - Other | Unknown |  | 0 | Statistical analysis |  |  |  |  | Non-Lead - Other |  |  | Statistical analysis |  |  |  |  | Non-Lead |  |  |  | Assumed
MTR_018660 | 9633 S 203RD ST | LOT 48 CHESTNUT RIDGE #1 |  |  | Non-Lead - Other | No |  | 0 | Installation date is after the lead ban |  |  |  |  | Non-Lead - Other |  |  | Installation date is after the lead ban |  |  |  |  | Non-Lead |  |  |  | Domestic
MTR_020439 | 10135 SE 207TH ST | LOT 1 SHORT PLAT 878139 |  |  | Non-Lead - Other | No |  | 0 | Installation date is after the lead ban |  |  |  |  | Non-Lead - Other |  |  | Installation date is after the lead ban |  |  |  |  | Non-Lead |  |  |  | Assumed
MTR_027566 | 21811 122ND PL SE | LOT 50 GLEN MAR |  |  | Non-Lead - Plastic | No | 1975-04-29 | 1 | Rectified Plan | No |  |  |  | Non-Lead - Other |  |  | Installation date is after the lead ban |  |  |  |  | Non-Lead |  |  |  | Domestic
MTR_027598 | 12218 SE 217TH ST | LOT 14 GLEN MAR |  |  | Non-Lead - Plastic | No | 1975-04-29 | 1 | Rectified Plan | No |  |  |  | Non-Lead - Other |  |  | Installation date is after the lead ban |  |  |  |  | Non-Lead |  |  |  | Domestic
MTR_011468 | 12655 SE 165TH ST | LOT 10 CASCADE HILLS #8 |  |  | Non-Lead - Other | No |  | 1 | Installation date is after the lead ban |  |  |  |  | Non-Lead - Other |  |  | Installation date is after the lead ban |  |  |  |  | Non-Lead |  |  |  | Domestic
MTR_018970 | 1119 S 47TH PL | LOT 4 PANTHER RIDGE |  |  | Non-Lead - Other | No | 2012-08-28 | 0 | Installation date is after the lead ban |  |  |  |  | Non-Lead - Other |  |  | Installation date is after the lead ban |  |  |  |  | Non-Lead |  |  |  | Domestic
MTR_025161 | 12302 SE 209TH ST | L4 GLENCARIN #1 |  |  | Non-Lead - Other | No | 1968-03-08 | 0 | Installation date is after the lead ban |  |  |  |  | Non-Lead - Other |  |  | Installation date is after the lead ban |  |  |  |  | Non-Lead |  |  |  | Domestic
MTR_020388 | 10025 SE 202ND ST | L11 ALDERWOOD |  |  | Non-Lead - Other | No |  | 0 | Installation date is after the lead ban |  |  |  |  | Non-Lead - Other |  |  | Installation date is after the lead ban |  |  |  |  | Non-Lead |  |  |  | Assumed
MTR_023511 | 10855 SE 214TH PL | LOT 20 BENSON PLACE |  |  | Non-Lead - Other | No | 1996-06-08 | 0 | Installation date is after the lead ban |  |  |  |  | Non-Lead - Other |  |  | Installation date is after the lead ban |  |  |  |  | Non-Lead |  |  |  | Domestic
MTR_023513 | 10849 SE 214TH PL | LOT 19 BENSON PLACE |  |  | Non-Lead - Other | No | 1996-06-08 | 0 | Installation date is after the lead ban |  |  |  |  | Non-Lead - Other |  |  | Installation date is after the lead ban |  |  |  |  | Non-Lead |  |  |  | Domestic
MTR_023504 | 10869 SE 214TH PL | LOT 22 BENSON PLACE |  |  | Non-Lead - Other | No | 1996-06-08 | 0 | Installation date is after the lead ban |  |  |  |  | Non-Lead - Other |  |  | Installation date is after the lead ban |  |  |  |  | Non-Lead |  |  |  | Domestic
MTR_023531 | 11115 SE 216TH ST | LOT 32 BENSON PLACE |  |  | Non-Lead - Other | No | 1996-06-08 | 0 | Installation date is after the lead ban |  |  |  |  | Non-Lead - Other |  |  | Installation date is after the lead ban |  |  |  |  | Non-Lead |  |  |  | Domestic
MTR_023507 | 10873 SE 214TH PL | LOT 23 BENSON PLACE |  |  | Non-Lead - Other | No | 1996-06-08 | 0 | Installation date is after the lead ban |  |  |  |  | Non-Lead - Other |  |  | Installation date is after the lead ban |  |  |  |  | Non-Lead |  |  |  | Domestic
MTR_023522 | 10907 SE 216TH ST | LOT 28 BENSON PLACE |  |  | Non-Lead - Other | No | 1996-06-08 | 0 | Installation date is after the lead ban |  |  |  |  | Non-Lead - Other |  |  | Installation date is after the lead ban |  |  |  |  | Non-Lead |  |  |  | Domestic
MTR_014327 | 17114 113TH AVE SE | LOT 7 BLOCK A GREEN TRACTS #2 |  |  | Non-Lead - Other | No |  | 1 | Installation date is after the lead ban |  |  |  |  | Non-Lead - Other |  |  | Installation date is after the lead ban |  |  |  |  | Non-Lead |  |  |  | Domestic
MTR_023521 | 10882 SE 214TH PL | LOT 10 BENSON PLACE |  |  | Non-Lead - Other | No | 1996-06-08 | 0 | Installation date is after the lead ban |  |  |  |  | Non-Lead - Other |  |  | Installation date is after the lead ban |  |  |  |  | Non-Lead |  |  |  | Domestic
MTR_023520 | 10878 SE 214TH PL | LOT 11 BENSON PLACE |  |  | Non-Lead - Other | No | 1996-06-08 | 0 | Installation date is after the lead ban |  |  |  |  | Non-Lead - Other |  |  | Installation date is after the lead ban |  |  |  |  | Non-Lead |  |  |  | Domestic
MTR_023518 | 10890 SE 214TH PL | LOT 9 BENSON PLACE |  |  | Non-Lead - Other | No | 1996-06-08 | 0 | Installation date is after the lead ban |  |  |  |  | Non-Lead - Other |  |  | Installation date is after the lead ban |  |  |  |  | Non-Lead |  |  |  | Domestic
MTR_023530 | 10854 SE 214TH PL | LOT 14 BENSON PLACE |  |  | Non-Lead - Other | No | 1996-06-08 | 0 | Installation date is after the lead ban |  |  |  |  | Non-Lead - Other |  |  | Installation date is after the lead ban |  |  |  |  | Non-Lead |  |  |  | Domestic
MTR_023519 | 10896 SE 214TH PL | LOT 8 BENSON PLACE |  |  | Non-Lead - Other | No | 1996-06-08 | 0 | Installation date is after the lead ban |  |  |  |  | Non-Lead - Other |  |  | Installation date is after the lead ban |  |  |  |  | Non-Lead |  |  |  | Domestic
MTR_023510 | 10848 SE 214TH PL | LOT 15 BENSON PLACE |  |  | Non-Lead - Other | No | 1996-06-08 | 0 | Installation date is after the lead ban |  |  |  |  | Non-Lead - Other |  |  | Installation date is after the lead ban |  |  |  |  | Non-Lead |  |  |  | Domestic
MTR_018458 | 20026 95TH PL S | LOT 5 BRIARMOUNT |  |  | Non-Lead - Other | No | 1998-08-21 | 0 | Installation date is after the lead ban |  |  |  |  | Non-Lead - Other |  |  | Installation date is after the lead ban |  |  |  |  | Non-Lead |  |  |  | Domestic
MTR_005824 | 11708 SE 208TH ST | TAX LOT 68 SEC 4 T22-R5 |  |  | Non-Lead - Other | No |  | 0 | Installation date is after the lead ban |  |  |  |  | Non-Lead - Other |  |  | Installation date is after the lead ban |  |  |  |  | Non-Lead |  |  |  | Assumed
MTR_014174 | 17571 110TH LN SE | 1ST UNIT; BLDG 4 PALM COURT |  |  | Non-Lead - Plastic | No | 1998-06-18 | 1 | Rectified Plan |  |  |  |  | Non-Lead - Other |  |  | Installation date is after the lead ban |  |  |  |  | Non-Lead |  |  |  | Domestic
MTR_015149 | 16038 123RD AVE SE | L2 B3 CASCADE VILLAGE 2 |  |  | Non-Lead Plastic | No | 2014-04-16 | 1 | Rectified Plan | Yes | Visual inspection at the meter pit | 2024-02-09 |  | Galvanized Requiring Replacement |  |  | Field inspection only with no records | Yes | Visual inspection at the meter pit | 2024-02-09 |  | Galvanized Requiring Replacement |  |  |  | Domestic
MTR_014191 | 10838 SE 173RD ST | LOT 5 BLK 1 CLIFFORDS ADDITION |  |  | Non-Lead - Other | Unknown |  | 1 | Statistical analysis |  |  |  |  | Non-Lead - Other |  |  | Statistical analysis |  |  |  |  | Non-Lead |  |  |  | Domestic
MTR_014210 | 10813 SE 172ND ST | UNIT B KELSEY CT CONDOS |  |  | Non-Lead - Other | No |  | 1 | Installation date is after the lead ban |  |  |  |  | Non-Lead - Other |  |  | Installation date is after the lead ban |  |  |  |  | Non-Lead |  |  |  | Domestic
MTR_020494 | 20204 103RD PL SE | LOT 17 BLK 1 CHERRY TERRACE |  |  | Copper | Unknown |  | 0 | Relative Placement | Yes | Visual inspection at the meter pit | 2024-01-29 |  | Non-Lead Plastic |  |  | Field inspection only with no records | Yes | Visual inspection at the meter pit | 2024-01-29 |  | Non-Lead |  |  |  | Assumed
MTR_024169 | 21333 109TH AVE SE | LOT 1 EAST BENSON HILLS |  |  | Non-Lead - Other | No |  | 0 | Installation date is after the lead ban |  |  |  |  | Non-Lead - Other |  |  | Installation date is after the lead ban |  |  |  |  | Non-Lead |  |  |  | Assumed
MTR_007513 | 16564 121ST AVE SE | LOT 73 CASCADE HILLS #6 |  |  | Non-Lead - Other | No | 2019-08-05 | 0.75 | Rectified Plan |  |  |  |  | Non-Lead - Other |  |  | Statistical analysis |  |  |  |  | Non-Lead |  |  |  | Assumed
MTR_014687 | 13042 SE 159TH PL | LOT 93 FAIRLANE WOODS |  |  | Non-Lead - Other | No | 1978-09-22 | 0 | Installation date is after the lead ban |  |  |  |  | Non-Lead - Other |  |  | Installation date is after the lead ban |  |  |  |  | Non-Lead |  |  |  | Domestic
MTR_011469 | 16605 127TH AVE SE | LOT 102 CASCADE HILLS #8 |  |  | Non-Lead - Other | No |  | 1 | Installation date is after the lead ban |  |  |  |  | Non-Lead - Other |  |  | Installation date is after the lead ban |  |  |  |  | Non-Lead |  |  |  | Domestic
MTR_023512 | 11201 SE 216TH ST | LOT 37 BENSON PLACE |  |  | Non-Lead - Other | No | 1996-06-08 | 0 | Installation date is after the lead ban |  |  |  |  | Non-Lead - Other |  |  | Installation date is after the lead ban |  |  |  |  | Non-Lead |  |  |  | Domestic
MTR_023514 | 11119 SE 216TH ST | LOT 33 BENSON PLACE |  |  | Non-Lead - Other | No | 1996-06-08 | 0 | Installation date is after the lead ban |  |  |  |  | Non-Lead - Other |  |  | Installation date is after the lead ban |  |  |  |  | Non-Lead |  |  |  | Domestic
MTR_028346 | 21703 129TH AVE SE | LOT 12 WIMBLEDON RIDGE |  |  | Non-Lead - Other | No | 1995-08-28 | 0 | Installation date is after the lead ban |  |  |  |  | Non-Lead - Other |  |  | Installation date is after the lead ban |  |  |  |  | Non-Lead |  |  |  | Domestic
MTR_026984 | 12898 SE 225TH CT | LOT 19 FERN CREST WEST |  |  | Non-Lead - Other | No | 2006-04-28 | 0 | Installation date is after the lead ban |  |  |  |  | Non-Lead - Other |  |  | Installation date is after the lead ban |  |  |  |  | Non-Lead |  |  |  | Domestic
MTR_026763 | 13225 SE 230TH ST | L 1 SH PL STARCR ADDN |  |  | Non-Lead - Other | Unknown |  | 0 | Statistical analysis |  |  |  |  | Non-Lead - Other |  |  | Statistical analysis |  |  |  |  | Non-Lead |  |  |  | Assumed
MTR_028599 | 12408 SE 218TH CT | LOT 24 PARKWAY EST |  |  | Non-Lead - Other | No | 1978-07-26 | 0 | Installation date is after the lead ban |  |  |  |  | Non-Lead - Other |  |  | Installation date is after the lead ban |  |  |  |  | Non-Lead |  |  |  | Domestic
MTR_026991 | 12874 SE 225TH CT | LOT 15 FERN CREST WEST |  |  | Non-Lead - Other | No | 2006-04-28 | 0 | Installation date is after the lead ban |  |  |  |  | Non-Lead - Other |  |  | Installation date is after the lead ban |  |  |  |  | Non-Lead |  |  |  | Domestic
MTR_020795 | 18604 131ST AVE SE | LOT 23 BLVD LANE DIVISION #4 |  |  | Non-Lead - Other | No | 1968-06-14 | 0 | Installation date is after the lead ban |  |  |  |  | Non-Lead - Other |  |  | Installation date is after the lead ban |  |  |  |  | Non-Lead |  |  |  | Domestic
MTR_023007 | 12413 SE 198TH PL | LOT 3 MORFORD PARK |  |  | Non-Lead - Other | No |  | 0 | Installation date is after the lead ban |  |  |  |  | Non-Lead - Other |  |  | Installation date is after the lead ban |  |  |  |  | Non-Lead |  |  |  | Assumed
MTR_024020 | 21361 103RD PL SE | LOT 12 OLYMPIC VIEW HEIGHTS #2 |  |  | Non-Lead - Other | No |  | 0.75 | Installation date is after the lead ban |  |  |  |  | Non-Lead - Other |  |  | Installation date is after the lead ban |  |  |  |  | Non-Lead |  |  |  | Domestic
MTR_015352 | 16935 126TH PL SE | LOT 163 CASCADE VISTA #3 |  |  | Non-Lead - Other | No | 2010-10-25 | 0 | Rectified Plan |  |  |  |  | Non-Lead - Other |  |  | Statistical analysis |  |  |  |  | Non-Lead |  |  |  | Domestic
MTR_011856 | 17032 104TH AVE SE | S 70 LOT 11 BLK 2 AKERS FARMS #5 |  |  | Non-Lead - Other | Unknown |  | 0.75 | Statistical analysis |  |  |  |  | Non-Lead - Other |  |  | Statistical analysis |  |  |  |  | Non-Lead |  |  |  | Assumed
MTR_021660 | 19308 138TH AVE SE | LOT 21 ROCK CREEK |  |  | Non-Lead - Other | No |  | 0 | Rectified Plan | No |  |  |  | Non-Lead - Other |  |  | Installation date is after the lead ban |  |  |  |  | Non-Lead |  |  |  | Domestic
MTR_020874 | 18812 131ST AVE SE | L 39 BLVD. LANE 6 |  |  | Non-Lead - Other | No | 1969-05-01 | 0 | Installation date is after the lead ban |  |  |  |  | Non-Lead - Other |  |  | Installation date is after the lead ban |  |  |  |  | Non-Lead |  |  |  | Domestic
MTR_011875 | 16809 105TH AVE SE | EAST 1/2 LOT 6 BLOCK 2 AKERS FARMS |  |  | Non-Lead - Other | No | 1999-03-24 | 0 | Rectified Plan |  |  |  |  | Non-Lead - Other |  |  | Statistical analysis |  |  |  |  | Non-Lead |  |  |  | Domestic
MTR_020875 | 18804 131ST AVE SE | L 40 BLVD. LANE 6 |  |  | Non-Lead - Other | No | 1969-05-01 | 0 | Installation date is after the lead ban |  |  |  |  | Non-Lead - Other |  |  | Installation date is after the lead ban |  |  |  |  | Non-Lead |  |  |  | Domestic
MTR_021049 | 18708 136TH PL SE | LOT 69 CEDARWOOD ESTATES |  |  | Non-Lead - Other | No | 1989-09-20 | 0 | Installation date is after the lead ban |  |  |  |  | Non-Lead - Other |  |  | Installation date is after the lead ban |  |  |  |  | Non-Lead |  |  |  | Domestic
MTR_009608 | 23711 119TH PL SE | LOT 74 KENT HIGHLANDS |  |  | Non-Lead - Other | No | 2006-11-01 | 0 | Rectified Plan | No |  |  |  | Non-Lead - Other |  |  | Installation date is after the lead ban |  |  |  |  | Non-Lead |  |  |  | Domestic
MTR_026803 | 22817 134TH AVE SE | LOT 4 BLK1 STARCREST #2 |  |  | Non-Lead Plastic | Unknown |  | 0 | Rectified Plan | Yes | Visual inspection at the meter pit | 2024-02-06 |  | Non-Lead Plastic |  |  | Field inspection only with no records | Yes | Visual inspection at the meter pit | 2024-02-06 |  | Non-Lead |  |  |  | Domestic
MTR_029416 | 11644 SE 227TH PL | L 6 SUNNY HILL |  |  | Non-Lead - Other | No | 2007-05-23 | 0 | Rectified Plan |  |  |  |  | Non-Lead - Other |  |  | Statistical analysis |  |  |  |  | Non-Lead |  |  |  | Domestic
MTR_027376 | 23126 135TH AVE SE | L 24 WILDWOOD ESTATES 1 |  |  | Non-Lead - Other | No |  | 0 | Installation date is after the lead ban |  |  |  |  | Non-Lead - Other |  |  | Installation date is after the lead ban |  |  |  |  | Non-Lead |  |  |  | Domestic
MTR_029816 | 23835 140TH LN SE | LOT 1 THE VILLAGE AT SOOS CREEK |  |  | Non-Lead - Other | No |  | 0 | Installation date is after the lead ban |  |  |  |  | Non-Lead - Other |  |  | Installation date is after the lead ban |  |  |  |  | Non-Lead |  |  |  | Assumed
MTR_027381 | 23601 137TH AVE SE | LOT 20 NORTHPEAK CREST |  |  | Non-Lead - Other | No | 1979-07-01 | 0 | Installation date is after the lead ban |  |  |  |  | Non-Lead - Other |  |  | Installation date is after the lead ban |  |  |  |  | Non-Lead |  |  |  | Domestic
MTR_007601 | 16537 120TH AVE SE | L 29 CASCADE HILLS 6 |  |  | Non-Lead - Other | No | 2019-08-05 | 0.75 | Rectified Plan |  |  |  |  | Non-Lead - Other |  |  | Statistical analysis |  |  |  |  | Non-Lead |  |  |  | Assumed
MTR_007637 | 16510 116TH PL SE | LOT 46 CASCADE HILLS #5 |  |  | Non-Lead - Other | No | 2019-08-05 | 0.75 | Rectified Plan |  |  |  |  | Non-Lead - Other |  |  | Statistical analysis |  |  |  |  | Non-Lead |  |  |  | Domestic
MTR_007600 | 16519 120TH AVE SE | L 26 CASCADE HILLS 6 |  |  | Non-Lead - Other | No | 2019-08-05 | 0.75 | Rectified Plan |  |  |  |  | Non-Lead - Other |  |  | Statistical analysis |  |  |  |  | Non-Lead |  |  |  | Assumed
MTR_007540 | 16518 120TH AVE SE | L 78 CASCADE HILLS 6 |  |  | Non-Lead Plastic | No | 2019-08-05 | 0.75 | Rectified Plan | Yes | Visual inspection at the meter pit | 2024-02-08 |  | Copper |  |  | Field inspection only with no records | Yes | Visual inspection at the meter pit | 2024-02-08 |  | Non-Lead |  |  |  | Assumed
MTR_002042 | 16525 120TH AVE SE | L 27 CASCADE HILLS 6 |  |  | Non-Lead - Other | No | 2019-08-05 | 0.75 | Rectified Plan |  |  |  |  | Non-Lead - Other |  |  | Statistical analysis |  |  |  |  | Non-Lead |  |  |  | Assumed
MTR_006918 | 16423 120TH AVE SE | L 10 CASCADE HILLS 6 |  |  | Non-Lead - Other | No | 2019-08-05 | 0.75 | Rectified Plan |  |  |  |  | Non-Lead - Other |  |  | Statistical analysis |  |  |  |  | Non-Lead |  |  |  | Assumed
MTR_006855 | 11810 SE 165TH ST | L 71 CASCADE HILLS 5 |  |  | Non-Lead - Other | No | 2019-08-05 | 0.75 | Rectified Plan |  |  |  |  | Non-Lead - Other |  |  | Statistical analysis |  |  |  |  | Non-Lead |  |  |  | Domestic
MTR_006914 | 11720 SE 165TH ST | L 73 CASCADE HILLS 5 |  |  | Non-Lead - Other | No | 2019-08-05 | 0.75 | Rectified Plan |  |  |  |  | Non-Lead - Other |  |  | Statistical analysis |  |  |  |  | Non-Lead |  |  |  | Domestic
MTR_006856 | 11826 SE 165TH ST | LOT 17 CASCADE HILLS 6 |  |  | Non-Lead - Other | No | 2019-08-05 | 0.75 | Rectified Plan |  |  |  |  | Non-Lead - Other |  |  | Statistical analysis |  |  |  |  | Non-Lead |  |  |  | Assumed
MTR_003293 | 11916 SE 165TH ST | L 13 CASCADE HILLS 6 |  |  | Non-Lead - Other | No | 2019-08-05 | 0.75 | Rectified Plan |  |  |  |  | Non-Lead - Other |  |  | Statistical analysis |  |  |  |  | Non-Lead |  |  |  | Assumed
MTR_006917 | 11704 SE 165TH ST | L 75 CASCADE HILLS 5 |  |  | Non-Lead - Other | No | 2019-08-05 | 0.75 | Rectified Plan |  |  |  |  | Non-Lead - Other |  |  | Statistical analysis |  |  |  |  | Non-Lead |  |  |  | Domestic
MTR_006858 | 11818 SE 165TH ST | LOT 18 CASCADE HILLS #6 |  |  | Non-Lead - Other | No | 2019-08-05 | 0.75 | Rectified Plan |  |  |  |  | Non-Lead - Other |  |  | Statistical analysis |  |  |  |  | Non-Lead |  |  |  | Domestic
MTR_003381 | 16526 119TH AVE SE | L 37 CASCADE HILLS 6 |  |  | Non-Lead - Other | No | 2019-08-05 | 0.75 | Rectified Plan |  |  |  |  | Non-Lead - Other |  |  | Statistical analysis |  |  |  |  | Non-Lead |  |  |  | Assumed
MTR_006915 | 16435 120TH AVE SE | L 11 CASCADE HILLS 6 |  |  | Non-Lead - Other | No | 2019-08-05 | 0.75 | Rectified Plan |  |  |  |  | Non-Lead - Other |  |  | Statistical analysis |  |  |  |  | Non-Lead |  |  |  | Assumed
MTR_002043 | 16504 120TH AVE SE | L 80 CASCADE HILLS 6 |  |  | Non-Lead - Other | No | 2019-08-05 | 0.75 | Rectified Plan |  |  |  |  | Non-Lead - Other |  |  | Statistical analysis |  |  |  |  | Non-Lead |  |  |  | Assumed
MTR_000893 | 16523 116TH PL SE | L 85 CASCADE HILLS 5 |  |  | Non-Lead - Other | No | 2019-08-05 | 0.75 | Rectified Plan |  |  |  |  | Non-Lead - Other |  |  | Statistical analysis |  |  |  |  | Non-Lead |  |  |  | Domestic
MTR_007602 | 16507 120TH AVE SE | L 24 CASCADE HILLS 6 |  |  | Non-Lead - Other | No | 2019-08-05 | 0.75 | Rectified Plan |  |  |  |  | Non-Lead - Other |  |  | Statistical analysis |  |  |  |  | Non-Lead |  |  |  | Assumed
MTR_003071 | 16623 116TH PL SE | L 91 CASCADE HILLS 5 |  |  | Non-Lead - Other | No | 2019-08-05 | 0.75 | Rectified Plan |  |  |  |  | Non-Lead - Other |  |  | Statistical analysis |  |  |  |  | Non-Lead |  |  |  | Assumed
MTR_002340 | 16411 120TH AVE SE | L8 CASCADE HILLS 6 |  |  | Non-Lead - Other | No | 2019-08-05 | 0.75 | Rectified Plan |  |  |  |  | Non-Lead - Other |  |  | Statistical analysis |  |  |  |  | Non-Lead |  |  |  | Assumed
MTR_006927 | 16622 116TH PL SE | L 19 CASCADE HILLS 5 |  |  | Non-Lead - Other | No | 2019-08-05 | 0.75 | Rectified Plan |  |  |  |  | Non-Lead - Other |  |  | Statistical analysis |  |  |  |  | Non-Lead |  |  |  | Assumed
MTR_006875 | 16615 116TH PL SE | L 90 CASCADE HILLS 5 |  |  | Non-Lead - Other | No | 2019-08-05 | 0.75 | Rectified Plan |  |  |  |  | Non-Lead - Other |  |  | Statistical analysis |  |  |  |  | Non-Lead |  |  |  | Assumed
MTR_007547 | 16530 119TH AVE SE | L 36 CASCADE HILLS 6 |  |  | Non-Lead - Other | No | 2019-08-05 | 0.75 | Rectified Plan |  |  |  |  | Non-Lead - Other |  |  | Statistical analysis |  |  |  |  | Non-Lead |  |  |  | Assumed
MTR_001341 | 16410 116TH PL SE | L 80 CASCADE HILLS 5 |  |  | Non-Lead - Other | No | 2019-08-05 | 0.75 | Rectified Plan |  |  |  |  | Non-Lead - Other |  |  | Statistical analysis |  |  |  |  | Non-Lead |  |  |  | Domestic
MTR_007203 | 11905 SE 165TH ST | L 22 CASCADE HILLS 6 |  |  | Non-Lead - Other | No | 2019-08-05 | 0.75 | Rectified Plan |  |  |  |  | Non-Lead - Other |  |  | Statistical analysis |  |  |  |  | Non-Lead |  |  |  | Assumed
MTR_007206 | 11903 SE 165TH ST | L 21 CASCADE HILLS 6 |  |  | Non-Lead - Other | No | 2019-08-05 | 0.75 | Rectified Plan |  |  |  |  | Non-Lead - Other |  |  | Statistical analysis |  |  |  |  | Non-Lead |  |  |  | Assumed
MTR_006874 | 16704 117TH AVE SE | L7 CASCADE HILLS 5 |  |  | Non-Lead Plastic | No | 2019-08-05 | 0.75 | Rectified Plan | Yes | Visual inspection at the meter pit | 2024-02-08 |  | Non-Lead Plastic |  |  | Field inspection only with no records | Yes | Visual inspection at the meter pit | 2024-02-08 |  | Non-Lead |  |  |  | Assumed
MTR_007313 | 12001 SE 165TH ST | L 82 CASCADE HILLS 6 |  |  | Non-Lead - Other | No | 2019-08-05 | 0.75 | Rectified Plan |  |  |  |  | Non-Lead - Other |  |  | Statistical analysis |  |  |  |  | Non-Lead |  |  |  | Assumed
MTR_007368 | 16542 118TH AVE SE | L 30 CASCADE HILLS 5 |  |  | Non-Lead - Other | No | 2019-08-05 | 0.75 | Rectified Plan |  |  |  |  | Non-Lead - Other |  |  | Statistical analysis |  |  |  |  | Non-Lead |  |  |  | Domestic
MTR_007586 | 16519 117TH AVE SE | L 54 CASCADE HILLS 5 |  |  | Non-Lead - Other | No | 2019-08-05 | 0.75 | Rectified Plan |  |  |  |  | Non-Lead - Other |  |  | Statistical analysis |  |  |  |  | Non-Lead |  |  |  | Domestic
MTR_007633 | 11933 SE 167TH ST | L 51 CASCADE HILLS 6 |  |  | Non-Lead - Other | No | 2019-08-05 | 0.75 | Rectified Plan |  |  |  |  | Non-Lead - Other |  |  | Statistical analysis |  |  |  |  | Non-Lead |  |  |  | Assumed
MTR_007604 | 11921 SE 167TH ST | L 49 CASCADE HILLS 6 |  |  | Non-Lead - Other | No | 2019-08-05 | 0.75 | Rectified Plan |  |  |  |  | Non-Lead - Other |  |  | Statistical analysis |  |  |  |  | Non-Lead |  |  |  | Assumed
MTR_006909 | 11922 SE 165TH ST | L 12 CASCADE HILLS 6 |  |  | Non-Lead - Other | No | 2019-08-05 | 0.75 | Rectified Plan |  |  |  |  | Non-Lead - Other |  |  | Statistical analysis |  |  |  |  | Non-Lead |  |  |  | Assumed
MTR_002786 | 11702 SE 167TH ST | L 18 CASCADE HILLS 5 |  |  | Non-Lead - Other | No | 2019-08-05 | 0.75 | Rectified Plan |  |  |  |  | Non-Lead - Other |  |  | Statistical analysis |  |  |  |  | Non-Lead |  |  |  | Assumed
MTR_007606 | 11927 SE 167TH ST | L 50 CASCADE HILLS 6 |  |  | Non-Lead - Other | No | 2019-08-05 | 0.75 | Rectified Plan |  |  |  |  | Non-Lead - Other |  |  | Statistical analysis |  |  |  |  | Non-Lead |  |  |  | Assumed
MTR_007511 | 11926 SE 167TH ST | L 30 CASCADE HILLS 6 |  |  | Non-Lead - Other | No | 2019-08-05 | 0.75 | Rectified Plan |  |  |  |  | Non-Lead - Other |  |  | Statistical analysis |  |  |  |  | Non-Lead |  |  |  | Assumed
MTR_006929 | 16602 116TH PL SE | L 21 CASCADE HILLS 5 |  |  | Non-Lead - Other | No | 2019-08-05 | 0.75 | Rectified Plan |  |  |  |  | Non-Lead - Other |  |  | Statistical analysis |  |  |  |  | Non-Lead |  |  |  | Domestic
MTR_007538 | 16532 120TH AVE SE | L 76 CASCADE HILLS 6 |  |  | Non-Lead - Other | No | 2019-08-05 | 0.75 | Rectified Plan |  |  |  |  | Non-Lead - Other |  |  | Statistical analysis |  |  |  |  | Non-Lead |  |  |  | Assumed
MTR_006872 | 16707 116TH PL SE | L 93 CASCADE HILLS 5 |  |  | Non-Lead - Other | No | 2019-08-05 | 0.75 | Rectified Plan |  |  |  |  | Non-Lead - Other |  |  | Statistical analysis |  |  |  |  | Non-Lead |  |  |  | Assumed
MTR_006889 | 16425 116TH PL SE | LOT 81 CASCADE HILLS #5 |  |  | Non-Lead - Other | No | 2019-08-05 | 0.75 | Rectified Plan |  |  |  |  | Non-Lead - Other |  |  | Statistical analysis |  |  |  |  | Non-Lead |  |  |  | Domestic
MTR_007598 | 16511 120TH AVE SE | L 25 CASCADE HILLS 6 |  |  | Non-Lead - Other | No | 2019-08-05 | 0.75 | Rectified Plan |  |  |  |  | Non-Lead - Other |  |  | Statistical analysis |  |  |  |  | Non-Lead |  |  |  | Assumed
MTR_007639 | 16526 116TH PL SE | L 48 CASCADE HILLS 5 |  |  | Non-Lead Plastic | No | 2019-08-05 | 0.75 | Rectified Plan | Yes | Visual inspection at the meter pit | 2024-02-08 |  | Non-Lead Plastic |  |  | Field inspection only with no records | Yes | Visual inspection at the meter pit | 2024-02-08 |  | Non-Lead |  |  |  | Domestic
MTR_007546 | 16531 119TH AVE SE | L 41 CASCADE HILLS 6 |  |  | Non-Lead - Other | No | 2019-08-05 | 0.75 | Rectified Plan |  |  |  |  | Non-Lead - Other |  |  | Statistical analysis |  |  |  |  | Non-Lead |  |  |  | Assumed
MTR_002116 | 16522 119TH AVE SE | L 38 CASCADE HILLS 6 |  |  | Non-Lead - Other | No | 2019-08-05 | 0.75 | Rectified Plan |  |  |  |  | Non-Lead - Other |  |  | Statistical analysis |  |  |  |  | Non-Lead |  |  |  | Assumed
MTR_007631 | 11723 SE 167TH ST | L9 CASCADE HILLS 5 |  |  | Non-Lead - Other | No | 2019-08-05 | 0.75 | Rectified Plan |  |  |  |  | Non-Lead - Other |  |  | Statistical analysis |  |  |  |  | Non-Lead |  |  |  | Assumed
MTR_006871 | 11729 SE 167TH ST | L 10 CASCADE HILLS 5 |  |  | Non-Lead - Other | No | 2019-08-05 | 0.75 | Rectified Plan |  |  |  |  | Non-Lead - Other |  |  | Statistical analysis |  |  |  |  | Non-Lead |  |  |  | Assumed
MTR_007635 | 11909 SE 167TH ST | L 47 CASCADE HILLS 6 |  |  | Non-Lead - Other | No | 2019-08-05 | 0.75 | Rectified Plan |  |  |  |  | Non-Lead - Other |  |  | Statistical analysis |  |  |  |  | Non-Lead |  |  |  | Assumed
MTR_003073 | 11915 SE 167TH ST | L 48 CASCADE HILLS 6 |  |  | Non-Lead - Other | No | 2019-08-05 | 0.75 | Rectified Plan |  |  |  |  | Non-Lead - Other |  |  | Statistical analysis |  |  |  |  | Non-Lead |  |  |  | Assumed
MTR_008844 | 16712 117TH AVE SE | L6 CASCADE HILLS 5 |  |  | Non-Lead - Other | No | 2019-08-05 | 0.75 | Rectified Plan |  |  |  |  | Non-Lead - Other |  |  | Statistical analysis |  |  |  |  | Non-Lead |  |  |  | Assumed
MTR_000835 | 16526 117TH AVE SE | L 57 CASCADE HILLS 5 |  |  | Non-Lead - Other | No | 2019-08-05 | 0.75 | Rectified Plan |  |  |  |  | Non-Lead - Other |  |  | Statistical analysis |  |  |  |  | Non-Lead |  |  |  | Domestic
MTR_008125 | 16720 117TH AVE SE | L5 CASCADE HILLS 5 |  |  | Non-Lead Plastic | No | 2019-08-05 | 0.75 | Rectified Plan | Yes | Visual inspection at the meter pit | 2024-02-08 |  | Non-Lead Plastic |  |  | Field inspection only with no records | Yes | Visual inspection at the meter pit | 2024-02-08 |  | Non-Lead |  |  |  | Assumed
MTR_007583 | 16525 117TH AVE SE | LOT 53 CASCADE HILLS #5 |  |  | Non-Lead - Other | No | 2019-08-05 | 0.75 | Rectified Plan |  |  |  |  | Non-Lead - Other |  |  | Statistical analysis |  |  |  |  | Non-Lead |  |  |  | Domestic
MTR_007581 | 16514 117TH AVE SE | LOT 55 CASCADE HILLS #5 |  |  | Non-Lead - Other | No | 2019-08-05 | 0.75 | Rectified Plan |  |  |  |  | Non-Lead - Other |  |  | Statistical analysis |  |  |  |  | Non-Lead |  |  |  | Domestic
MTR_007584 | 16532 117TH AVE SE | L 58 CASCADE HILLS 5 |  |  | Non-Lead - Other | No | 2019-08-05 | 0.75 | Rectified Plan |  |  |  |  | Non-Lead - Other |  |  | Statistical analysis |  |  |  |  | Non-Lead |  |  |  | Domestic
MTR_007585 | 16531 118TH AVE SE | LOT 38 CASCADE HILLS #5 |  |  | Non-Lead - Other | No | 2019-08-05 | 0.75 | Rectified Plan |  |  |  |  | Non-Lead - Other |  |  | Statistical analysis |  |  |  |  | Non-Lead |  |  |  | Domestic
MTR_007582 | 16525 118TH AVE SE | L 39 CASCADE HILLS 5 |  |  | Non-Lead - Other | No | 2019-08-05 | 0.75 | Rectified Plan |  |  |  |  | Non-Lead - Other |  |  | Statistical analysis |  |  |  |  | Non-Lead |  |  |  | Domestic
MTR_007627 | 16525 121ST AVE SE | LOT 85 CASCADE HILLS #6 |  |  | Non-Lead - Other | No | 2019-08-05 | 0.75 | Rectified Plan |  |  |  |  | Non-Lead - Other |  |  | Statistical analysis |  |  |  |  | Non-Lead |  |  |  | Domestic
MTR_016042 | 18919 140TH AVE SE | TAX LOT 2 |  |  | Non-Lead - Other | No | 2004-11-04 | 0 | Installation date is after the lead ban |  |  |  |  | Non-Lead - Other |  |  | Installation date is after the lead ban |  |  |  |  | Non-Lead |  |  |  | Domestic
MTR_000788 | 12105 SE 165TH ST | L 98 CASCADE HILLS 6 |  |  | Non-Lead - Other | No | 2019-08-05 | 0.75 | Rectified Plan |  |  |  |  | Non-Lead - Other |  |  | Statistical analysis |  |  |  |  | Non-Lead |  |  |  | Domestic
MTR_006968 | 16530 118TH AVE SE | L 32 CASCADE HILLS 5 |  |  | Non-Lead Plastic | No | 2019-08-05 | 0.75 | Rectified Plan | Yes | Visual inspection at the meter pit | 2024-02-08 |  | Non-Lead Plastic |  |  | Field inspection only with no records | Yes | Visual inspection at the meter pit | 2024-02-08 |  | Non-Lead |  |  |  | Domestic
MTR_007370 | 16536 118TH AVE SE | L 31 CASCADE HILLS 5 |  |  | Non-Lead - Other | No | 2019-08-05 | 0.75 | Rectified Plan |  |  |  |  | Non-Lead - Other |  |  | Statistical analysis |  |  |  |  | Non-Lead |  |  |  | Domestic
MTR_006967 | 16524 118TH AVE SE | L 33 CASCADE HILLS 5 |  |  | Non-Lead - Other | No | 2019-08-05 | 0.75 | Rectified Plan |  |  |  |  | Non-Lead - Other |  |  | Statistical analysis |  |  |  |  | Non-Lead |  |  |  | Domestic
MTR_006963 | 16518 118TH AVE SE | L 43 CASCADE HILLS 5 |  |  | Non-Lead Plastic | No | 2019-08-05 | 0.75 | Rectified Plan | Yes | Visual inspection at the meter pit | 2024-02-08 |  | Non-Lead Plastic |  |  | Field inspection only with no records | Yes | Visual inspection at the meter pit | 2024-02-08 |  | Non-Lead |  |  |  | Domestic
MTR_006965 | 16515 118TH AVE SE | LOT 41 CASCADE HILLS #5 |  |  | Non-Lead - Other | No | 2019-08-05 | 0.75 | Rectified Plan |  |  |  |  | Non-Lead - Other |  |  | Statistical analysis |  |  |  |  | Non-Lead |  |  |  | Domestic
MTR_007318 | 16521 118TH AVE SE | L 40 CASCADE HILLS 5 |  |  | Non-Lead - Other | No | 2019-08-05 | 0.75 | Rectified Plan |  |  |  |  | Non-Lead - Other |  |  | Statistical analysis |  |  |  |  | Non-Lead |  |  |  | Domestic
MTR_007205 | 11827 SE 165TH ST | L 19 CASCADE HILLS 6 |  |  | Non-Lead - Other | No | 2019-08-05 | 0.75 | Rectified Plan |  |  |  |  | Non-Lead - Other |  |  | Statistical analysis |  |  |  |  | Non-Lead |  |  |  | Assumed
MTR_006966 | 11807 SE 165TH ST | L 36 CASCADE HILLS 5 |  |  | Non-Lead - Other | No | 2019-08-05 | 0.75 | Rectified Plan |  |  |  |  | Non-Lead - Other |  |  | Statistical analysis |  |  |  |  | Non-Lead |  |  |  | Domestic
MTR_003023 | 11815 SE 165TH ST | L 35 CASCADE HILLS 5 |  |  | Non-Lead - Other | No | 2019-08-05 | 0.75 | Rectified Plan |  |  |  |  | Non-Lead - Other |  |  | Statistical analysis |  |  |  |  | Non-Lead |  |  |  | Domestic
MTR_006964 | 11717 SE 165TH ST | LOT 42 CASCADE HILLS #5 |  |  | Non-Lead - Other | No | 2019-08-05 | 0.75 | Rectified Plan |  |  |  |  | Non-Lead - Other |  |  | Statistical analysis |  |  |  |  | Non-Lead |  |  |  | Domestic
MTR_007208 | 11709 SE 165TH ST | L 43 CASCADE HILLS 5 |  |  | Non-Lead - Other | No | 2019-08-05 | 0.75 | Rectified Plan |  |  |  |  | Non-Lead - Other |  |  | Statistical analysis |  |  |  |  | Non-Lead |  |  |  | Domestic
MTR_001398 | 11633 SE 165TH ST | L 45 CASCADE HILLS 5 |  |  | Non-Lead - Other | No | 2019-08-05 | 0.75 | Rectified Plan |  |  |  |  | Non-Lead - Other |  |  | Statistical analysis |  |  |  |  | Non-Lead |  |  |  | Domestic
MTR_011274 | 16420 111TH AVE SE | W125 OF THE S60 LOT 8 BLK 6 AKER S FARMS #6 |  |  | Non-Lead - Other | Unknown |  | 0 | Statistical analysis |  |  |  |  | Non-Lead - Other |  |  | Statistical analysis |  |  |  |  | Non-Lead |  |  |  | Domestic
MTR_011303 | 16443 109TH AVE SE | NORTH 78.63 LOT 9 BLOCK 9 AKERS F ARMS #6 |  |  | Non-Lead - Other | No |  | 0 | Installation date is after the lead ban |  |  |  |  | Non-Lead - Other |  |  | Installation date is after the lead ban |  |  |  |  | Non-Lead |  |  |  | Assumed
MTR_014561 | 11730 SE 168TH ST | L2 CASCADE HILLS 5 |  |  | Non-Lead - Other | No | 2006-06-08 | 1 | Rectified Plan |  |  |  |  | Non-Lead - Other |  |  | Statistical analysis |  |  |  |  | Non-Lead |  |  |  | Domestic
MTR_011330 | 1613 S 27TH ST | L2 OLYMPIC VIEW TERRACE |  |  | Non-Lead - Other | No | 2003-03-28 | 0 | Rectified Plan |  |  |  |  | Non-Lead - Other |  |  | Statistical analysis |  |  |  |  | Non-Lead |  |  |  | Domestic
MTR_029990 | 12677 SE 162ND ST | L14 BK2 CASCADE VISTA #4 |  |  | Non-Lead - Other | No | 2016-06-22 | 0.75 | Rectified Plan |  |  |  |  | Non-Lead - Other |  |  | Statistical analysis |  |  |  |  | Non-Lead |  |  |  | Domestic
MTR_030024 | 16311 127TH AVE SE | L16 BK3 CASCADE VISTA #7 |  |  | Non-Lead - Other | No | 2016-06-22 | 0.75 | Rectified Plan |  |  |  |  | Non-Lead - Other |  |  | Statistical analysis |  |  |  |  | Non-Lead |  |  |  | Domestic
MTR_027324 | 13221 SE 234TH ST | LOT 15 MEGANS MEADOW |  |  | Non-Lead - Plastic | No |  | 0 | Rectified Plan | No |  |  |  | Non-Lead - Other |  |  | Installation date is after the lead ban |  |  |  |  | Non-Lead |  |  |  | Domestic
MTR_027278 | 13335 SE 233RD ST | L 13 WILDWOOD EST |  |  | Non-Lead - Other | No |  | 0 | Installation date is after the lead ban |  |  |  |  | Non-Lead - Other |  |  | Installation date is after the lead ban |  |  |  |  | Non-Lead |  |  |  | Domestic
MTR_029041 | 22130 109TH PL SE | L28 BENSON MEADOWS #2 |  |  | Non-Lead - Other | No |  | 0 | Installation date is after the lead ban |  |  |  |  | Non-Lead - Other |  |  | Installation date is after the lead ban |  |  |  |  | Non-Lead |  |  |  | Domestic
MTR_027532 | 23107 136TH PL SE | L42 WILDWOOD #2 |  |  | Non-Lead - Plastic | No | 1975-07-25 | 1 | Relative Placement | No |  |  |  | Non-Lead - Other |  |  | Installation date is after the lead ban |  |  |  |  | Non-Lead |  |  |  | Assumed
MTR_025337 | 21302 125TH AVE SE | LOT 336 GLENCARIN #2 |  |  | Non-Lead - Other | No | 1968-07-31 | 0 | Installation date is after the lead ban |  |  |  |  | Non-Lead - Other |  |  | Installation date is after the lead ban |  |  |  |  | Non-Lead |  |  |  | Domestic
MTR_025507 | 12617 SE 212TH PL | LOT 21 GLENCARIN #3 |  |  | Non-Lead - Other | No |  | 0 | Installation date is after the lead ban |  |  |  |  | Non-Lead - Other |  |  | Installation date is after the lead ban |  |  |  |  | Non-Lead |  |  |  | Domestic
MTR_025121 | 12024 SE 212TH PL | L 26 GREEN TREE EAST |  |  | Non-Lead - Other | No | 1972-06-01 | 0 | Installation date is after the lead ban |  |  |  |  | Non-Lead - Other |  |  | Installation date is after the lead ban |  |  |  |  | Non-Lead |  |  |  | Domestic
MTR_025647 | 21520 129TH AVE SE | LOT 30 HILLSHIRE TERRACE |  |  | Non-Lead - Other | No | 1995-09-19 | 0 | Installation date is after the lead ban |  |  |  |  | Non-Lead - Other |  |  | Installation date is after the lead ban |  |  |  |  | Non-Lead |  |  |  | Domestic
MTR_024938 | 11900 SE 209TH PL | LOT 11 BOCEKS 1ST ADDITION |  |  | Non-Lead - Plastic | No | 1995-06-12 | 0 | Rectified Plan | No |  |  |  | Non-Lead - Other |  |  | Installation date is after the lead ban |  |  |  |  | Non-Lead |  |  |  | Domestic
MTR_023564 | 11324 SE 212TH ST | LOT 2 COTTONWOOD COURT |  |  | Non-Lead - Other | No | 2006-03-17 | 0 | Installation date is after the lead ban |  |  |  |  | Non-Lead - Other |  |  | Installation date is after the lead ban |  |  |  |  | Non-Lead |  |  |  | Domestic
MTR_025402 | 12029 SE 209TH ST | L 16 HARMONELL ADD. |  |  | Non-Lead Plastic | Unknown |  | 0 | Relative Placement | Yes | Visual inspection at the meter pit | 2024-02-01 |  | Non-Lead Plastic |  |  | Field inspection only with no records | Yes | Visual inspection at the meter pit | 2024-02-01 |  | Non-Lead |  |  |  | Assumed
MTR_025342 | 12509 SE 214TH PL | L324 GLENCARIN #2 |  |  | Non-Lead - Other | No | 1968-07-31 | 0 | Installation date is after the lead ban |  |  |  |  | Non-Lead - Other |  |  | Installation date is after the lead ban |  |  |  |  | Non-Lead |  |  |  | Domestic
MTR_016785 | 14915 SE 184TH ST | LOT 7 CARRIAGEWOOD #5 |  |  | Non-Lead - Other | No | 1983-07-01 | 0 | Installation date is after the lead ban |  |  |  |  | Non-Lead - Other |  |  | Installation date is after the lead ban |  |  |  |  | Non-Lead |  |  |  | Domestic
MTR_024603 | 20020 127TH LN SE | LOT 12 LINDA CREST #2 |  |  | Non-Lead - Other | No |  | 0 | Installation date is after the lead ban |  |  |  |  | Non-Lead - Other |  |  | Installation date is after the lead ban |  |  |  |  | Non-Lead |  |  |  | Assumed
MTR_030010 | 12654 SE 161ST ST | L 10 B 1 CASCADE VISTA 4 |  |  | Non-Lead - Other | No | 2016-06-22 | 0.75 | Rectified Plan |  |  |  |  | Non-Lead - Other |  |  | Statistical analysis |  |  |  |  | Non-Lead |  |  |  | Domestic
MTR_011200 | 10945 SE 164TH ST | W 70 OF THE E 170 LOT 14 BLOCK 7 AKER'S FARMS #6 |  |  | Non-Lead - Other | Unknown |  | 0 | Statistical analysis |  |  |  |  | Non-Lead - Other |  |  | Statistical analysis |  |  |  |  | Non-Lead |  |  |  | Domestic
MTR_011111 | 16035 114TH AVE SE | S150 LOT5 BLK1 AKERS FARMS #6 LES |  |  | Non-Lead - Other | Unknown |  | 0 | Statistical analysis |  |  |  |  | Non-Lead - Other |  |  | Statistical analysis |  |  |  |  | Non-Lead |  |  |  | Domestic
MTR_015391 | 17252 128TH AVE SE | LOT 16 BLK 1 RENTON PARK (ULID #67) |  |  | Non-Lead - Other | Unknown |  | 0 | Statistical analysis |  |  |  |  | Non-Lead - Other |  |  | Statistical analysis |  |  |  |  | Non-Lead |  |  |  | Domestic
MTR_020177 | 10710 SE 192ND ST | POR L10 PANT LK GARD TRT |  |  | Non-Lead - Other | Unknown |  | 0 | Statistical analysis |  |  |  |  | Non-Lead - Other |  |  | Statistical analysis |  |  |  |  | Non-Lead |  |  |  | Assumed
MTR_015510 | 17264 125TH AVE SE | LOT 7 KIMBERLY LANE |  |  | Non-Lead - Other | No | 2002-08-09 | 0 | Installation date is after the lead ban |  |  |  |  | Non-Lead - Other |  |  | Installation date is after the lead ban |  |  |  |  | Non-Lead |  |  |  | Domestic
MTR_014251 | 10839 SE 170TH ST | TAX LOT 112 29-23-5 |  |  | Non-Lead - Other | No | 1995-08-21 | 1 | Rectified Plan | No |  |  |  | Non-Lead - Other |  |  | Statistical analysis |  |  |  |  | Non-Lead |  |  |  | Domestic
MTR_029915 | 12322 SE 160TH ST | L15 B4 CASCADE VILLAGE 2 |  |  | Non-Lead - Other | No | 2016-06-22 | 0.75 | Rectified Plan |  |  |  |  | Non-Lead - Other |  |  | Statistical analysis |  |  |  |  | Non-Lead |  |  |  | Domestic
MTR_011407 | 12732 SE 167TH ST | L 39 CASCADE HILLS 8 |  |  | Non-Lead - Other | Unknown |  | 1 | Statistical analysis |  |  |  |  | Non-Lead - Other |  |  | Statistical analysis |  |  |  |  | Non-Lead |  |  |  | Domestic
MTR_007312 | 16404 120TH AVE SE | LOT 105 CASCADE HILLS #6 |  |  | Non-Lead - Other | No | 2019-08-05 | 0.75 | Rectified Plan |  |  |  |  | Non-Lead - Other |  |  | Statistical analysis |  |  |  |  | Non-Lead |  |  |  | Assumed
MTR_020247 | 10431 SE 206TH PL | L27 KIRKS ADDITION |  |  | Non-Lead - Other | No |  | 0 | Installation date is after the lead ban |  |  |  |  | Non-Lead - Other |  |  | Installation date is after the lead ban |  |  |  |  | Non-Lead |  |  |  | Domestic
MTR_011108 | 16015 114TH AVE SE | S 92 OF N 186.43 L5 BLK1 AKERS F ARMS #6 - W160' |  |  | Non-Lead - Other | Unknown |  | 0 | Statistical analysis |  |  |  |  | Non-Lead - Other |  |  | Statistical analysis |  |  |  |  | Non-Lead |  |  |  | Domestic
MTR_011110 | 16031 114TH AVE SE | N92 OF S242 L5 BLK1 AKERS FARMS #6 LESS W 160' |  |  | Non-Lead Plastic | Unknown |  | 0 | Converted CAD | Yes | Visual inspection at the meter pit | 2024-02-06 |  | Non-Lead Plastic |  |  | Field inspection only with no records | Yes | Visual inspection at the meter pit | 2024-02-06 |  | Non-Lead |  |  |  | Domestic
MTR_011443 | 12736 SE 167TH PL | L 20 CASCADE HILLS 8 |  |  | Non-Lead - Other | Unknown |  | 1 | Statistical analysis |  |  |  |  | Non-Lead - Other |  |  | Statistical analysis |  |  |  |  | Non-Lead |  |  |  | Domestic
MTR_030150 | 12334 SE 158TH ST | L5 B5 CASCADE VILLAGE 2 |  |  | Non-Lead - Other | No | 2016-06-22 | 0.75 | Rectified Plan |  |  |  |  | Non-Lead - Other |  |  | Statistical analysis |  |  |  |  | Non-Lead |  |  |  | Domestic
MTR_019185 | 9649 S 194TH ST | LOT 10 TALBOT ESTATES |  |  | Non-Lead - Other | No | 1995-07-13 | 0 | Installation date is after the lead ban |  |  |  |  | Non-Lead - Other |  |  | Installation date is after the lead ban |  |  |  |  | Non-Lead |  |  |  | Domestic
MTR_019197 | 9653 S 194TH ST | LOT 9 TALBOT ESTATES |  |  | Non-Lead - Other | No | 1995-07-13 | 0 | Installation date is after the lead ban |  |  |  |  | Non-Lead - Other |  |  | Installation date is after the lead ban |  |  |  |  | Non-Lead |  |  |  | Domestic
MTR_006337 | 9148 S 208TH ST | TAX LOT 41 6-22-5 |  |  | Non-Lead - Other | Unknown |  | 0.75 | Statistical analysis |  |  |  |  | Non-Lead - Other |  |  | Statistical analysis |  |  |  |  | Non-Lead |  |  |  | Assumed
MTR_025293 | 21511 125TH AVE SE | L314 GLENCARIN #2 |  |  | Non-Lead - Other | No | 1968-07-31 | 0 | Installation date is after the lead ban |  |  |  |  | Non-Lead - Other |  |  | Installation date is after the lead ban |  |  |  |  | Non-Lead |  |  |  | Domestic
MTR_018714 | 20226 92ND AVE S | TAX LOT 206 SEC 6-22-5 |  |  | Non-Lead - Other | No |  | 0 | Installation date is after the lead ban |  |  |  |  | Non-Lead - Other |  |  | Installation date is after the lead ban |  |  |  |  | Non-Lead |  |  |  | Assumed
MTR_020527 | 20136 102ND PL SE | LOT 41 PARKRIDGE EAST 2 |  |  | Non-Lead - Other | No |  | 0 | Installation date is after the lead ban |  |  |  |  | Non-Lead - Other |  |  | Installation date is after the lead ban |  |  |  |  | Non-Lead |  |  |  | Assumed
MTR_030147 | 12305 SE 158TH ST | LOT 1 BLK 4 CASCADE VILLAGE #2 |  |  | Non-Lead - Other | No | 2016-06-22 | 0.75 | Rectified Plan |  |  |  |  | Non-Lead - Other |  |  | Statistical analysis |  |  |  |  | Non-Lead |  |  |  | Domestic
MTR_030079 | 12639 SE 160TH ST | LOT 7 BLOCK 3 CASCADE VILLAGE #4 |  |  | Non-Lead - Other | No | 2016-06-22 | 0.75 | Rectified Plan |  |  |  |  | Non-Lead - Other |  |  | Statistical analysis |  |  |  |  | Non-Lead |  |  |  | Domestic
MTR_011836 | 16550 106TH AVE SE | NORTH 178.76 LOT 1 BLOCK 4 AKERS FARMS #5 |  |  | Non-Lead - Other | No | 1999-03-24 | 0 | Rectified Plan |  |  |  |  | Non-Lead - Other |  |  | Statistical analysis |  |  |  |  | Non-Lead |  |  |  | Domestic
MTR_011919 | 1220 S 35TH ST | LOT 4 WINSPER II |  |  | Non-Lead - Other | No | 1998-02-25 | 0 | Installation date is after the lead ban |  |  |  |  | Non-Lead - Other |  |  | Installation date is after the lead ban |  |  |  |  | Non-Lead |  |  |  | Domestic
MTR_014284 | 10958 SE 169TH PL | LOT 20 THRESHOLD I |  |  | Non-Lead - Other | No | 1995-08-21 | 1 | Rectified Plan | No |  |  |  | Non-Lead - Other |  |  | Installation date is after the lead ban |  |  |  |  | Non-Lead |  |  |  | Domestic
MTR_014181 | 10813 SE 173RD ST | LOT 2 BLOCK 2 CLIFFORDS 1ST ADDITIO |  |  | Non-Lead - Other | Unknown |  | 1 | Statistical analysis |  |  |  |  | Non-Lead - Other |  |  | Statistical analysis |  |  |  |  | Non-Lead |  |  |  | Irrigation
MTR_018451 | 9314 S 203RD PL | LOT 9 WHITNEY HEIGHTS |  |  | Non-Lead - Other | No | 1995-11-22 | 0 | Installation date is after the lead ban |  |  |  |  | Non-Lead - Other |  |  | Installation date is after the lead ban |  |  |  |  | Non-Lead |  |  |  | Domestic
MTR_017002 | 15412 SE 177TH PL | LOT 53 CANDLEWOOD RIDGE #4 |  |  | Non-Lead - Other | No | 1977-07-01 | 0 | Installation date is after the lead ban |  |  |  |  | Non-Lead - Other |  |  | Installation date is after the lead ban |  |  |  |  | Non-Lead |  |  |  | Domestic
MTR_019350 | 9605 S 200TH ST | TL77 SECTION 6-22-5 |  |  | Non-Lead - Other | Unknown |  | 0 | Statistical analysis |  |  |  |  | Non-Lead - Other |  |  | Statistical analysis |  |  |  |  | Non-Lead |  |  |  | Assumed
MTR_006876 | 16605 116TH PL SE | LOT 99 CASCADE HILLS #5 |  |  | Non-Lead - Other | No | 2019-08-05 | 0.75 | Rectified Plan |  |  |  |  | Non-Lead - Other |  |  | Statistical analysis |  |  |  |  | Non-Lead |  |  |  | Domestic
MTR_022179 | 18611 120TH AVE SE | L4 TR2 N.W. GARDEN TR#3 |  |  | Non-Lead - Other | No | 2004-03-31 | 0 | Rectified Plan | No |  |  |  | Non-Lead - Other |  |  | Statistical analysis |  |  |  |  | Non-Lead |  |  |  | Domestic
MTR_021158 | 18436 134TH AVE SE | L33 FOREST ESTATES 1 |  |  | Non-Lead - Other | No | 1978-08-01 | 0 | Installation date is after the lead ban |  |  |  |  | Non-Lead - Other |  |  | Installation date is after the lead ban |  |  |  |  | Non-Lead |  |  |  | Domestic
MTR_024648 | 12817 SE 201ST ST | L38 LINDA HIGHLANDS |  |  | Non-Lead - Other | No |  | 0 | Installation date is after the lead ban |  |  |  |  | Non-Lead - Other |  |  | Installation date is after the lead ban |  |  |  |  | Non-Lead |  |  |  | Domestic
MTR_015089 | 15763 119TH PL SE | L 20 B 5 CASCADE VISTA 2 |  |  | Non-Lead - Other | No | 2014-04-16 | 1 | Rectified Plan |  |  |  |  | Non-Lead - Other |  |  | Statistical analysis |  |  |  |  | Non-Lead |  |  |  | Domestic
MTR_015080 | 15714 120TH AVE SE | L2 B1 CASACDE VILLAGE #1 |  |  | Non-Lead - Other | No | 2014-04-16 | 1 | Rectified Plan |  |  |  |  | Non-Lead - Other |  |  | Statistical analysis |  |  |  |  | Non-Lead |  |  |  | Domestic
MTR_015050 | 12003 SE 160TH ST | L1 B3 CASCADE VILLAGE 1 |  |  | Non-Lead - Other | No | 2014-04-16 | 1 | Rectified Plan |  |  |  |  | Non-Lead - Other |  |  | Statistical analysis |  |  |  |  | Non-Lead |  |  |  | Domestic
MTR_001372 | 16170 119TH AVE SE | L6 BL3 CASCADE HILLS #2 |  |  | Non-Lead - Other | No | 2006-08-31 | 1 | Rectified Plan |  |  |  |  | Non-Lead - Other |  |  | Statistical analysis |  |  |  |  | Non-Lead |  |  |  | Domestic
MTR_015143 | 12009 SE 160TH ST | L2 B3 CASCADE VILLAGE 1 |  |  | Non-Lead - Other | No | 2014-04-16 | 1 | Rectified Plan |  |  |  |  | Non-Lead - Other |  |  | Statistical analysis |  |  |  |  | Non-Lead |  |  |  | Domestic
MTR_020557 | 19660 104TH AVE SE | L4 MORTGAGE MANOR |  |  | Non-Lead - Other | Unknown |  | 0 | Statistical analysis |  |  |  |  | Non-Lead - Other |  |  | Statistical analysis |  |  |  |  | Non-Lead |  |  |  | Assumed
MTR_019310 | 19806 97TH AVE S | LOT 11 MALABAR HILLS #1 |  |  | Non-Lead - Other | No |  | 0 | Installation date is after the lead ban |  |  |  |  | Non-Lead - Other |  |  | Installation date is after the lead ban |  |  |  |  | Non-Lead |  |  |  | Assumed
MTR_015237 | 12667 SE 170TH ST | L 72 CASCADE VISTA 3 |  |  | Non-Lead - Other | No | 2011-08-10 | 0 | Rectified Plan |  |  |  |  | Non-Lead - Other |  |  | Statistical analysis |  |  |  |  | Non-Lead |  |  |  | Domestic
MTR_019152 | 18819 108TH AVE SE | TAX LOT 50 S-T-R 66-23-40 |  |  | Non-Lead Plastic | Unknown |  | 0 | Relative Placement | Yes | Visual inspection at the meter pit | 2024-02-14 |  | Galvanized Requiring Replacement |  |  | Field inspection only with no records | Yes | Visual inspection at the meter pit | 2024-02-14 |  | Galvanized Requiring Replacement |  |  |  | Assumed
MTR_015290 | 16945 130TH AVE SE | L4 RENTON PARK #3 |  |  | Non-Lead - Other | Unknown |  | 0 | Statistical analysis |  |  |  |  | Non-Lead - Other |  |  | Statistical analysis |  |  |  |  | Non-Lead |  |  |  | Domestic
MTR_014323 | 17107 113TH AVE SE | LOT 5 BLOCK C GREEN TRACTS #2 |  |  | Non-Lead - Other | Unknown |  | 1 | Statistical analysis |  |  |  |  | Non-Lead - Other |  |  | Statistical analysis |  |  |  |  | Non-Lead |  |  |  | Domestic
MTR_030279 | 13334 SE 212TH PL | LOT 3 KING COUNTY SHORT PLAT #12850 28 |  |  | Non-Lead - Other | No |  | 0 | Installation date is after the lead ban |  |  |  |  | Non-Lead - Other |  |  | Installation date is after the lead ban |  |  |  |  | Non-Lead |  |  |  | Domestic
MTR_030231 | 16550 119TH AVE SE | L 33 CASCADE HILLS 6 |  |  | Non-Lead - Other | Unknown |  |  | Statistical analysis |  |  |  |  | Non-Lead - Other |  |  | Statistical analysis |  |  |  |  | Non-Lead
MTR_030280 | 21034 121ST PL SE | L 30 CARENA TERRACE 1 |  |  | Non-Lead - Other | No |  |  | Installation date is after the lead ban |  |  |  |  | Non-Lead - Other |  |  | Installation date is after the lead ban |  |  |  |  | Non-Lead
MTR_020104 | 19214 102ND AVE SE | LOT 1 KING COUNTY SHORT PLAT #11770 7 |  |  | Non-Lead - Other | Unknown |  | 0 | Statistical analysis |  |  |  |  | Non-Lead - Other |  |  | Statistical analysis |  |  |  |  | Non-Lead |  |  |  | Assumed
MTR_019120 | 19051 106TH AVE SE | TL 219 SEC 32-23-5 |  |  | Non-Lead - Other | Unknown |  | 0 | Statistical analysis |  |  |  |  | Non-Lead - Other |  |  | Statistical analysis |  |  |  |  | Non-Lead |  |  |  | Assumed
MTR_018972 | 1228 S 47TH PL | LOT 14 PANTHER RIDGE |  |  | Non-Lead - Other | No | 2012-08-28 | 0 | Installation date is after the lead ban |  |  |  |  | Non-Lead - Other |  |  | Installation date is after the lead ban |  |  |  |  | Non-Lead |  |  |  | Domestic
MTR_018088 | 18120 132ND PL SE | LOT 17 FOREST ESTATES #5 |  |  | Non-Lead - Other | No |  | 0 | Installation date is after the lead ban |  |  |  |  | Non-Lead - Other |  |  | Installation date is after the lead ban |  |  |  |  | Non-Lead |  |  |  | Domestic
MTR_025694 | 12752 SE 211TH ST | LOT 18 LAUREL SPRINGS |  |  | Non-Lead - Other | No | 2003-12-11 | 0 | Installation date is after the lead ban |  |  |  |  | Non-Lead - Other |  |  | Installation date is after the lead ban |  |  |  |  | Non-Lead |  |  |  | Domestic
MTR_025464 | 21126 126TH AVE SE | LOT 22 SHADOW RUN |  |  | Non-Lead - Other | No | 1987-11-25 | 0 | Installation date is after the lead ban |  |  |  |  | Non-Lead - Other |  |  | Installation date is after the lead ban |  |  |  |  | Non-Lead |  |  |  | Domestic
MTR_025216 | 21572 123RD AVE SE | LOT 266 GLENCARIN #2 |  |  | Non-Lead - Other | No | 1968-07-31 | 0 | Installation date is after the lead ban |  |  |  |  | Non-Lead - Other |  |  | Installation date is after the lead ban |  |  |  |  | Non-Lead |  |  |  | Domestic
MTR_024949 | 20911 118TH PL SE | LOT 16 BOCEKS 1ST ADDITION |  |  | Non-Lead - Plastic | No | 1995-06-12 | 0 | Rectified Plan | No |  |  |  | Non-Lead - Other |  |  | Installation date is after the lead ban |  |  |  |  | Non-Lead |  |  |  | Domestic
MTR_024979 | 11923 SE 210TH PL | LOT 18 VILLA ESTATES |  |  | Non-Lead - Plastic | No | 1977-08-01 | 1 | Rectified Plan | No |  |  |  | Non-Lead - Other |  |  | Installation date is after the lead ban |  |  |  |  | Non-Lead |  |  |  | Domestic
MTR_011628 | 16219 131ST AVE SE | L 125 FAIRWOOD 9 |  |  | Non-Lead - Other | No |  | 1 | Installation date is after the lead ban |  |  |  |  | Non-Lead - Other |  |  | Installation date is after the lead ban |  |  |  |  | Non-Lead |  |  |  | Domestic
MTR_011860 | 16842 104TH AVE SE | LOT 9 BLK 2 AKERS FARMS 5 |  |  | Non-Lead - Other | No |  | 0.75 | Installation date is after the lead ban |  |  |  |  | Non-Lead - Other |  |  | Installation date is after the lead ban |  |  |  |  | Non-Lead |  |  |  | Assumed
MTR_011944 | 3303 MAIN AVE S | LOT 29 WINSPER 2 |  |  | Non-Lead - Other | No | 1998-02-25 | 0 | Installation date is after the lead ban |  |  |  |  | Non-Lead - Other |  |  | Installation date is after the lead ban |  |  |  |  | Non-Lead |  |  |  | Domestic
MTR_014202 | 10821 SE 172ND ST | UNIT B KELSEY CT CONDOS |  |  | Non-Lead - Copper | No |  | 1 | Converted CAD | No |  |  |  | Non-Lead - Other |  |  | Installation date is after the lead ban |  |  |  |  | Non-Lead |  |  |  | Domestic
MTR_014207 | 10813 SE 172ND ST #2A | UNIT A KELSEY CT CONDOS |  |  | Non-Lead - Other | No |  | 1 | Installation date is after the lead ban |  |  |  |  | Non-Lead - Other |  |  | Installation date is after the lead ban |  |  |  |  | Non-Lead |  |  |  | Domestic
MTR_014219 | 10833 SE 172ND ST #7B | BLDG7 UB KELSEY CT CONDO |  |  | Non-Lead - Other | No | 1984-11-01 | 0 | Installation date is after the lead ban |  |  |  |  | Non-Lead - Other |  |  | Installation date is after the lead ban |  |  |  |  | Non-Lead |  |  |  | Domestic
MTR_017920 | 13310 SE 176TH LN | LOT 15 FAIRWOOD GROVES CONDOS |  |  | Non-Lead - Other | No | 1998-02-27 | 0 | Installation date is after the lead ban |  |  |  |  | Non-Lead - Other |  |  | Installation date is after the lead ban |  |  |  |  | Non-Lead |  |  |  | Domestic
MTR_017499 | 18026 118TH AVE SE | 9921-010220 |  |  | Non-Lead - Other | No | 1975-09-11 | 0 | Relative Placement |  |  |  |  | Non-Lead - Other |  |  | Statistical analysis |  |  |  |  | Non-Lead |  |  |  | Assumed
MTR_017707 | 11437 SE 180TH PL | L3 BLK1 BANKERS 1ST |  |  | Non-Lead - Other | Unknown |  | 0 | Statistical analysis |  |  |  |  | Non-Lead - Other |  |  | Statistical analysis |  |  |  |  | Non-Lead |  |  |  | Assumed
MTR_019859 | 18418 112TH AVE SE | TAX LOT 290 SEC 32-23-5 |  |  | Non-Lead - Other | No |  | 0 | Installation date is after the lead ban |  |  |  |  | Non-Lead - Other |  |  | Installation date is after the lead ban |  |  |  |  | Non-Lead |  |  |  | Assumed
MTR_017337 | 18307 114TH AVE SE | TAX LOT 182 NE 32-23-5 |  |  | Non-Lead - Other | No | 1979-09-01 | 0 | Relative Placement |  |  |  |  | Non-Lead - Other |  |  | Statistical analysis |  |  |  |  | Non-Lead |  |  |  | Assumed
MTR_019445 | 11210 SE 186TH ST | LOT 7 BLOCK 2 WALHAVEN |  |  | Non-Lead - Other | Unknown |  | 0 | Statistical analysis |  |  |  |  | Non-Lead - Other |  |  | Statistical analysis |  |  |  |  | Non-Lead |  |  |  | Domestic
MTR_021050 | 18702 136TH PL SE | LOT 70 CEDARWOOD ESTATES |  |  | Non-Lead - Other | No | 1989-09-20 | 0 | Installation date is after the lead ban |  |  |  |  | Non-Lead - Other |  |  | Installation date is after the lead ban |  |  |  |  | Non-Lead |  |  |  | Domestic
MTR_022651 | 19320 120TH PL SE | LOT 1 HANSEN SHORT PLAT PH 2 |  |  | Non-Lead - Other | No | 2014-02-13 | 0 | Installation date is after the lead ban |  |  |  |  | Non-Lead - Other |  |  | Installation date is after the lead ban |  |  |  |  | Non-Lead |  |  |  | Domestic
MTR_021767 | 19632 134TH CT SE | LOT 4 FOREST TRAILS #5 |  |  | Non-Lead - Other | No |  | 0 | Installation date is after the lead ban |  |  |  |  | Non-Lead - Other |  |  | Installation date is after the lead ban |  |  |  |  | Non-Lead |  |  |  | Assumed
MTR_021939 | 19411 136TH PL SE | L9 BLK1 ALPINE MANOR |  |  | Non-Lead - Other | Unknown |  | 0 | Statistical analysis |  |  |  |  | Non-Lead - Other |  |  | Statistical analysis |  |  |  |  | Non-Lead |  |  |  | Assumed
MTR_018015 | 13324 SE 183RD ST | LOT332 FOREST ESTATES #3 |  |  | Non-Lead - Other | No | 1983-08-01 | 0 | Installation date is after the lead ban |  |  |  |  | Non-Lead - Other |  |  | Installation date is after the lead ban |  |  |  |  | Non-Lead |  |  |  | Domestic
MTR_027404 | 13323 SE 233RD ST | L 11 WILDWOOD EST 1 |  |  | Non-Lead - Other | No |  | 0 | Installation date is after the lead ban |  |  |  |  | Non-Lead - Other |  |  | Installation date is after the lead ban |  |  |  |  | Non-Lead |  |  |  | Domestic
MTR_029838 | 23836 140TH LN SE | LOT 31 THE VILLAGE AT SOOS CREEK |  |  | Non-Lead - Other | No |  | 0 | Installation date is after the lead ban |  |  |  |  | Non-Lead - Other |  |  | Installation date is after the lead ban |  |  |  |  | Non-Lead |  |  |  | Assumed
MTR_027314 | 13206 SE 234TH ST | LOT 2 MEGANS MEADOW |  |  | Non-Lead - Plastic | No |  | 0 | Rectified Plan | No |  |  |  | Non-Lead - Other |  |  | Installation date is after the lead ban |  |  |  |  | Non-Lead |  |  |  | Domestic
MTR_011624 | 16366 129TH AVE SE | L 100 FAIRWOOD 9 |  |  | Non-Lead - Other | No | 2007-10-01 | 0 | Installation date is after the lead ban |  |  |  |  | Non-Lead - Other |  |  | Installation date is after the lead ban |  |  |  |  | Non-Lead |  |  |  | Domestic
MTR_011446 | 12714 SE 167TH PL | L 23 CASCADE HILLS 8 |  |  | Non-Lead - Other | Unknown |  | 1 | Statistical analysis |  |  |  |  | Non-Lead - Other |  |  | Statistical analysis |  |  |  |  | Non-Lead |  |  |  | Domestic
MTR_026677 | 23011 129TH AVE SE | LOT 35 MISTY MEADOWS #3 |  |  | Non-Lead - Other | No |  | 0 | Installation date is after the lead ban |  |  |  |  | Non-Lead - Other |  |  | Installation date is after the lead ban |  |  |  |  | Non-Lead |  |  |  | Domestic
MTR_020939 | 13410 SE 187TH PL | LOT 22 FOREST ESTATES |  |  | Non-Lead - Other | No | 1978-08-01 | 1 | Installation date is after the lead ban |  |  |  |  | Non-Lead - Other |  |  | Installation date is after the lead ban |  |  |  |  | Non-Lead |  |  |  | Domestic
MTR_014794 | 17420 116TH AVE SE | LOT 10 SPRINGLANE |  |  | Non-Lead Plastic | No | 2018-01-18 | 0.75 | Relative Placement | Yes | Visual inspection at the meter pit | 2024-02-12 |  | Non-Lead Plastic |  |  | Field inspection only with no records | Yes | Visual inspection at the meter pit | 2024-02-12 |  | Non-Lead |  |  |  | Assumed
MTR_022602 | 19319 114TH PL SE | LOT 42 PLATEAU @ PANTHER LAKE |  |  | Non-Lead - Other | No | 2007-03-05 | 0 | Installation date is after the lead ban |  |  |  |  | Non-Lead - Other |  |  | Installation date is after the lead ban |  |  |  |  | Non-Lead |  |  |  | Domestic
MTR_019835 | 19116 110TH PL SE | LOT 6 VILLAGE GATE TOWNHOMES |  |  | Non-Lead - Other | No | 1997-06-17 | 0 | Installation date is after the lead ban |  |  |  |  | Non-Lead - Other |  |  | Installation date is after the lead ban |  |  |  |  | Non-Lead |  |  |  | Domestic
MTR_019855 | 11020 SE 186TH ST | L 11 B 3 WALHAVEN NO 2 |  |  | Non-Lead - Other | Unknown |  | 0 | Statistical analysis |  |  |  |  | Non-Lead - Other |  |  | Statistical analysis |  |  |  |  | Non-Lead |  |  |  | Domestic
MTR_019754 | 11051 SE 187TH CT | LOT34 RUDDELLS 1ST ADDN |  |  | Non-Lead - Other | No |  | 0 | Installation date is after the lead ban |  |  |  |  | Non-Lead - Other |  |  | Installation date is after the lead ban |  |  |  |  | Non-Lead |  |  |  | Domestic
MTR_016503 | 15906 SE 177TH ST | LOT 92 CANDLEWOOD RIDGE #1 |  |  | Non-Lead - Other | No |  | 0 | Installation date is after the lead ban |  |  |  |  | Non-Lead - Other |  |  | Installation date is after the lead ban |  |  |  |  | Non-Lead |  |  |  | Domestic
MTR_015387 | 17215 128TH AVE SE | 9913-000375 |  |  | Non-Lead - Other | No |  | 0 | Installation date is after the lead ban |  |  |  |  | Non-Lead - Other |  |  | Installation date is after the lead ban |  |  |  |  | Non-Lead |  |  |  | Domestic
MTR_026966 | 13301 SE 225TH PL | LOT 43 FERN CREST 2 |  |  | Non-Lead - Other | No | 2005-09-02 | 0 | Installation date is after the lead ban |  |  |  |  | Non-Lead - Other |  |  | Installation date is after the lead ban |  |  |  |  | Non-Lead |  |  |  | Domestic
MTR_016448 | 17704 161ST AVE SE | L24 CANDLEWOOD RIDGE #1 |  |  | Non-Lead - Other | No |  | 0 | Installation date is after the lead ban |  |  |  |  | Non-Lead - Other |  |  | Installation date is after the lead ban |  |  |  |  | Non-Lead |  |  |  | Domestic
MTR_016340 | 17863 157TH AVE SE | L64 CANDLEWOOD RIDGE #2 |  |  | Non-Lead - Other | No | 1976-05-06 | 0 | Installation date is after the lead ban |  |  |  |  | Non-Lead - Other |  |  | Installation date is after the lead ban |  |  |  |  | Non-Lead |  |  |  | Domestic
MTR_016860 | 17631 152ND PL SE | LOT 57 CANDLEWOOD RIDGE #5 |  |  | Non-Lead - Other | No | 1978-02-01 | 0 | Installation date is after the lead ban |  |  |  |  | Non-Lead - Other |  |  | Installation date is after the lead ban |  |  |  |  | Non-Lead |  |  |  | Domestic
MTR_018805 | 10311 SE 185TH PL | LOT 7 WINDSOR HEIGHTS |  |  | Non-Lead - Other | No | 1995-06-28 | 0 | Installation date is after the lead ban |  |  |  |  | Non-Lead - Other |  |  | Installation date is after the lead ban |  |  |  |  | Non-Lead |  |  |  | Domestic
MTR_029687 | 11416 SE 226TH ST | LOT 70 KENTON FIRS |  |  | Non-Lead - Other | Unknown |  | 0 | Statistical analysis |  |  |  |  | Non-Lead - Other |  |  | Statistical analysis |  |  |  |  | Non-Lead |  |  |  | Domestic
MTR_029696 | 22713 114TH PL SE | L34 KENTON FIRS |  |  | Non-Lead - Other | Unknown |  | 0 | Statistical analysis |  |  |  |  | Non-Lead - Other |  |  | Statistical analysis |  |  |  |  | Non-Lead |  |  |  | Domestic
MTR_028186 | 12811 SE 223RD PL | LOT 23 MATHESON PARK #1 |  |  | Non-Lead - Other | No | 1995-07-21 | 0 | Installation date is after the lead ban |  |  |  |  | Non-Lead - Other |  |  | Installation date is after the lead ban |  |  |  |  | Non-Lead |  |  |  | Domestic
MTR_017757 | 17747 113TH PL SE | L 8 HIGH CHAPARRAL |  |  | Non-Lead - Other | No |  | 0 | Installation date is after the lead ban |  |  |  |  | Non-Lead - Other |  |  | Installation date is after the lead ban |  |  |  |  | Non-Lead |  |  |  | Assumed
MTR_027371 | 23211 134TH AVE SE | L 45 WILDWOOD EST 1 |  |  | Non-Lead - Other | No |  | 0 | Installation date is after the lead ban |  |  |  |  | Non-Lead - Other |  |  | Installation date is after the lead ban |  |  |  |  | Non-Lead |  |  |  | Domestic
MTR_028324 | 12938 SE 216TH PL | LOT 7 BEGONIA PLACE |  |  | Non-Lead - Other | No | 2001-02-23 | 0 | Installation date is after the lead ban |  |  |  |  | Non-Lead - Other |  |  | Installation date is after the lead ban |  |  |  |  | Non-Lead |  |  |  | Domestic
MTR_021571 | 13824 SE 192ND ST | 9923-003010 |  |  | Non-Lead - Other | Unknown |  | 0 | Relative Placement | No |  |  |  | Non-Lead - Other |  |  | Statistical analysis |  |  |  |  | Non-Lead |  |  |  | Domestic
MTR_024021 | 21369 103RD PL SE | LOT 13 OLYMPIC VIEW HEIGHTS #2 |  |  | Non-Lead - Other | No |  | 0.75 | Installation date is after the lead ban |  |  |  |  | Non-Lead - Other |  |  | Installation date is after the lead ban |  |  |  |  | Non-Lead |  |  |  | Domestic
MTR_024729 | 13727 SE 200TH ST | L 39 FOREST GLEN SOUTH |  |  | Non-Lead - Other | No |  | 0 | Installation date is after the lead ban |  |  |  |  | Non-Lead - Other |  |  | Installation date is after the lead ban |  |  |  |  | Non-Lead |  |  |  | Assumed
MTR_026685 | 13003 SE 231ST WAY | LOT 41 MISTY MEADOWS#2 |  |  | Non-Lead - Other | No |  | 0 | Installation date is after the lead ban |  |  |  |  | Non-Lead - Other |  |  | Installation date is after the lead ban |  |  |  |  | Non-Lead |  |  |  | Domestic
MTR_026750 | 23023 136TH PL SE | L13 QUIET VALLEY |  |  | Non-Lead - Other | No |  | 0 | Installation date is after the lead ban |  |  |  |  | Non-Lead - Other |  |  | Installation date is after the lead ban |  |  |  |  | Non-Lead |  |  |  | Assumed
MTR_017899 | 13332 SE 177TH CT | LOT 40 FAIRWOOD GROVES CONDOS |  |  | Non-Lead - Other | No | 1998-02-27 | 0 | Installation date is after the lead ban |  |  |  |  | Non-Lead - Other |  |  | Installation date is after the lead ban |  |  |  |  | Non-Lead |  |  |  | Domestic
MTR_017416 | 17852 118TH AVE SE | L8 BLK2 N W GARDEN TR1 |  |  | Non-Lead - Other | No | 1975-08-05 | 0 | Relative Placement |  |  |  |  | Non-Lead - Other |  |  | Statistical analysis |  |  |  |  | Non-Lead |  |  |  | Assumed
MTR_022104 | 11743 SE 191ST ST | LOT 41 JESSIE GLEN |  |  | Non-Lead - Other | No | 2007-07-19 | 0 | Rectified Plan | No |  |  |  | Non-Lead - Other |  |  | Installation date is after the lead ban |  |  |  |  | Non-Lead |  |  |  | Domestic
MTR_022080 | 11841 SE 191ST ST | LOT 48 JESSIE GLEN |  |  | Non-Lead - Other | No | 2007-07-19 | 0 | Rectified Plan | No |  |  |  | Non-Lead - Other |  |  | Installation date is after the lead ban |  |  |  |  | Non-Lead |  |  |  | Domestic
MTR_020918 | 18701 134TH AVE SE | LOT 87 FOREST ESTATES |  |  | Non-Lead - Other | No | 1978-08-01 | 0 | Installation date is after the lead ban |  |  |  |  | Non-Lead - Other |  |  | Installation date is after the lead ban |  |  |  |  | Non-Lead |  |  |  | Domestic
MTR_017978 | 13440 SE 181ST ST | LOT 17 BALLARD SHORT PLAT |  |  | Non-Lead - Other | No | 2012-03-06 | 0 | Installation date is after the lead ban |  |  |  |  | Non-Lead - Other |  |  | Installation date is after the lead ban |  |  |  |  | Non-Lead |  |  |  | Domestic
MTR_015202 | 16946 130TH AVE SE | L35 RENTON PARK #3 |  |  | Non-Lead - Other | Unknown |  | 0 | Statistical analysis |  |  |  |  | Non-Lead - Other |  |  | Statistical analysis |  |  |  |  | Non-Lead |  |  |  | Domestic
MTR_006195 | 16228 122ND AVE SE | L19 BLK5 CASCADE HILLS#3 |  |  | Non-Lead Plastic | No | 2007-07-01 | 1 | Rectified Plan | Yes | Visual inspection at the meter pit | 2024-02-07 |  | Non-Lead Plastic |  |  | Field inspection only with no records | Yes | Visual inspection at the meter pit | 2024-02-07 |  | Non-Lead |  |  |  | Domestic
MTR_015086 | 11963 SE 160TH ST | L14 B3 CASCADE VISTA 2 |  |  | Non-Lead - Other | No | 2014-04-16 | 0 | Rectified Plan |  |  |  |  | Non-Lead - Other |  |  | Statistical analysis |  |  |  |  | Non-Lead |  |  |  | Domestic
MTR_011931 | 1206 S 34TH ST | LOT 2 S-T-R 29-23-5 |  |  | Non-Lead - Other | No |  | 0.75 | Installation date is after the lead ban |  |  |  |  | Non-Lead - Other |  |  | Installation date is after the lead ban |  |  |  |  | Non-Lead |  |  |  | Assumed
MTR_011970 | 3504 MILL AVE S | LOT 42 CEDAR AVENUE |  |  | Non-Lead - Other | No | 2004-12-14 | 0 | Installation date is after the lead ban |  |  |  |  | Non-Lead - Other |  |  | Installation date is after the lead ban |  |  |  |  | Non-Lead |  |  |  | Domestic
MTR_007539 | 16558 121ST AVE SE | L 74 CASCADE HILLS 6 |  |  | Non-Lead - Other | No | 2019-08-05 | 0.75 | Rectified Plan |  |  |  |  | Non-Lead - Other |  |  | Statistical analysis |  |  |  |  | Non-Lead |  |  |  | Assumed
MTR_018516 | 20627 95TH AVE S | LOT 11 WASHINGTON CENTRAL IMPROVEM T CO FRUIT. ADD |  |  | Non-Lead - Other | No |  | 0 | Installation date is after the lead ban |  |  |  |  | Non-Lead - Other |  |  | Installation date is after the lead ban |  |  |  |  | Non-Lead |  |  |  | Domestic
MTR_018666 | 9710 S 203RD ST | LOT 2 CHESTNUT RIDGE #1 |  |  | Non-Lead - Other | No |  | 0 | Installation date is after the lead ban |  |  |  |  | Non-Lead - Other |  |  | Installation date is after the lead ban |  |  |  |  | Non-Lead |  |  |  | Assumed
MTR_024000 | 10013 SE 212TH ST | LOT 18 OLYMPIC VIEW HTS |  |  | Non-Lead - Other | No |  | 0 | Installation date is after the lead ban |  |  |  |  | Non-Lead - Other |  |  | Installation date is after the lead ban |  |  |  |  | Non-Lead |  |  |  | Domestic
MTR_023924 | 10021 SE 212TH ST | LOT 19 OLYMPIC VIEW HTS |  |  | Non-Lead - Other | No |  | 0 | Installation date is after the lead ban |  |  |  |  | Non-Lead - Other |  |  | Installation date is after the lead ban |  |  |  |  | Non-Lead |  |  |  | Domestic
MTR_023863 | 21612 102ND PL SE | LOT 4 GARRISON GLEN |  |  | Non-Lead - Other | No | 2014-01-15 | 0 | Installation date is after the lead ban |  |  |  |  | Non-Lead - Other |  |  | Installation date is after the lead ban |  |  |  |  | Non-Lead |  |  |  | Domestic
MTR_025398 | 21037 120TH PL SE | LOT 5 CARENA TERRACE |  |  | Non-Lead - Other | No |  | 0 | Installation date is after the lead ban |  |  |  |  | Non-Lead - Other |  |  | Installation date is after the lead ban |  |  |  |  | Non-Lead |  |  |  | Domestic
MTR_029003 | 11005 SE 219TH PL | LOT 19 FALCON CREST |  |  | Non-Lead - Other | No |  | 0 | Installation date is after the lead ban |  |  |  |  | Non-Lead - Other |  |  | Installation date is after the lead ban |  |  |  |  | Non-Lead |  |  |  | Assumed
MTR_029580 | 11116 SE 226TH ST | LOT 7 KENTON FIRS #2 |  |  | Non-Lead - Other | Unknown |  | 0 | Statistical analysis |  |  |  |  | Non-Lead - Other |  |  | Statistical analysis |  |  |  |  | Non-Lead |  |  |  | Domestic
MTR_019972 | 10113 SE 200TH ST | LOT 261 |  |  | Non-Lead - Other | No | 2003-08-27 | 0 | Rectified Plan |  |  |  |  | Non-Lead - Other |  |  | Statistical analysis |  |  |  |  | Non-Lead |  |  |  | Domestic
MTR_028155 | 13056 SE 222ND ST | LOT 26 MATHESON PARK #2 |  |  | Non-Lead - Other | No | 1995-07-21 | 0 | Installation date is after the lead ban |  |  |  |  | Non-Lead - Other |  |  | Installation date is after the lead ban |  |  |  |  | Non-Lead |  |  |  | Domestic
MTR_009409 | 11658 SE 212TH PL | TL 85 9-22-5 |  |  | Non-Lead - Other | Unknown |  | 0 | Statistical analysis |  |  |  |  | Non-Lead - Other |  |  | Statistical analysis |  |  |  |  | Non-Lead |  |  |  | Assumed
MTR_029667 | 22629 112TH AVE SE | LOT 14 KENTON FIRS |  |  | Non-Lead - Other | Unknown |  | 0 | Statistical analysis |  |  |  |  | Non-Lead - Other |  |  | Statistical analysis |  |  |  |  | Non-Lead |  |  |  | Assumed
MTR_021190 | 14109 SE 198TH ST | LOT 5 LAKE YOUNGS PLACE |  |  | Non-Lead - Other | No | 1995-10-23 | 0 | Installation date is after the lead ban |  |  |  |  | Non-Lead - Other |  |  | Installation date is after the lead ban |  |  |  |  | Non-Lead |  |  |  | Domestic
MTR_021459 | 19712 147TH AVE SE | LOT 5 RUDDELLS 3RD ADD |  |  | Non-Lead - Other | No |  | 0 | Installation date is after the lead ban |  |  |  |  | Non-Lead - Other |  |  | Installation date is after the lead ban |  |  |  |  | Non-Lead |  |  |  | Domestic
MTR_030116 | 12660 SE 158TH ST | L10 B1 CASCADE VILLAGE#4 |  |  | Non-Lead - Other | No | 2016-06-22 | 0.75 | Rectified Plan |  |  |  |  | Non-Lead - Other |  |  | Statistical analysis |  |  |  |  | Non-Lead |  |  |  | Domestic
MTR_030124 | 12430 SE 158TH ST | L2 BK1 CASCADE VILLAGE#4 |  |  | Non-Lead - Other | No | 2016-06-22 | 0.75 | Rectified Plan |  |  |  |  | Non-Lead - Other |  |  | Statistical analysis |  |  |  |  | Non-Lead |  |  |  | Domestic
MTR_011792 | 13105 SE 162ND PL | L34 FAIRWOOD DIV. #9 |  |  | Non-Lead - Other | No |  | 1 | Installation date is after the lead ban |  |  |  |  | Non-Lead - Other |  |  | Installation date is after the lead ban |  |  |  |  | Non-Lead |  |  |  | Domestic
MTR_014735 | 15630 129TH PL SE | LOT 44 FAIRLANE WOODS |  |  | Non-Lead - Other | No | 1978-09-22 | 0 | Installation date is after the lead ban |  |  |  |  | Non-Lead - Other |  |  | Installation date is after the lead ban |  |  |  |  | Non-Lead |  |  |  | Domestic
MTR_026818 | 13323 SE 227TH ST | LOT 83 FERN CREST AKA MEADOW RIDGE |  |  | Non-Lead - Other | No | 2005-06-17 | 0 | Installation date is after the lead ban |  |  |  |  | Non-Lead - Other |  |  | Installation date is after the lead ban |  |  |  |  | Non-Lead |  |  |  | Domestic
MTR_002379 | 23305 120TH AVE SE | TAX LOT 36 16-22-5 |  |  | Non-Lead - Other | No |  | 0 | Installation date is after the lead ban |  |  |  |  | Non-Lead - Other |  |  | Installation date is after the lead ban |  |  |  |  | Non-Lead |  |  |  | Assumed
MTR_029366 | 11801 SE 229TH PL | LOT 34 HUNTERS RUN TOO |  |  | Non-Lead - Other | No |  | 0 | Installation date is after the lead ban |  |  |  |  | Non-Lead - Other |  |  | Installation date is after the lead ban |  |  |  |  | Non-Lead |  |  |  | Domestic
MTR_026344 | 22818 134TH AVE SE | LOT 6 BLK 1 STARCREST 2 |  |  | Non-Lead - Other | No |  | 0 | Installation date is after the lead ban |  |  |  |  | Non-Lead - Other |  |  | Installation date is after the lead ban |  |  |  |  | Non-Lead |  |  |  | Domestic
MTR_003794 | 12558 SE 233RD ST | L 18 MERIDIAN VILLA EST. |  |  | Non-Lead - Other | No | 1966-09-01 | 1 | Rectified Plan | No |  |  |  | Non-Lead - Other |  |  | Installation date is after the lead ban |  |  |  |  | Non-Lead |  |  |  | Domestic
MTR_029493 | 22623 113TH PL SE | L130 KENTON FIRS |  |  | Galvanized Requiring Replacement | Unknown |  | 0 | Converted CAD | Yes | Visual inspection at the meter pit | 2024-02-05 |  | Non-Lead Plastic |  |  | Field inspection only with no records | Yes | Visual inspection at the meter pit | 2024-02-05 |  | Galvanized Requiring Replacement |  |  |  | Domestic
MTR_027213 | 13112 SE 236TH PL | LOT 2 TWIN CREEKS |  |  | Non-Lead - Other | No |  | 1 | Installation date is after the lead ban |  |  |  |  | Non-Lead - Other |  |  | Installation date is after the lead ban |  |  |  |  | Non-Lead |  |  |  | Domestic
MTR_001672 | 23401 126TH AVE SE | L 91 MERIDIAN VILLA EST |  |  | Non-Lead - Other | No | 1966-09-01 | 1 | Rectified Plan | No |  |  |  | Non-Lead - Other |  |  | Installation date is after the lead ban |  |  |  |  | Non-Lead |  |  |  | Domestic
MTR_027165 | 23623 128TH AVE SE | L37 TWIN CREEKS |  |  | Non-Lead - Other | No |  | 1 | Installation date is after the lead ban |  |  |  |  | Non-Lead - Other |  |  | Installation date is after the lead ban |  |  |  |  | Non-Lead |  |  |  | Domestic
MTR_026409 | 12515 SE 226TH ST | LOT 87 PHEASANTS HOLLOW |  |  | Non-Lead - Other | No | 1996-02-26 | 0 | Installation date is after the lead ban |  |  |  |  | Non-Lead - Other |  |  | Installation date is after the lead ban |  |  |  |  | Non-Lead |  |  |  | Domestic
MTR_025571 | 12639 SE 213TH ST | L 40 GLENCARIN #3 |  |  | Non-Lead - Other | No |  | 0 | Installation date is after the lead ban |  |  |  |  | Non-Lead - Other |  |  | Installation date is after the lead ban |  |  |  |  | Non-Lead |  |  |  | Domestic
MTR_025234 | 12519 SE 213TH ST | L338 GLENCARIN #2 |  |  | Non-Lead - Other | No | 1968-07-31 | 0 | Installation date is after the lead ban |  |  |  |  | Non-Lead - Other |  |  | Installation date is after the lead ban |  |  |  |  | Non-Lead |  |  |  | Domestic
MTR_025540 | 12606 SE 214TH ST | L 47 GLENCARIN #3 |  |  | Non-Lead - Other | No |  | 0 | Installation date is after the lead ban |  |  |  |  | Non-Lead - Other |  |  | Installation date is after the lead ban |  |  |  |  | Non-Lead |  |  |  | Domestic
MTR_029538 | 22607 112TH AVE SE | LOT 8 KENTON FIRS |  |  | Non-Lead - Other | Unknown |  | 0 | Statistical analysis |  |  |  |  | Non-Lead - Other |  |  | Statistical analysis |  |  |  |  | Non-Lead |  |  |  | Domestic
MTR_025296 | 12368 SE 214TH ST | L249 GLENCARIN #2 |  |  | Non-Lead - Other | No | 1968-07-31 | 0 | Installation date is after the lead ban |  |  |  |  | Non-Lead - Other |  |  | Installation date is after the lead ban |  |  |  |  | Non-Lead |  |  |  | Domestic
MTR_029202 | 11209 SE 225TH ST | L 40 STOCKTON |  |  | Non-Lead - Other | No |  | 0 | Installation date is after the lead ban |  |  |  |  | Non-Lead - Other |  |  | Installation date is after the lead ban |  |  |  |  | Non-Lead |  |  |  | Domestic
MTR_029498 | 10958 SE 224TH PL | L3 STOCKTON |  |  | Non-Lead - Other | No |  | 0 | Installation date is after the lead ban |  |  |  |  | Non-Lead - Other |  |  | Installation date is after the lead ban |  |  |  |  | Non-Lead |  |  |  | Domestic
MTR_023797 | 22054 102ND PL SE | 22054 102ND PL SE |  |  | Non-Lead - Other | No | 2004-07-27 | 0 | Installation date is after the lead ban |  |  |  |  | Non-Lead - Other |  |  | Installation date is after the lead ban |  |  |  |  | Non-Lead |  |  |  | Domestic
MTR_010123 | 23720 119TH PL SE | LOT 85 KENT HIGHLANDS |  |  | Non-Lead - Other | No | 2006-11-01 | 0 | Rectified Plan | No |  |  |  | Non-Lead - Other |  |  | Installation date is after the lead ban |  |  |  |  | Non-Lead |  |  |  | Domestic
MTR_016385 | 18346 160TH PL SE | LOT 18 CARRIAGE WOOD PARK |  |  | Non-Lead - Other | No | 1998-10-10 | 0 | Installation date is after the lead ban |  |  |  |  | Non-Lead - Other |  |  | Installation date is after the lead ban |  |  |  |  | Non-Lead |  |  |  | Domestic
MTR_016775 | 18313 149TH AVE SE | LOT 1 CARRIAGEWOOD 5 |  |  | Non-Lead - Other | No | 1983-07-01 | 0 | Installation date is after the lead ban |  |  |  |  | Non-Lead - Other |  |  | Installation date is after the lead ban |  |  |  |  | Non-Lead |  |  |  | Domestic
MTR_007378 | 16704 125TH AVE SE | L6 B2 CASCADE HILLS 4 |  |  | Non-Lead - Other | No | 2019-08-05 | 0 | Rectified Plan |  |  |  |  | Non-Lead - Other |  |  | Statistical analysis |  |  |  |  | Non-Lead |  |  |  | Domestic
MTR_011466 | 16427 126TH PL SE | L 67 CASCADE HILLS 8 |  |  | Non-Lead - Other | No |  | 1 | Installation date is after the lead ban |  |  |  |  | Non-Lead - Other |  |  | Installation date is after the lead ban |  |  |  |  | Non-Lead |  |  |  | Domestic
MTR_006235 | 11626 SE 163RD ST | L4 BL2 CASCADE HILLS#1 |  |  | Non-Lead - Other | No | 2006-08-31 | 0 | Rectified Plan |  |  |  |  | Non-Lead - Other |  |  | Statistical analysis |  |  |  |  | Non-Lead |  |  |  | Domestic
MTR_007204 | 11835 SE 165TH ST | L 20 CASCADE HILLS 6 |  |  | Non-Lead - Other | No | 2019-08-05 | 0.75 | Rectified Plan |  |  |  |  | Non-Lead - Other |  |  | Statistical analysis |  |  |  |  | Non-Lead |  |  |  | Assumed
MTR_015057 | 15787 118TH PL SE | L19 BLK6 CASCADE VISTA#2 |  |  | Non-Lead - Other | No | 2014-04-16 | 0 | Rectified Plan |  |  |  |  | Non-Lead - Other |  |  | Statistical analysis |  |  |  |  | Non-Lead |  |  |  | Domestic
MTR_015091 | 15770 118TH PL SE | L6 BLK5 CASCADE VISTA#2 |  |  | Non-Lead - Other | No | 2014-04-16 | 1 | Rectified Plan |  |  |  |  | Non-Lead - Other |  |  | Statistical analysis |  |  |  |  | Non-Lead |  |  |  | Domestic
MTR_011620 | 16387 129TH AVE SE | LOT 109 FAIRWOOD #9 |  |  | Non-Lead - Other | No | 2007-10-01 | 0 | Installation date is after the lead ban |  |  |  |  | Non-Lead - Other |  |  | Installation date is after the lead ban |  |  |  |  | Non-Lead |  |  |  | Domestic
MTR_014563 | 12402 SE 168TH ST | L 59 CASCADE HILLS 7 |  |  | Non-Lead - Other | No | 2006-06-08 | 1 | Rectified Plan |  |  |  |  | Non-Lead - Other |  |  | Statistical analysis |  |  |  |  | Non-Lead |  |  |  | Domestic
MTR_011982 | 3607 MILL AVE S | LOT 13 CEDAR AVENUE |  |  | Non-Lead - Other | No | 2004-12-14 | 0 | Installation date is after the lead ban |  |  |  |  | Non-Lead - Other |  |  | Installation date is after the lead ban |  |  |  |  | Non-Lead |  |  |  | Domestic
MTR_030149 | 12342 SE 158TH ST | L6 B5 CASCADE VILLAGE 2 |  |  | Non-Lead - Other | No | 2016-06-22 | 0.75 | Rectified Plan |  |  |  |  | Non-Lead - Other |  |  | Statistical analysis |  |  |  |  | Non-Lead |  |  |  | Domestic
MTR_014137 | 11564 SE 170TH CT | LOT 47 GLACIER VIEW TOWNHOMES |  |  | Non-Lead - Other | No | 2005-10-28 | 1 | Installation date is after the lead ban |  |  |  |  | Non-Lead - Other |  |  | Installation date is after the lead ban |  |  |  |  | Non-Lead |  |  |  | Domestic
MTR_015705 | 1120 S 36TH PL | LOT 99 SUNNYBROOK |  |  | Non-Lead - Other | No | 2004-01-22 | 0 | Installation date is after the lead ban |  |  |  |  | Non-Lead - Other |  |  | Installation date is after the lead ban |  |  |  |  | Non-Lead |  |  |  | Domestic
MTR_019390 | 18528 115TH PL SE | LOT 17 WELMAN PLAT |  |  | Non-Lead - Other | No | 2014-10-23 | 0 | Installation date is after the lead ban |  |  |  |  | Non-Lead - Other |  |  | Installation date is after the lead ban |  |  |  |  | Non-Lead |  |  |  | Domestic
MTR_011568 | 16202 131ST AVE SE | L49 FAIRWOOD DIV. #9 |  |  | Non-Lead - Other | No |  | 1 | Installation date is after the lead ban |  |  |  |  | Non-Lead - Other |  |  | Installation date is after the lead ban |  |  |  |  | Non-Lead |  |  |  | Domestic
MTR_006249 | 16137 120TH AVE SE | L 22 B 2 CASCADE HILLS 2 |  |  | Non-Lead - Other | No | 2006-08-31 | 1 | Rectified Plan |  |  |  |  | Non-Lead - Other |  |  | Statistical analysis |  |  |  |  | Non-Lead |  |  |  | Domestic
MTR_006207 | 16123 119TH AVE SE | L6 BL1 CASCADE HILLS #2 |  |  | Non-Lead Plastic | No | 2006-08-31 | 1 | Rectified Plan | Yes | Visual inspection at the meter pit | 2024-02-08 |  | Non-Lead Plastic |  |  | Field inspection only with no records | Yes | Visual inspection at the meter pit | 2024-02-08 |  | Non-Lead |  |  |  | Domestic
MTR_007544 | 11734 SE 167TH ST | L 13 CASCADE HILLS 5 |  |  | Non-Lead - Other | No | 2019-08-05 | 0.75 | Rectified Plan |  |  |  |  | Non-Lead - Other |  |  | Statistical analysis |  |  |  |  | Non-Lead |  |  |  | Assumed
MTR_006926 | 11708 SE 167TH ST | L 17 CASCADE HILLS 5 |  |  | Non-Lead - Other | No | 2019-08-05 | 0.75 | Rectified Plan |  |  |  |  | Non-Lead - Other |  |  | Statistical analysis |  |  |  |  | Non-Lead |  |  |  | Assumed
MTR_015828 | 14546 SE 188TH WAY | LOT 33 BOLLMAN PLAT |  |  | Non-Lead - Other | No | 2003-03-05 | 0 | Installation date is after the lead ban |  |  |  |  | Non-Lead - Other |  |  | Installation date is after the lead ban |  |  |  |  | Non-Lead |  |  |  | Domestic
MTR_015948 | 14415 SE 188TH WAY | LOT 17 BOLLMAN PLAT |  |  | Non-Lead - Other | No | 2003-03-05 | 0 | Installation date is after the lead ban |  |  |  |  | Non-Lead - Other |  |  | Installation date is after the lead ban |  |  |  |  | Non-Lead |  |  |  | Domestic
MTR_018060 | 13308 SE 183RD ST | LOT 2 FOREST ESTATES #5 |  |  | Non-Lead - Other | No |  | 0 | Installation date is after the lead ban |  |  |  |  | Non-Lead - Other |  |  | Installation date is after the lead ban |  |  |  |  | Non-Lead |  |  |  | Domestic
MTR_015920 | 14712 SE 184TH PL | LOT 3 FAIRWOOD FIRS #2 |  |  | Non-Lead - Other | No | 1988-09-27 | 0 | Installation date is after the lead ban |  |  |  |  | Non-Lead - Other |  |  | Installation date is after the lead ban |  |  |  |  | Non-Lead |  |  |  | Domestic
MTR_017582 | 18315 130TH AVE SE | LOT 10 FOX ESTATES |  |  | Non-Lead - Other | No | 1988-01-19 | 0 | Installation date is after the lead ban |  |  |  |  | Non-Lead - Other |  |  | Installation date is after the lead ban |  |  |  |  | Non-Lead |  |  |  | Domestic
MTR_016909 | 15313 SE 178TH ST | LOT 25 CANDLEWOOD RIDGE #5 |  |  | Non-Lead - Other | No | 1978-02-01 | 0 | Installation date is after the lead ban |  |  |  |  | Non-Lead - Other |  |  | Installation date is after the lead ban |  |  |  |  | Non-Lead |  |  |  | Domestic
MTR_021924 | 19344 133RD AVE SE | LOT 28 FOREST TRAILS #3 |  |  | Non-Lead - Other | No |  | 0 | Rectified Plan | No |  |  |  | Non-Lead - Other |  |  | Installation date is after the lead ban |  |  |  |  | Non-Lead |  |  |  | Domestic
MTR_021204 | 14630 SE 195TH PL | LOT 8 LAKE YOUNGS PLAT |  |  | Non-Lead - Other | No | 1997-06-19 | 0 | Installation date is after the lead ban |  |  |  |  | Non-Lead - Other |  |  | Installation date is after the lead ban |  |  |  |  | Non-Lead |  |  |  | Domestic
MTR_021670 | 19307 138TH AVE SE | LOT 2 ROCK CREEK |  |  | Non-Lead - Other | No |  | 0 | Rectified Plan | No |  |  |  | Non-Lead - Other |  |  | Installation date is after the lead ban |  |  |  |  | Non-Lead |  |  |  | Domestic
MTR_017077 | 17801 114TH PL SE | LOT 12 BELTERRA #10 |  |  | Non-Lead - Other | No | 1996-03-12 | 0 | Installation date is after the lead ban |  |  |  |  | Non-Lead - Other |  |  | Installation date is after the lead ban |  |  |  |  | Non-Lead |  |  |  | Domestic
MTR_017188 | 17815 112TH AVE SE | LOT 9 BENSON HILL |  |  | Non-Lead - Other | No | 1999-09-22 | 0 | Installation date is after the lead ban |  |  |  |  | Non-Lead - Other |  |  | Installation date is after the lead ban |  |  |  |  | Non-Lead |  |  |  | Domestic
MTR_022036 | 12002 SE 191ST PL | LOT 1 KELSEY'S CROSSING |  |  | Non-Lead - Other | No | 2014-03-03 | 0 | Installation date is after the lead ban |  |  |  |  | Non-Lead - Other |  |  | Installation date is after the lead ban |  |  |  |  | Non-Lead |  |  |  | Domestic
MTR_016982 | 15325 SE 178TH ST | LOT 63 CANDLEWOOD RIDGE #4 |  |  | Non-Lead - Other | No | 1977-07-01 | 0 | Installation date is after the lead ban |  |  |  |  | Non-Lead - Other |  |  | Installation date is after the lead ban |  |  |  |  | Non-Lead |  |  |  | Domestic
MTR_017438 | 18234 & 18234B 120TH AVE SE | 9921-008620 |  |  | Non-Lead - Other | No | 1975-08-05 | 0 | Relative Placement |  |  |  |  | Non-Lead - Other |  |  | Statistical analysis |  |  |  |  | Non-Lead |  |  |  | Assumed
MTR_016915 | 17734 153RD AVE SE | LOT 27 CANDLEWOOD RIDGE #5 |  |  | Non-Lead - Other | No | 1978-02-01 | 0 | Installation date is after the lead ban |  |  |  |  | Non-Lead - Other |  |  | Installation date is after the lead ban |  |  |  |  | Non-Lead |  |  |  | Domestic
MTR_016200 | 17526 163RD PL SE | LOT 27 CANDLEWOOD RIDGE #3 |  |  | Non-Lead - Plastic | No | 1977-07-13 | 1 | Rectified Plan | No |  |  |  | Non-Lead - Other |  |  | Installation date is after the lead ban |  |  |  |  | Non-Lead |  |  |  | Domestic
MTR_019046 | 10425 SE 189TH CT | LOT 21 COUGAR MEADOWS |  |  | Non-Lead - Other | No | 1989-10-23 | 0 | Installation date is after the lead ban |  |  |  |  | Non-Lead - Other |  |  | Installation date is after the lead ban |  |  |  |  | Non-Lead |  |  |  | Domestic
MTR_019162 | 10204 SE 192ND ST | TL151 W1/2 SEC 32-23-5 |  |  | Non-Lead - Other | Unknown |  | 0 | Statistical analysis |  |  |  |  | Non-Lead - Other |  |  | Statistical analysis |  |  |  |  | Non-Lead |  |  |  | Assumed
MTR_018958 | 1107 S 47TH PL | LOT 2 PANTHER RIDGE |  |  | Non-Lead - Other | No | 2012-08-28 | 0 | Installation date is after the lead ban |  |  |  |  | Non-Lead - Other |  |  | Installation date is after the lead ban |  |  |  |  | Non-Lead |  |  |  | Domestic
MTR_029065 | 22123 113TH CT SE | LOT 7 PEDERSON PLACE 2 (VICTORIA PL |  |  | Non-Lead - Other | No |  | 0 | Installation date is after the lead ban |  |  |  |  | Non-Lead - Other |  |  | Installation date is after the lead ban |  |  |  |  | Non-Lead |  |  |  | Domestic
MTR_028985 | 22118 113TH CT SE | LOT 3 PEDERSON PLACE #2 (VICTORIA P LACE) |  |  | Non-Lead - Other | No |  | 0 | Installation date is after the lead ban |  |  |  |  | Non-Lead - Other |  |  | Installation date is after the lead ban |  |  |  |  | Non-Lead |  |  |  | Domestic
MTR_028987 | 22130 113TH CT SE | LOT 2 PEDERSON PLACE #2 |  |  | Non-Lead - Other | No |  | 0 | Installation date is after the lead ban |  |  |  |  | Non-Lead - Other |  |  | Installation date is after the lead ban |  |  |  |  | Non-Lead |  |  |  | Domestic
MTR_029043 | 22103 110TH AVE SE | LOT 24 BENSON MEADOWS #2 |  |  | Non-Lead - Other | No |  | 0 | Installation date is after the lead ban |  |  |  |  | Non-Lead - Other |  |  | Installation date is after the lead ban |  |  |  |  | Non-Lead |  |  |  | Domestic
MTR_014336 | 17001 114TH AVE SE | LOT 1 GLACIER VIEW TOWNHOMES |  |  | Non-Lead - Other | No | 2005-10-28 | 1 | Installation date is after the lead ban |  |  |  |  | Non-Lead - Other |  |  | Installation date is after the lead ban |  |  |  |  | Non-Lead |  |  |  | Domestic
MTR_029008 | 22126 109TH PL SE | LOT 29 BENSON MEADOWS #2 |  |  | Non-Lead - Other | No |  | 0 | Installation date is after the lead ban |  |  |  |  | Non-Lead - Other |  |  | Installation date is after the lead ban |  |  |  |  | Non-Lead |  |  |  | Domestic
MTR_014343 | 17127 114TH AVE SE | LOT 8 GLACIER VIEW TOWNHOMES BLDG 1B |  |  | Non-Lead - Other | No | 2005-10-28 | 1 | Installation date is after the lead ban |  |  |  |  | Non-Lead - Other |  |  | Installation date is after the lead ban |  |  |  |  | Non-Lead |  |  |  | Domestic
MTR_028994 | 10917 SE 220TH PL | L4 BENSON MEADOWS #1 |  |  | Non-Lead - Other | No |  | 0 | Installation date is after the lead ban |  |  |  |  | Non-Lead - Other |  |  | Installation date is after the lead ban |  |  |  |  | Non-Lead |  |  |  | Domestic
MTR_020692 | 13038 SE 191ST ST | L 51 BLVD. LANE 7 |  |  | Non-Lead - Other | No | 1976-05-24 | 0 | Installation date is after the lead ban |  |  |  |  | Non-Lead - Other |  |  | Installation date is after the lead ban |  |  |  |  | Non-Lead |  |  |  | Domestic
MTR_028911 | 10929 SE 220TH PL | LOT 6 BENSON MEADOWS #1 |  |  | Non-Lead - Other | No |  | 0 | Installation date is after the lead ban |  |  |  |  | Non-Lead - Other |  |  | Installation date is after the lead ban |  |  |  |  | Non-Lead |  |  |  | Domestic
MTR_020662 | 13014 SE 191ST ST | L 55 BLVD. LANE 7 |  |  | Non-Lead - Other | No | 1976-05-24 | 0 | Installation date is after the lead ban |  |  |  |  | Non-Lead - Other |  |  | Installation date is after the lead ban |  |  |  |  | Non-Lead |  |  |  | Domestic
MTR_028992 | 10827 SE 220TH PL | L1 BENSON MEADOWS 1 |  |  | Non-Lead - Other | No |  | 0 | Installation date is after the lead ban |  |  |  |  | Non-Lead - Other |  |  | Installation date is after the lead ban |  |  |  |  | Non-Lead |  |  |  | Domestic
MTR_020664 | 13002 SE 191ST ST | L 57 BLVD. LANE 7 |  |  | Non-Lead - Other | No | 1976-05-24 | 0 | Installation date is after the lead ban |  |  |  |  | Non-Lead - Other |  |  | Installation date is after the lead ban |  |  |  |  | Non-Lead |  |  |  | Domestic
MTR_028989 | 10905 SE 220TH PL | L2 BENSON MEADOWS #1 |  |  | Non-Lead - Other | No |  | 0 | Installation date is after the lead ban |  |  |  |  | Non-Lead - Other |  |  | Installation date is after the lead ban |  |  |  |  | Non-Lead |  |  |  | Domestic
MTR_020698 | 13026 SE 191ST ST | L 53 BLVD. LANE 7 |  |  | Non-Lead - Other | No | 1976-05-24 | 0 | Installation date is after the lead ban |  |  |  |  | Non-Lead - Other |  |  | Installation date is after the lead ban |  |  |  |  | Non-Lead |  |  |  | Domestic
MTR_028717 | 11507 SE 219TH PL | LOT 34 MONTERA |  |  | Non-Lead - Other | No | 1995-09-05 | 0 | Installation date is after the lead ban |  |  |  |  | Non-Lead - Other |  |  | Installation date is after the lead ban |  |  |  |  | Non-Lead |  |  |  | Domestic
MTR_020665 | 12912 SE 191ST ST | L 58 BLVD. LANE 7 |  |  | Non-Lead - Other | No | 1976-05-24 | 0 | Installation date is after the lead ban |  |  |  |  | Non-Lead - Other |  |  | Installation date is after the lead ban |  |  |  |  | Non-Lead |  |  |  | Domestic
MTR_028718 | 11421 SE 219TH PL | LOT 32 MONTERA |  |  | Non-Lead - Other | No | 1995-09-05 | 0 | Installation date is after the lead ban |  |  |  |  | Non-Lead - Other |  |  | Installation date is after the lead ban |  |  |  |  | Non-Lead |  |  |  | Domestic
MTR_020663 | 13008 SE 191ST ST | L 56 BLVD. LANE 7 |  |  | Non-Lead - Other | No | 1976-05-24 | 0 | Installation date is after the lead ban |  |  |  |  | Non-Lead - Other |  |  | Installation date is after the lead ban |  |  |  |  | Non-Lead |  |  |  | Domestic
MTR_028733 | 11515 SE 219TH PL | LOT 36 MONTERA |  |  | Non-Lead - Other | No | 1995-09-05 | 0 | Installation date is after the lead ban |  |  |  |  | Non-Lead - Other |  |  | Installation date is after the lead ban |  |  |  |  | Non-Lead |  |  |  | Domestic
MTR_016329 | 15537 SE 179TH ST | L78 CANDLEWOOD RIDGE #2 |  |  | Non-Lead - Other | No | 1976-05-06 | 0 | Installation date is after the lead ban |  |  |  |  | Non-Lead - Other |  |  | Installation date is after the lead ban |  |  |  |  | Non-Lead |  |  |  | Domestic
MTR_024551 | 12553 SE 203RD PL | L19 SHERLYN PARK |  |  | Non-Lead - Other | No |  | 0 | Installation date is after the lead ban |  |  |  |  | Non-Lead - Other |  |  | Installation date is after the lead ban |  |  |  |  | Non-Lead |  |  |  | Domestic
MTR_028719 | 11511 SE 219TH PL | LOT 35 MONTERA |  |  | Non-Lead - Other | No | 1995-09-05 | 0 | Installation date is after the lead ban |  |  |  |  | Non-Lead - Other |  |  | Installation date is after the lead ban |  |  |  |  | Non-Lead |  |  |  | Domestic
MTR_015954 | 14437 SE 188TH WAY | LOT 14 BOLLMAN PLAT |  |  | Non-Lead - Other | No | 2003-03-05 | 0 | Installation date is after the lead ban |  |  |  |  | Non-Lead - Other |  |  | Installation date is after the lead ban |  |  |  |  | Non-Lead |  |  |  | Domestic
MTR_017007 | 17723 153RD CT SE | LOT 58 CANDLEWOOD RIDGE #4 |  |  | Non-Lead - Other | No | 1977-07-01 | 0 | Installation date is after the lead ban |  |  |  |  | Non-Lead - Other |  |  | Installation date is after the lead ban |  |  |  |  | Non-Lead |  |  |  | Domestic
MTR_016987 | 15609 SE 177TH PL | LOT 38 CANDLEWOOD RIDGE #4 |  |  | Non-Lead - Other | No | 1977-07-01 | 0 | Installation date is after the lead ban |  |  |  |  | Non-Lead - Other |  |  | Installation date is after the lead ban |  |  |  |  | Non-Lead |  |  |  | Domestic
MTR_028708 | 11518 SE 219TH PL | LOT 2 MONTERA |  |  | Non-Lead - Other | No | 1995-09-05 | 0 | Installation date is after the lead ban |  |  |  |  | Non-Lead - Other |  |  | Installation date is after the lead ban |  |  |  |  | Non-Lead |  |  |  | Domestic
MTR_016496 | 17805 160TH AVE SE | L105 CANDLEWOOD RIDGE #1 |  |  | Non-Lead - Other | No |  | 0 | Installation date is after the lead ban |  |  |  |  | Non-Lead - Other |  |  | Installation date is after the lead ban |  |  |  |  | Non-Lead |  |  |  | Domestic
MTR_028712 | 11519 SE 219TH PL | LOT 37 MONTERA |  |  | Non-Lead - Other | No | 1995-09-05 | 0 | Installation date is after the lead ban |  |  |  |  | Non-Lead - Other |  |  | Installation date is after the lead ban |  |  |  |  | Non-Lead |  |  |  | Domestic
MTR_014321 | 17023 113TH AVE SE | L3 BLK C GREEN TRACTS #2 |  |  | Non-Lead - Other | Unknown |  | 1 | Statistical analysis |  |  |  |  | Non-Lead - Other |  |  | Statistical analysis |  |  |  |  | Non-Lead |  |  |  | Domestic
MTR_016223 | 17623 162ND AVE SE | LOT 39 CANDLEWOOD RIDGE #3 |  |  | Non-Lead - Other | No | 1977-07-13 | 1 | Installation date is after the lead ban |  |  |  |  | Non-Lead - Other |  |  | Installation date is after the lead ban |  |  |  |  | Non-Lead |  |  |  | Domestic
MTR_030075 | 12611 SE 160TH ST | L3 BK3 CASCADE VILLAGE#4 |  |  | Non-Lead - Other | No | 2016-06-22 | 0.75 | Rectified Plan |  |  |  |  | Non-Lead - Other |  |  | Statistical analysis |  |  |  |  | Non-Lead |  |  |  | Domestic
MTR_015524 | 16860 125TH AVE SE | LOT 148 CASCADE VISTA #3 |  |  | Non-Lead - Other | No | 2010-10-25 | 0 | Rectified Plan |  |  |  |  | Non-Lead - Other |  |  | Statistical analysis |  |  |  |  | Non-Lead |  |  |  | Domestic
MTR_021380 | 19306 142ND PL SE | L38 LORI LANE |  |  | Non-Lead - Other | No |  | 0 | Installation date is after the lead ban |  |  |  |  | Non-Lead - Other |  |  | Installation date is after the lead ban |  |  |  |  | Non-Lead |  |  |  | Domestic
MTR_016603 | 18320 151ST CT SE | L68 CARRIAGEWOOD 1 |  |  | Non-Lead - Other | No | 1980-06-01 | 0 | Installation date is after the lead ban |  |  |  |  | Non-Lead - Other |  |  | Installation date is after the lead ban |  |  |  |  | Non-Lead |  |  |  | Domestic
MTR_011381 | 1414 S 28TH ST | LOT 2 ROSA MEADOWS |  |  | Non-Lead - Other | No | 2014-09-02 | 0 | Installation date is after the lead ban |  |  |  |  | Non-Lead - Other |  |  | Installation date is after the lead ban |  |  |  |  | Non-Lead |  |  |  | Domestic
MTR_015397 | 17227 129TH AVE SE | L4 BLK1 RENTON PARK |  |  | Non-Lead Plastic | No | 2011-08-10 | 0 | Rectified Plan | Yes | Visual inspection at the meter pit | 2024-02-13 |  | Non-Lead Plastic |  |  | Field inspection only with no records | Yes | Visual inspection at the meter pit | 2024-02-13 |  | Non-Lead |  |  |  | Domestic
MTR_014822 | 12031 SE 170TH PL | L3 BLK10 CASCADE VISTA#1 |  |  | Non-Lead - Other | No | 2010-10-25 | 1 | Rectified Plan |  |  |  |  | Non-Lead - Other |  |  | Statistical analysis |  |  |  |  | Non-Lead |  |  |  | Domestic
MTR_006236 | 11618 SE 163RD ST | L3 BL2 CASCADE HILLS# 1 |  |  | Non-Lead - Other | No | 2006-08-31 | 0 | Rectified Plan |  |  |  |  | Non-Lead - Other |  |  | Statistical analysis |  |  |  |  | Non-Lead |  |  |  | Domestic
MTR_016357 | 15709 SE 178TH CT | L2 CANDLEWOOD RIDGE #2 |  |  | Non-Lead - Other | No | 1976-05-06 | 0 | Installation date is after the lead ban |  |  |  |  | Non-Lead - Other |  |  | Installation date is after the lead ban |  |  |  |  | Non-Lead |  |  |  | Domestic
MTR_015491 | 17221 125TH AVE SE | L1 VISTA VIEW HEIGHTS #1 |  |  | Non-Lead - Other | No | 2002-08-09 | 0 | Rectified Plan |  |  |  |  | Non-Lead - Other |  |  | Statistical analysis |  |  |  |  | Non-Lead |  |  |  | Domestic
MTR_014969 | 16828 121ST AVE SE | L4 BL4 CASCADE VISTA#1 |  |  | Non-Lead - Other | No | 2002-05-02 | 0 | Rectified Plan |  |  |  |  | Non-Lead - Other |  |  | Statistical analysis |  |  |  |  | Non-Lead |  |  |  | Domestic
MTR_014162 | 17537 110TH LN SE | LOT 9 PALM COURT |  |  | Non-Lead - Plastic | No | 1998-06-18 | 1 | Rectified Plan |  |  |  |  | Non-Lead - Other |  |  | Installation date is after the lead ban |  |  |  |  | Non-Lead |  |  |  | Domestic
MTR_016076 | 15828 SE 179TH ST | L4 CANDLEWOOD RIDGE #1 |  |  | Non-Lead - Other | No |  | 0 | Installation date is after the lead ban |  |  |  |  | Non-Lead - Other |  |  | Installation date is after the lead ban |  |  |  |  | Non-Lead |  |  |  | Domestic
MTR_030011 | 12648 SE 161ST ST | LOT 9 BLOCK 1 CASCADE VISTA #4 |  |  | Non-Lead - Other | No | 2016-06-22 | 0.75 | Rectified Plan |  |  |  |  | Non-Lead - Other |  |  | Statistical analysis |  |  |  |  | Non-Lead |  |  |  | Domestic
MTR_021892 | 19433 134TH AVE SE | LOT 23 FOREST TRAILS #4 |  |  | Non-Lead - Other | No |  | 0 | Rectified Plan | No |  |  |  | Non-Lead - Other |  |  | Installation date is after the lead ban |  |  |  |  | Non-Lead |  |  |  | Domestic
MTR_024779 | 20215 144TH PL SE | TL 122 SECTION 3-22-5 |  |  | Non-Lead - Other | Unknown |  | 0 | Statistical analysis |  |  |  |  | Non-Lead - Other |  |  | Statistical analysis |  |  |  |  | Non-Lead |  |  |  | Assumed
MTR_028851 | 11032 SE 217TH ST | L 11 B3 TWIN MAPLES |  |  | Non-Lead - Other | No |  | 0 | Installation date is after the lead ban |  |  |  |  | Non-Lead - Other |  |  | Installation date is after the lead ban |  |  |  |  | Non-Lead |  |  |  | Assumed
MTR_018025 | 13421 SE 181ST PL | LOT 18 FOREST ESTATES #4 |  |  | Non-Lead - Other | No | 1986-04-01 | 0 | Installation date is after the lead ban |  |  |  |  | Non-Lead - Other |  |  | Installation date is after the lead ban |  |  |  |  | Non-Lead |  |  |  | Domestic
MTR_021737 | 19938 133RD AVE SE | LOT 6 FOREST TRAILS #1 |  |  | Non-Lead - Other | No |  | 0 | Rectified Plan | No |  |  |  | Non-Lead - Other |  |  | Installation date is after the lead ban |  |  |  |  | Non-Lead |  |  |  | Domestic
MTR_020928 | 18453 135TH PL SE | LOT 233 FOREST ESTATES 2 |  |  | Non-Lead - Other | No |  | 0 | Installation date is after the lead ban |  |  |  |  | Non-Lead - Other |  |  | Installation date is after the lead ban |  |  |  |  | Non-Lead |  |  |  | Domestic
MTR_021707 | 13719 SE 199TH PL | LOT 9 SOOS CREEK MEADOWS |  |  | Non-Lead - Other | No |  | 0 | Installation date is after the lead ban |  |  |  |  | Non-Lead - Other |  |  | Installation date is after the lead ban |  |  |  |  | Non-Lead |  |  |  | Domestic
MTR_015896 | 18419 143RD CT SE | LOT 17 FAIRWOOD POND ESTATES |  |  | Non-Lead - Other | No | 1989-02-10 | 0 | Installation date is after the lead ban |  |  |  |  | Non-Lead - Other |  |  | Installation date is after the lead ban |  |  |  |  | Non-Lead |  |  |  | Domestic
MTR_016662 | 14830 SE 181ST ST | L6 CARRIAGEWOOD #2 |  |  | Non-Lead - Other | No | 1982-09-01 | 0 | Installation date is after the lead ban |  |  |  |  | Non-Lead - Other |  |  | Installation date is after the lead ban |  |  |  |  | Non-Lead |  |  |  | Domestic
MTR_015181 | 17008 129TH AVE SE | L19 RENTON PARK #2 |  |  | Non-Lead - Other | No | 2011-08-10 | 0 | Rectified Plan |  |  |  |  | Non-Lead - Other |  |  | Statistical analysis |  |  |  |  | Non-Lead |  |  |  | Domestic
MTR_021012 | 18415 135TH PL SE | LOT 223 FOREST ESTATES #2 |  |  | Non-Lead - Other | No |  | 0 | Installation date is after the lead ban |  |  |  |  | Non-Lead - Other |  |  | Installation date is after the lead ban |  |  |  |  | Non-Lead |  |  |  | Domestic
MTR_015915 | 14409 SE 184TH PL | LOT 21 FAIRWOOD FIRS #2 |  |  | Non-Lead - Other | No | 1988-09-27 | 0 | Installation date is after the lead ban |  |  |  |  | Non-Lead - Other |  |  | Installation date is after the lead ban |  |  |  |  | Non-Lead |  |  |  | Domestic
MTR_014879 | 16855 124TH AVE SE | LOT 27 BLOCK 2 CASCADE VISTA #1 |  |  | Non-Lead - Other | No | 2010-10-25 | 0 | Rectified Plan |  |  |  |  | Non-Lead - Other |  |  | Statistical analysis |  |  |  |  | Non-Lead |  |  |  | Domestic
MTR_022680 | 19501 120TH PL SE | LOT 5 SPRINGBROOK PH 1 (LOT 1005) |  |  | Non-Lead - Other | No | 2013-04-30 | 0 | Installation date is after the lead ban |  |  |  |  | Non-Lead - Other |  |  | Installation date is after the lead ban |  |  |  |  | Non-Lead |  |  |  | Domestic
MTR_022913 | 19470 122ND PL SE | LOT 5 VISTA VIEW HGTS 3 |  |  | Non-Lead - Other | No |  | 0 | Installation date is after the lead ban |  |  |  |  | Non-Lead - Other |  |  | Installation date is after the lead ban |  |  |  |  | Non-Lead |  |  |  | Assumed
MTR_015812 | 18545 147TH CT SE | LOT 34 FAIRHAVEN #2 |  |  | Non-Lead - Other | No | 2001-07-27 | 0 | Installation date is after the lead ban |  |  |  |  | Non-Lead - Other |  |  | Installation date is after the lead ban |  |  |  |  | Non-Lead |  |  |  | Domestic
MTR_015834 | 14733 SE 187TH CT | LOT 8 FAIRHAVEN #3 |  |  | Non-Lead - Other | No | 2004-03-12 | 0 | Installation date is after the lead ban |  |  |  |  | Non-Lead - Other |  |  | Installation date is after the lead ban |  |  |  |  | Non-Lead |  |  |  | Domestic
MTR_020011 | 20306 102ND AVE SE | LOT 7 MAPLE TREE ESTATES |  |  | Non-Lead - Other | No | 2009-08-19 | 0 | Installation date is after the lead ban |  |  |  |  | Non-Lead - Other |  |  | Installation date is after the lead ban |  |  |  |  | Non-Lead |  |  |  | Domestic
MTR_018428 | 20212 94TH PL S | LOT 22 WHITNEY HEIGHTS |  |  | Non-Lead - Other | No | 1995-11-22 | 0 | Installation date is after the lead ban |  |  |  |  | Non-Lead - Other |  |  | Installation date is after the lead ban |  |  |  |  | Non-Lead |  |  |  | Domestic
MTR_018422 | 20320 90TH PL S | LOT 28 SOPHIA GLEN |  |  | Non-Lead - Other | No | 2009-07-07 | 0 | Installation date is after the lead ban |  |  |  |  | Non-Lead - Other |  |  | Installation date is after the lead ban |  |  |  |  | Non-Lead |  |  |  | Domestic
MTR_017480 | 11631 SE 184TH ST | 9921-010460 |  |  | Non-Lead - Other | No | 1975-09-11 | 0 | Relative Placement |  |  |  |  | Non-Lead - Other |  |  | Statistical analysis |  |  |  |  | Non-Lead |  |  |  | Assumed
MTR_018033 | 13320 SE 181ST PL | LOT 432 FOREST ESTATES #4 |  |  | Non-Lead - Other | No | 1986-04-01 | 0 | Installation date is after the lead ban |  |  |  |  | Non-Lead - Other |  |  | Installation date is after the lead ban |  |  |  |  | Non-Lead |  |  |  | Domestic
MTR_017653 | 17646 109TH AVE SE | L4 BRISTOW ADD. |  |  | Non-Lead - Other | Unknown |  | 0 | Statistical analysis |  |  |  |  | Non-Lead - Other |  |  | Statistical analysis |  |  |  |  | Non-Lead |  |  |  | Assumed
MTR_019435 | 19010 112TH PL SE | LOT 100 CHINQUAPIN RIDGE |  |  | Non-Lead - Other | No | 1995-09-19 | 0 | Installation date is after the lead ban |  |  |  |  | Non-Lead - Other |  |  | Installation date is after the lead ban |  |  |  |  | Non-Lead |  |  |  | Domestic
MTR_019384 | 18926 113TH WAY SE | LOT 11 CHINQUAPIN RIDGE |  |  | Non-Lead - Other | No | 1995-09-19 | 0 | Installation date is after the lead ban |  |  |  |  | Non-Lead - Other |  |  | Installation date is after the lead ban |  |  |  |  | Non-Lead |  |  |  | Domestic
MTR_014686 | 13048 SE 159TH PL | LOT 92 FAIRLANE WOODS |  |  | Non-Lead - Other | No | 1978-09-22 | 0 | Installation date is after the lead ban |  |  |  |  | Non-Lead - Other |  |  | Installation date is after the lead ban |  |  |  |  | Non-Lead |  |  |  | Domestic
MTR_019077 | 18717 102ND AVE SE | TAX LOT 325 32-23-5 |  |  | Non-Lead - Other | No | 1979-09-01 | 0 | Installation date is after the lead ban |  |  |  |  | Non-Lead - Other |  |  | Installation date is after the lead ban |  |  |  |  | Non-Lead |  |  |  | Assumed
MTR_016478 | 15946 SE 176TH PL | L65 CANDLEWOOD RIDGE #1 |  |  | Non-Lead - Other | No |  | 0 | Installation date is after the lead ban |  |  |  |  | Non-Lead - Other |  |  | Installation date is after the lead ban |  |  |  |  | Non-Lead |  |  |  | Assumed
MTR_024810 | 14018 SE 201ST ST | LOT 7 BLK 1 FOWLER'S ADDITION |  |  | Non-Lead - Other | Unknown |  | 0 | Statistical analysis |  |  |  |  | Non-Lead - Other |  |  | Statistical analysis |  |  |  |  | Non-Lead |  |  |  | Assumed
MTR_024837 | 14020 SE 202ND ST | 14 BLK2 FOWLERS ADD. |  |  | Non-Lead - Other | No |  | 0 | Installation date is after the lead ban |  |  |  |  | Non-Lead - Other |  |  | Installation date is after the lead ban |  |  |  |  | Non-Lead |  |  |  | Assumed
MTR_024607 | 12540 SE 201ST PL | LOT 16 LINDA CREST #2 |  |  | Non-Lead - Other | No |  | 0 | Installation date is after the lead ban |  |  |  |  | Non-Lead - Other |  |  | Installation date is after the lead ban |  |  |  |  | Non-Lead |  |  |  | Domestic
MTR_030131 | 12358 SE 158TH ST | L8BK5 CASCADE VILLAGE#2 |  |  | Non-Lead - Other | No | 2016-06-22 | 0.75 | Rectified Plan |  |  |  |  | Non-Lead - Other |  |  | Statistical analysis |  |  |  |  | Non-Lead |  |  |  | Domestic
MTR_024775 | 20314 144TH PL SE | LOT 1 SCOTT ANDERSONS SP |  |  | Non-Lead - Other | No |  | 0 | Installation date is after the lead ban |  |  |  |  | Non-Lead - Other |  |  | Installation date is after the lead ban |  |  |  |  | Non-Lead |  |  |  | Assumed
MTR_024967 | 11725 SE 210TH PL | LOT 9 VILLA ESTATES |  |  | Non-Lead - Plastic | No | 1977-08-01 | 1 | Rectified Plan | No |  |  |  | Non-Lead - Other |  |  | Installation date is after the lead ban |  |  |  |  | Non-Lead |  |  |  | Domestic
MTR_025134 | 21109 124TH AVE SE | L17 GLENCARIN # 1 |  |  | Non-Lead - Other | No | 1968-03-08 | 0 | Installation date is after the lead ban |  |  |  |  | Non-Lead - Other |  |  | Installation date is after the lead ban |  |  |  |  | Non-Lead |  |  |  | Domestic
MTR_022230 | 18444 116TH AVE SE | N 1/2 LOT 4 BLK 1 NW GARDEN TRTS #3 |  |  | Non-Lead - Other | Unknown |  | 0 | Statistical analysis |  |  |  |  | Non-Lead - Other |  |  | Statistical analysis |  |  |  |  | Non-Lead |  |  |  | Assumed
MTR_001675 | 12631 SE 235TH ST | L 59 MERIDIAN VILLA EST |  |  | Non-Lead - Other | No | 1966-09-01 | 1 | Rectified Plan | No |  |  |  | Non-Lead - Other |  |  | Installation date is after the lead ban |  |  |  |  | Non-Lead |  |  |  | Domestic
MTR_017948 | 13353 SE 180TH ST | LOT 9 HOSCHEIT SHORT PLAT |  |  | Non-Lead - Other | No | 2004-11-04 | 0 | Installation date is after the lead ban |  |  |  |  | Non-Lead - Other |  |  | Installation date is after the lead ban |  |  |  |  | Non-Lead |  |  |  | Domestic
MTR_018662 | 20225 97TH CT S | LOT 5 CHESTNUT RIDGE #1 |  |  | Non-Lead - Other | No |  | 0 | Installation date is after the lead ban |  |  |  |  | Non-Lead - Other |  |  | Installation date is after the lead ban |  |  |  |  | Non-Lead |  |  |  | Domestic
MTR_020514 | 20305 102ND PL SE | L27 PARKRIDGE EAST 2 |  |  | Non-Lead - Other | No |  | 0 | Installation date is after the lead ban |  |  |  |  | Non-Lead - Other |  |  | Installation date is after the lead ban |  |  |  |  | Non-Lead |  |  |  | Domestic
MTR_026303 | 20320 120TH AVE SE | LOT 29 WHITNEY GLENN |  |  | Non-Lead - Other | No |  | 0 | Installation date is after the lead ban |  |  |  |  | Non-Lead - Other |  |  | Installation date is after the lead ban |  |  |  |  | Non-Lead |  |  |  | Domestic
MTR_026275 | 20315 121ST CT SE | LOT 24 WHITNEY GLEN |  |  | Non-Lead - Other | No |  | 0 | Installation date is after the lead ban |  |  |  |  | Non-Lead - Other |  |  | Installation date is after the lead ban |  |  |  |  | Non-Lead |  |  |  | Domestic
MTR_026041 | 11810 SE 203RD ST | LOT 8 HEDLUND MEADOWS |  |  | Non-Lead - Other | No | 1995-08-01 | 0 | Installation date is after the lead ban |  |  |  |  | Non-Lead - Other |  |  | Installation date is after the lead ban |  |  |  |  | Non-Lead |  |  |  | Domestic
MTR_022806 | 12129 SE 200TH ST | TAX LOT 72 4-22-5 |  |  | Non-Lead - Other | No | 1995-07-13 | 0 | Installation date is after the lead ban |  |  |  |  | Non-Lead - Other |  |  | Installation date is after the lead ban |  |  |  |  | Non-Lead |  |  |  | Domestic
MTR_022901 | 19731 121ST AVE SE | L15 SPRINGBROOK RANCH |  |  | Non-Lead - Other | Unknown |  | 0 | Statistical analysis |  |  |  |  | Non-Lead - Other |  |  | Statistical analysis |  |  |  |  | Non-Lead |  |  |  | Assumed
MTR_026202 | 12232 SE 207TH ST | LOT 56 SWANSON COURT. |  |  | Non-Lead - Other | Unknown |  | 0 | Statistical analysis |  |  |  |  | Non-Lead - Other |  |  | Statistical analysis |  |  |  |  | Non-Lead |  |  |  | Domestic
MTR_022805 | 19918 119TH AVE SE | LOT 4 SPRING HILL |  |  | Non-Lead - Other | No | 1995-07-13 | 0 | Installation date is after the lead ban |  |  |  |  | Non-Lead - Other |  |  | Installation date is after the lead ban |  |  |  |  | Non-Lead |  |  |  | Domestic
MTR_026235 | 12307 SE 204TH ST | LOT 43 WHITNEY GLENN |  |  | Non-Lead - Other | No |  | 0 | Installation date is after the lead ban |  |  |  |  | Non-Lead - Other |  |  | Installation date is after the lead ban |  |  |  |  | Non-Lead |  |  |  | Domestic
MTR_026937 | 22433 133RD AVE SE | LOT 66 FERN CREST 2 |  |  | Non-Lead - Other | No | 2005-09-02 | 0 | Installation date is after the lead ban |  |  |  |  | Non-Lead - Other |  |  | Installation date is after the lead ban |  |  |  |  | Non-Lead |  |  |  | Domestic
MTR_023283 | 9434 S 213TH ST | LOT 19 EVERGREEN HILLS |  |  | Non-Lead - Other | No |  | 0 | Installation date is after the lead ban |  |  |  |  | Non-Lead - Other |  |  | Installation date is after the lead ban |  |  |  |  | Non-Lead |  |  |  | Domestic
MTR_000560 | 23625 126TH PL SE | LOT 32 WINSBERG HAVEN (FIELDSTONE) |  |  | Non-Lead - Other | No | 1995-08-22 | 0 | Rectified Plan | No |  |  |  | Non-Lead - Other |  |  | Installation date is after the lead ban |  |  |  |  | Non-Lead |  |  |  | Domestic
MTR_027272 | 23422 134TH CT SE | LOT 12 BIRCHWOOD ACRES (LAUREN LN) |  |  | Non-Lead - Plastic | No | 1995-10-18 | 1 | Rectified Plan | No |  |  |  | Non-Lead - Other |  |  | Installation date is after the lead ban |  |  |  |  | Non-Lead |  |  |  | Domestic
MTR_023649 | 22118 98TH PL S | LOT 3 GLEN KARA |  |  | Non-Lead - Other | No | 1998-03-30 | 0 | Installation date is after the lead ban |  |  |  |  | Non-Lead - Other |  |  | Installation date is after the lead ban |  |  |  |  | Non-Lead |  |  |  | Domestic
MTR_023648 | 22125 99TH PL S | LOT 18 GLEN KARA |  |  | Non-Lead - Other | No | 1998-03-30 | 0 | Installation date is after the lead ban |  |  |  |  | Non-Lead - Other |  |  | Installation date is after the lead ban |  |  |  |  | Non-Lead |  |  |  | Domestic
MTR_027534 | 23106 136TH PL SE | L41 WILDWOOD #2 |  |  | Non-Lead - Plastic | No | 1975-07-25 | 1 | Converted CAD | No |  |  |  | Non-Lead - Other |  |  | Installation date is after the lead ban |  |  |  |  | Non-Lead |  |  |  | Assumed
MTR_024512 | 20412 130TH PL SE | LOT 72 GREEN ACRES EAST |  |  | Non-Lead - Other | No |  | 0 | Installation date is after the lead ban |  |  |  |  | Non-Lead - Other |  |  | Installation date is after the lead ban |  |  |  |  | Non-Lead |  |  |  | Domestic
MTR_020789 | 18610 131ST AVE SE | L 24 BLVD. LANE 4 |  |  | Non-Lead - Other | No | 1968-06-14 | 0 | Installation date is after the lead ban |  |  |  |  | Non-Lead - Other |  |  | Installation date is after the lead ban |  |  |  |  | Non-Lead |  |  |  | Domestic
MTR_020429 | 20440 101ST AVE SE | L6 MAYVILLA PARK #1 |  |  | Non-Lead - Other | Unknown |  | 0 | Statistical analysis |  |  |  |  | Non-Lead - Other |  |  | Statistical analysis |  |  |  |  | Non-Lead |  |  |  | Assumed
MTR_016078 | 17913 158TH PL SE | LOT 4 CANDLEWOOD RIDGE #6 |  |  | Non-Lead - Plastic | No | 1980-08-01 | 0 | Rectified Plan | No |  |  |  | Non-Lead - Other |  |  | Installation date is after the lead ban |  |  |  |  | Non-Lead |  |  |  | Domestic
MTR_017442 | 18040 120TH AVE SE | L2 BLK2 N W GARDEN TR6 |  |  | Non-Lead - Other | No | 1975-08-05 | 0 | Relative Placement |  |  |  |  | Non-Lead - Other |  |  | Statistical analysis |  |  |  |  | Non-Lead |  |  |  | Assumed
MTR_022762 | 11725 SE 193RD PL | LOT 14 LYNDEN PLACE |  |  | Non-Lead - Other | No | 1999-03-24 | 0 | Installation date is after the lead ban |  |  |  |  | Non-Lead - Other |  |  | Installation date is after the lead ban |  |  |  |  | Non-Lead |  |  |  | Domestic
MTR_022171 | 11812 SE 188TH ST | 9921-010870 |  |  | Non-Lead - Other | Unknown |  | 0 | Statistical analysis |  |  |  |  | Non-Lead - Other |  |  | Statistical analysis |  |  |  |  | Non-Lead |  |  |  | Assumed
MTR_019462 | 18928 112TH PL SE | LOT 97 CHINQUAPIN RIDGE |  |  | Non-Lead - Other | No | 1995-09-19 | 0 | Installation date is after the lead ban |  |  |  |  | Non-Lead - Other |  |  | Installation date is after the lead ban |  |  |  |  | Non-Lead |  |  |  | Domestic
MTR_027225 | 13326 SE 236TH PL | LOT 8 MERIDIAN FOREST |  |  | Non-Lead - Plastic | No | 1995-08-24 | 1 | Rectified Plan | No |  |  |  | Non-Lead - Other |  |  | Installation date is after the lead ban |  |  |  |  | Non-Lead |  |  |  | Domestic
MTR_027247 | 13323 SE 236TH PL | LOT 7 MERIDIAN FOREST |  |  | Non-Lead - Plastic | No | 1995-08-24 | 1 | Rectified Plan | No |  |  |  | Non-Lead - Other |  |  | Installation date is after the lead ban |  |  |  |  | Non-Lead |  |  |  | Domestic
MTR_025475 | 12637 SE 210TH CT | LOT 12 JASON LANE |  |  | Non-Lead - Other | No |  | 0 | Installation date is after the lead ban |  |  |  |  | Non-Lead - Other |  |  | Installation date is after the lead ban |  |  |  |  | Non-Lead |  |  |  | Domestic
MTR_028830 | 11002 SE 218TH ST | LOT 14 BLOCK 2 TWIN MAPLES |  |  | Non-Lead - Other | Unknown |  | 0 | Statistical analysis |  |  |  |  | Non-Lead - Other |  |  | Statistical analysis |  |  |  |  | Non-Lead |  |  |  | Assumed
MTR_023876 | 21613 102ND PL SE | LOT A GARRISON COURT |  |  | Non-Lead - Other | No | 2014-01-15 | 0 | Installation date is after the lead ban |  |  |  |  | Non-Lead - Other |  |  | Installation date is after the lead ban |  |  |  |  | Non-Lead |  |  |  | Domestic
MTR_028049 | 12115 SE 223RD DR | LOT 24 MEADOWGREEN EST. |  |  | Non-Lead - Other | No |  | 5.25 | Installation date is after the lead ban |  |  |  |  | Non-Lead - Other |  |  | Installation date is after the lead ban |  |  |  |  | Non-Lead |  |  |  | Hydrant
MTR_023765 | 22008 101ST PL SE | LOT 22 KARA 3 |  |  | Non-Lead - Other | No | 2003-08-27 | 0 | Installation date is after the lead ban |  |  |  |  | Non-Lead - Other |  |  | Installation date is after the lead ban |  |  |  |  | Non-Lead |  |  |  | Domestic
MTR_022886 | 19636 116TH AVE SE | 9904-004500 |  |  | Non-Lead - Other | No | 1998-06-08 | 0 | Rectified Plan |  |  |  |  | Non-Lead - Other |  |  | Statistical analysis |  |  |  |  | Non-Lead |  |  |  | Domestic
MTR_015372 | 16924 125TH PL SE | L157 CASCADE VISTA #1 |  |  | Non-Lead - Other | No | 2010-10-25 | 0 | Rectified Plan |  |  |  |  | Non-Lead - Other |  |  | Statistical analysis |  |  |  |  | Non-Lead |  |  |  | Domestic
MTR_020424 | 20525 103RD AVE SE | L11 BLK1 SUNSET VILLA |  |  | Non-Lead - Other | Unknown |  | 0 | Statistical analysis |  |  |  |  | Non-Lead - Other |  |  | Statistical analysis |  |  |  |  | Non-Lead |  |  |  | Domestic
MTR_018336 | 14527 SE 183RD ST | L17 CARRIAGE LANE #3 |  |  | Non-Lead - Other | Unknown | 1966-05-24 | 0 | Statistical analysis |  |  |  |  | Non-Lead - Other |  |  | Statistical analysis |  |  |  |  | Non-Lead |  |  |  | Domestic
MTR_027804 | 11720 SE 219TH PL | LOT 68 CROWN ROYAL |  |  | Non-Lead - Other | No |  | 0 | Installation date is after the lead ban |  |  |  |  | Non-Lead - Other |  |  | Installation date is after the lead ban |  |  |  |  | Non-Lead |  |  |  | Assumed
MTR_027841 | 11909 SE 222ND PL | LOT 103 MEADOWGREEN ESTATES |  |  | Non-Lead - Other | No |  | 0 | Installation date is after the lead ban |  |  |  |  | Non-Lead - Other |  |  | Installation date is after the lead ban |  |  |  |  | Non-Lead |  |  |  | Domestic
MTR_027849 | 11833 SE 219TH PL | LOT 7 CROWN ROYAL |  |  | Non-Lead - Other | No |  | 0 | Installation date is after the lead ban |  |  |  |  | Non-Lead - Other |  |  | Installation date is after the lead ban |  |  |  |  | Non-Lead |  |  |  | Assumed
MTR_014318 | 16925 113TH AVE SE | L1 BLK B GREEN TRACTS #2 |  |  | Non-Lead - Other | Unknown |  | 1 | Statistical analysis |  |  |  |  | Non-Lead - Other |  |  | Statistical analysis |  |  |  |  | Non-Lead |  |  |  | Domestic
MTR_011921 | 1208 S 35TH ST | LOT 6 WINSPER II |  |  | Non-Lead - Other | No | 1998-02-25 | 0 | Installation date is after the lead ban |  |  |  |  | Non-Lead - Other |  |  | Installation date is after the lead ban |  |  |  |  | Non-Lead |  |  |  | Domestic
MTR_014291 | 10922 SE 169TH PL | LOT 27 THRESHOLD #1 PHASE 1 |  |  | Non-Lead - Other | No | 1995-08-21 | 1 | Rectified Plan | No |  |  |  | Non-Lead - Other |  |  | Installation date is after the lead ban |  |  |  |  | Non-Lead |  |  |  | Domestic
MTR_015730 | 1137 S 36TH PL | LOT 111 SUNNYBROOK |  |  | Non-Lead - Other | No | 2004-01-22 | 0 | Installation date is after the lead ban |  |  |  |  | Non-Lead - Other |  |  | Installation date is after the lead ban |  |  |  |  | Non-Lead |  |  |  | Domestic
MTR_015728 | 1125 S 36TH PL | LOT 80 SUNNYBROOK |  |  | Non-Lead - Other | No | 2004-01-22 | 0 | Installation date is after the lead ban |  |  |  |  | Non-Lead - Other |  |  | Installation date is after the lead ban |  |  |  |  | Non-Lead |  |  |  | Domestic
MTR_023704 | 21918 99TH PL S | LOT 1 EAST COFIELD |  |  | Non-Lead - Other | No | 2001-08-23 | 0 | Installation date is after the lead ban |  |  |  |  | Non-Lead - Other |  |  | Installation date is after the lead ban |  |  |  |  | Non-Lead |  |  |  | Domestic
MTR_009105 | 11637 SE 212TH PL | TL 88 9-22-5 |  |  | Non-Lead - Other | Unknown |  | 0 | Statistical analysis |  |  |  |  | Non-Lead - Other |  |  | Statistical analysis |  |  |  |  | Non-Lead |  |  |  | Assumed
MTR_024930 | 21015 123RD PL SE | LOT 1 GLACIER III (EAST) |  |  | Non-Lead - Other | No | 2009-05-03 | 0 | Installation date is after the lead ban |  |  |  |  | Non-Lead - Other |  |  | Installation date is after the lead ban |  |  |  |  | Non-Lead |  |  |  | Domestic
MTR_025491 | 12626 SE 211TH CT | LOT 26 JASON LANE |  |  | Non-Lead - Other | No |  | 0 | Installation date is after the lead ban |  |  |  |  | Non-Lead - Other |  |  | Installation date is after the lead ban |  |  |  |  | Non-Lead |  |  |  | Domestic
MTR_029257 | 11263 SE 224TH PL | LOT 16 WILLIAMSBURG ESTATES |  |  | Non-Lead - Other | No | 2000-10-04 | 0 | Installation date is after the lead ban |  |  |  |  | Non-Lead - Other |  |  | Installation date is after the lead ban |  |  |  |  | Non-Lead |  |  |  | Domestic
MTR_028181 | 12827 SE 223RD PL | LOT 26 MATHESON PARK #1 |  |  | Non-Lead - Other | No | 1995-07-21 | 0 | Installation date is after the lead ban |  |  |  |  | Non-Lead - Other |  |  | Installation date is after the lead ban |  |  |  |  | Non-Lead |  |  |  | Domestic
MTR_027432 | 23820 137TH AVE SE | LOT 57 NORTHPEAK CREST |  |  | Non-Lead - Other | No | 1979-07-01 | 0 | Installation date is after the lead ban |  |  |  |  | Non-Lead - Other |  |  | Installation date is after the lead ban |  |  |  |  | Non-Lead |  |  |  | Domestic
MTR_027520 | 23721 134TH PL SE | LOT 8 WOODFORD PLACE |  |  | Non-Lead - Other | No | 2007-09-26 | 0.75 | Installation date is after the lead ban |  |  |  |  | Non-Lead - Other |  |  | Installation date is after the lead ban |  |  |  |  | Non-Lead |  |  |  | Domestic
MTR_027511 | 23905 134TH PL SE | LOT 1 WOODFORD PLACE |  |  | Non-Lead - Other | No | 2007-09-26 | 0.75 | Installation date is after the lead ban |  |  |  |  | Non-Lead - Other |  |  | Installation date is after the lead ban |  |  |  |  | Non-Lead |  |  |  | Domestic
MTR_027523 | 23639 135TH PL SE |  |  |  | Non-Lead - Other | No | 1988-04-01 | 0 | Relative Placement |  |  |  |  | Non-Lead - Other |  |  | Statistical analysis |  |  |  |  | Non-Lead |  |  |  | Assumed
MTR_027379 | 23604 137TH AVE SE | LOT 22 NORTHPEAK CREST |  |  | Non-Lead - Other | No | 1979-07-01 | 0 | Installation date is after the lead ban |  |  |  |  | Non-Lead - Other |  |  | Installation date is after the lead ban |  |  |  |  | Non-Lead |  |  |  | Domestic
MTR_027430 | 13708 SE 239TH ST | LOT 55 NORTHPEAK CREST |  |  | Non-Lead - Other | No | 1979-07-01 | 0 | Installation date is after the lead ban |  |  |  |  | Non-Lead - Other |  |  | Installation date is after the lead ban |  |  |  |  | Non-Lead |  |  |  | Domestic
MTR_027445 | 23619 137TH AVE SE | LOT 17 NORTHPEAK CREST |  |  | Non-Lead - Other | No | 1979-07-01 | 0 | Installation date is after the lead ban |  |  |  |  | Non-Lead - Other |  |  | Installation date is after the lead ban |  |  |  |  | Non-Lead |  |  |  | Domestic
MTR_011376 | 1506 S 28TH ST | LOT 7 ROSA MEADOWS |  |  | Non-Lead - Other | No | 2014-09-02 | 0 | Installation date is after the lead ban |  |  |  |  | Non-Lead - Other |  |  | Installation date is after the lead ban |  |  |  |  | Non-Lead |  |  |  | Domestic
MTR_011290 | 16606 109TH AVE SE | LOT 1 KCSP #276040 |  |  | Non-Lead - Other | No |  | 0.75 | Installation date is after the lead ban |  |  |  |  | Non-Lead - Other |  |  | Installation date is after the lead ban |  |  |  |  | Non-Lead |  |  |  | Assumed
MTR_029152 | 10954 SE 225TH ST | L 14 STOCKTON |  |  | Non-Lead - Other | No |  | 0 | Installation date is after the lead ban |  |  |  |  | Non-Lead - Other |  |  | Installation date is after the lead ban |  |  |  |  | Non-Lead |  |  |  | Domestic
MTR_021170 | 18926 133RD PL SE | LOT 12 FOREST ESTATES #6 |  |  | Non-Lead - Other | No | 1986-08-21 | 0 | Installation date is after the lead ban |  |  |  |  | Non-Lead - Other |  |  | Installation date is after the lead ban |  |  |  |  | Non-Lead |  |  |  | Domestic
MTR_020767 | 13030 SE 188TH PL | L 27 BLVD. LANE 6 |  |  | Non-Lead - Other | No | 1969-05-01 | 0 | Installation date is after the lead ban |  |  |  |  | Non-Lead - Other |  |  | Installation date is after the lead ban |  |  |  |  | Non-Lead |  |  |  | Domestic
MTR_017081 | 17819 114TH PL SE | LOT 15 BELTERRA #10 |  |  | Non-Lead - Other | No | 1996-03-12 | 0 | Installation date is after the lead ban |  |  |  |  | Non-Lead - Other |  |  | Installation date is after the lead ban |  |  |  |  | Non-Lead |  |  |  | Domestic
MTR_017660 | 17845 111TH AVE SE | L29 HIGGINBOTHAM ADD. |  |  | Non-Lead - Other | Unknown |  | 0 | Statistical analysis |  |  |  |  | Non-Lead - Other |  |  | Statistical analysis |  |  |  |  | Non-Lead |  |  |  | Assumed
MTR_018820 | 10404 SE 187TH PL | LOT 27 FREDERICKS PLACE |  |  | Non-Lead - Other | No | 1995-09-21 | 0 | Installation date is after the lead ban |  |  |  |  | Non-Lead - Other |  |  | Installation date is after the lead ban |  |  |  |  | Non-Lead |  |  |  | Domestic
MTR_006158 | 16627 BENSON RD S | S 145 LOT 24 BLK 4 AKERS FARMS #5 |  |  | Non-Lead Plastic | Unknown |  | 0.75 | Relative Placement | Yes | Visual inspection at the meter pit | 2024-03-28 |  | Copper |  |  | Field inspection only with no records | Yes | Visual inspection at the meter pit | 2024-03-28 |  | Non-Lead |  |  |  | Assumed
MTR_021345 | 19305 141ST AVE SE | L12 LORI LANE |  |  | Non-Lead - Other | No |  | 0 | Installation date is after the lead ban |  |  |  |  | Non-Lead - Other |  |  | Installation date is after the lead ban |  |  |  |  | Non-Lead |  |  |  | Domestic
MTR_021377 | 19324 142ND PL SE | L35 LORI LANE |  |  | Non-Lead - Other | No |  | 0 | Installation date is after the lead ban |  |  |  |  | Non-Lead - Other |  |  | Installation date is after the lead ban |  |  |  |  | Non-Lead |  |  |  | Domestic
MTR_021304 | 19419 144TH PL SE | L24 FAIRWOOD GLEN |  |  | Non-Lead - Other | No |  | 0 | Installation date is after the lead ban |  |  |  |  | Non-Lead - Other |  |  | Installation date is after the lead ban |  |  |  |  | Non-Lead |  |  |  | Domestic
MTR_021306 | 19431 144TH PL SE | L22 FAIRWOOD GLEN |  |  | Non-Lead - Other | No |  | 0 | Installation date is after the lead ban |  |  |  |  | Non-Lead - Other |  |  | Installation date is after the lead ban |  |  |  |  | Non-Lead |  |  |  | Domestic
MTR_021408 | 19614 143RD PL SE | LOT 33 RUDDELLS 3RD ADD |  |  | Non-Lead - Other | No |  | 0 | Installation date is after the lead ban |  |  |  |  | Non-Lead - Other |  |  | Installation date is after the lead ban |  |  |  |  | Non-Lead |  |  |  | Domestic
MTR_021410 | 14329 SE 196TH CT | LOT 35 RUDDELLS 3RD ADD |  |  | Non-Lead - Other | No |  | 0 | Installation date is after the lead ban |  |  |  |  | Non-Lead - Other |  |  | Installation date is after the lead ban |  |  |  |  | Non-Lead |  |  |  | Domestic
MTR_021791 | 19819 134TH PL SE | LOT 34 FOREST TRAILS #2 |  |  | Non-Lead - Other | No |  | 0 | Installation date is after the lead ban |  |  |  |  | Non-Lead - Other |  |  | Installation date is after the lead ban |  |  |  |  | Non-Lead |  |  |  | Assumed
MTR_021746 | 19805 133RD PL SE | LOT 1 FOREST TRAILS #2 |  |  | Non-Lead - Other | No |  | 0 | Installation date is after the lead ban |  |  |  |  | Non-Lead - Other |  |  | Installation date is after the lead ban |  |  |  |  | Non-Lead |  |  |  | Assumed
MTR_021722 | 19805 137TH AVE SE | LOT 24 SOOS CREEK MEADOWS |  |  | Non-Lead - Other | No |  | 0 | Rectified Plan | No |  |  |  | Non-Lead - Other |  |  | Installation date is after the lead ban |  |  |  |  | Non-Lead |  |  |  | Domestic
MTR_021677 | 19425 138TH AVE SE | LOT 9 ROCK CREEK |  |  | Non-Lead - Other | No |  | 0 | Rectified Plan | No |  |  |  | Non-Lead - Other |  |  | Installation date is after the lead ban |  |  |  |  | Non-Lead |  |  |  | Domestic
MTR_021705 | 13711 SE 199TH PL | L 7 SOOS CREEK MEADOWS |  |  | Non-Lead - Other | No |  | 0 | Installation date is after the lead ban |  |  |  |  | Non-Lead - Other |  |  | Installation date is after the lead ban |  |  |  |  | Non-Lead |  |  |  | Domestic
MTR_021701 | 13714 SE 200TH ST | LOT 3 SOOS CREEK MEADOWS |  |  | Non-Lead - Other | No |  | 0 | Rectified Plan | No |  |  |  | Non-Lead - Other |  |  | Installation date is after the lead ban |  |  |  |  | Non-Lead |  |  |  | Domestic
MTR_021337 | 19211 142ND PL SE | L4 LORI LANE |  |  | Non-Lead - Other | No |  | 0 | Installation date is after the lead ban |  |  |  |  | Non-Lead - Other |  |  | Installation date is after the lead ban |  |  |  |  | Non-Lead |  |  |  | Domestic
MTR_021921 | 19422 133RD AVE SE | LOT 25 FOREST TRAILS #3 |  |  | Non-Lead - Other | No |  | 0 | Rectified Plan | No |  |  |  | Non-Lead - Other |  |  | Installation date is after the lead ban |  |  |  |  | Non-Lead |  |  |  | Domestic
MTR_021903 | 13306 SE 196TH ST | L 7 FOREST TRAILS 3 |  |  | Non-Lead - Other | No |  | 0 | Rectified Plan | No |  |  |  | Non-Lead - Other |  |  | Installation date is after the lead ban |  |  |  |  | Non-Lead |  |  |  | Domestic
MTR_021882 | 13335 SE 193RD ST | LOT 13 FOREST TRAILS #4 |  |  | Non-Lead - Other | No |  | 0 | Rectified Plan | No |  |  |  | Non-Lead - Other |  |  | Installation date is after the lead ban |  |  |  |  | Non-Lead |  |  |  | Domestic
MTR_021877 | 19338 133RD PL SE | LOT 8 FOREST TRAILS 4 |  |  | Non-Lead - Other | No |  | 0 | Rectified Plan | No |  |  |  | Non-Lead - Other |  |  | Installation date is after the lead ban |  |  |  |  | Non-Lead |  |  |  | Domestic
MTR_021829 | 19306 135TH AVE SE | L5 FAIRFIELD GLEN |  |  | Non-Lead - Other | No |  | 0 | Installation date is after the lead ban |  |  |  |  | Non-Lead - Other |  |  | Installation date is after the lead ban |  |  |  |  | Non-Lead |  |  |  | Domestic
MTR_018411 | 20315 90TH PL S | LOT 42 SOPHIA GLEN |  |  | Non-Lead - Other | No | 2009-07-07 | 0 | Installation date is after the lead ban |  |  |  |  | Non-Lead - Other |  |  | Installation date is after the lead ban |  |  |  |  | Non-Lead |  |  |  | Domestic
MTR_020474 | 20459 104TH AVE SE | LOT 11 TODDS ADDITION |  |  | Non-Lead - Other | No |  | 0 | Installation date is after the lead ban |  |  |  |  | Non-Lead - Other |  |  | Installation date is after the lead ban |  |  |  |  | Non-Lead |  |  |  | Domestic
MTR_020445 | 20607 101ST AVE SE | L14 MAYVILLA PARK |  |  | Non-Lead - Other | Unknown |  | 0 | Statistical analysis |  |  |  |  | Non-Lead - Other |  |  | Statistical analysis |  |  |  |  | Non-Lead |  |  |  | Domestic
MTR_018533 | 9525 S 207TH PL | L1 VALLEY VIEW HTS. |  |  | Non-Lead - Other | No |  | 0 | Installation date is after the lead ban |  |  |  |  | Non-Lead - Other |  |  | Installation date is after the lead ban |  |  |  |  | Non-Lead |  |  |  | Domestic
MTR_020418 | 20529 103RD AVE SE | LOT 12 BLOCK 1 SUNSET VILLA |  |  | Non-Lead - Other | Unknown |  | 0 | Statistical analysis |  |  |  |  | Non-Lead - Other |  |  | Statistical analysis |  |  |  |  | Non-Lead |  |  |  | Domestic
MTR_028468 | 22243 126TH PL SE | LOT 158 SUMMERGLEN #3 |  |  | Non-Lead - Other | No |  | 0 | Installation date is after the lead ban |  |  |  |  | Non-Lead - Other |  |  | Installation date is after the lead ban |  |  |  |  | Non-Lead |  |  |  | Domestic
MTR_029784 | 14034 SE 237TH PL | LOT 6 SHAMROCK PARK |  |  | Non-Lead - Other | No | 1995-08-21 | 0 | Installation date is after the lead ban |  |  |  |  | Non-Lead - Other |  |  | Installation date is after the lead ban |  |  |  |  | Non-Lead |  |  |  | Domestic
MTR_028070 | 11644 SE 218TH PL | L 11 CROWN TERRACE |  |  | Non-Lead - Other | No |  | 0 | Installation date is after the lead ban |  |  |  |  | Non-Lead - Other |  |  | Installation date is after the lead ban |  |  |  |  | Non-Lead |  |  |  | Domestic
MTR_028567 | 12613 SE 221ST PL | LOT 72 SUMMERGLEN #2 |  |  | Non-Lead - Other | No |  | 0 | Installation date is after the lead ban |  |  |  |  | Non-Lead - Other |  |  | Installation date is after the lead ban |  |  |  |  | Non-Lead |  |  |  | Domestic
MTR_027846 | 11912 SE 220TH CT | L22 MEADOW GLEN II |  |  | Non-Lead - Other | No |  | 0 | Installation date is after the lead ban |  |  |  |  | Non-Lead - Other |  |  | Installation date is after the lead ban |  |  |  |  | Non-Lead |  |  |  | Domestic
MTR_028401 | 12423 SE 216TH ST | LOT 41 PARKWAY EST |  |  | Non-Lead - Other | No | 1978-07-26 | 0 | Installation date is after the lead ban |  |  |  |  | Non-Lead - Other |  |  | Installation date is after the lead ban |  |  |  |  | Non-Lead |  |  |  | Domestic
MTR_018371 | 20302 91ST PL S | LOT 4 SOPHIA GLEN |  |  | Non-Lead - Other | No | 2009-07-07 | 0 | Installation date is after the lead ban |  |  |  |  | Non-Lead - Other |  |  | Installation date is after the lead ban |  |  |  |  | Non-Lead |  |  |  | Domestic
MTR_028255 | 12813 SE 221ST PL | LOT 4 SUMMER GLEN EAST |  |  | Non-Lead - Other | No | 1995-08-28 | 0 | Installation date is after the lead ban |  |  |  |  | Non-Lead - Other |  |  | Installation date is after the lead ban |  |  |  |  | Non-Lead |  |  |  | Domestic
MTR_019193 | 9650 S 194TH ST | LOT 6 TALBOT ESTATES |  |  | Non-Lead - Other | No | 1995-07-13 | 0 | Installation date is after the lead ban |  |  |  |  | Non-Lead - Other |  |  | Installation date is after the lead ban |  |  |  |  | Non-Lead |  |  |  | Domestic
MTR_019187 | 9616 S 194TH ST | LOT 2 TALBOT ESTATES |  |  | Non-Lead - Other | No | 1995-07-13 | 0 | Installation date is after the lead ban |  |  |  |  | Non-Lead - Other |  |  | Installation date is after the lead ban |  |  |  |  | Non-Lead |  |  |  | Domestic
MTR_019953 | 19932 101ST AVE SE | LOT 5 WATERSHED TERRACE |  |  | Non-Lead - Other | No | 2003-08-27 | 0 | Installation date is after the lead ban |  |  |  |  | Non-Lead - Other |  |  | Installation date is after the lead ban |  |  |  |  | Non-Lead |  |  |  | Domestic
MTR_019199 | 9615 S 194TH ST | LOT 17 TALBOT ESTATES |  |  | Non-Lead - Other | No | 1995-07-13 | 0 | Installation date is after the lead ban |  |  |  |  | Non-Lead - Other |  |  | Installation date is after the lead ban |  |  |  |  | Non-Lead |  |  |  | Domestic
MTR_016658 | 18108 150TH CT SE | L25 CARRIAGEWOOD #2 |  |  | Non-Lead - Other | No | 1982-09-01 | 0 | Installation date is after the lead ban |  |  |  |  | Non-Lead - Other |  |  | Installation date is after the lead ban |  |  |  |  | Non-Lead |  |  |  | Domestic
MTR_020566 | 19631 105TH AVE SE | LOT 11 DONNYBROOK MANOR |  |  | Non-Lead - Other | Unknown |  | 0 | Statistical analysis |  |  |  |  | Non-Lead - Other |  |  | Statistical analysis |  |  |  |  | Non-Lead |  |  |  | Assumed
MTR_022707 | 19235 116TH AVE SE | TL104 E1/2 SEC 5-22-5 |  |  | Non-Lead Plastic | No | 2001-03-28 | 0 | Rectified Plan | Yes | Visual inspection at the meter pit | 2024-02-20 |  | Non-Lead Plastic |  |  | Field inspection only with no records | Yes | Visual inspection at the meter pit | 2024-02-20 |  | Non-Lead |  |  |  | Domestic
MTR_018114 | 18116 147TH AVE SE | L4 CARRIAGE LANE #3 |  |  | Non-Lead - Other | No | 2000-09-21 | 0 | Installation date is after the lead ban |  |  |  |  | Non-Lead - Other |  |  | Installation date is after the lead ban |  |  |  |  | Non-Lead |  |  |  | Domestic
MTR_021480 | 19609 145TH AVE SE | LOT 26 RUDDELLS 3RD ADD |  |  | Non-Lead - Other | No |  | 0 | Installation date is after the lead ban |  |  |  |  | Non-Lead - Other |  |  | Installation date is after the lead ban |  |  |  |  | Non-Lead |  |  |  | Domestic
MTR_006978 | 16701 125TH AVE SE | L 67 CASCADE HILLS 7 |  |  | Non-Lead - Other | No | 2019-08-05 | 0 | Rectified Plan |  |  |  |  | Non-Lead - Other |  |  | Statistical analysis |  |  |  |  | Non-Lead |  |  |  | Domestic
MTR_023752 | 21819 100TH PL SE | LOT 20 KARA CREST |  |  | Non-Lead - Other | No | 2001-08-23 | 0 | Installation date is after the lead ban |  |  |  |  | Non-Lead - Other |  |  | Installation date is after the lead ban |  |  |  |  | Non-Lead |  |  |  | Domestic
MTR_023696 | 10042 SE 224TH ST | 9908-010755 |  |  | Non-Lead - Other | No | 2000-12-08 | 0 | Installation date is after the lead ban |  |  |  |  | Non-Lead - Other |  |  | Installation date is after the lead ban |  |  |  |  | Non-Lead |  |  |  | Domestic
MTR_026176 | 20720 123RD PL SE | LOT 18 SWANSON COURT. |  |  | Non-Lead - Other | Unknown |  | 0 | Statistical analysis |  |  |  |  | Non-Lead - Other |  |  | Statistical analysis |  |  |  |  | Non-Lead |  |  |  | Domestic
MTR_023694 | 10206 SE 224TH ST | TR 43 W1/2 UNDEEDAN ORCH |  |  | Non-Lead - Other | No | 2000-12-08 | 0 | Rectified Plan |  |  |  |  | Non-Lead - Other |  |  | Statistical analysis |  |  |  |  | Non-Lead |  |  |  | Domestic
MTR_020239 | 10426 SE 206TH PL | L17 KIRKS ADDITION |  |  | Non-Lead - Other | No |  | 0 | Installation date is after the lead ban |  |  |  |  | Non-Lead - Other |  |  | Installation date is after the lead ban |  |  |  |  | Non-Lead |  |  |  | Domestic
MTR_024345 | 22245 104TH PL SE | W128.63 N41.75 ST20 TR 45 UNEEDAN |  |  | Non-Lead - Other | No |  | 0 | Installation date is after the lead ban |  |  |  |  | Non-Lead - Other |  |  | Installation date is after the lead ban |  |  |  |  | Non-Lead |  |  |  | Assumed
MTR_029348 | 11825 SE 229TH PL | LOT 37 HUNTERS RUN TOO |  |  | Non-Lead - Other | No |  | 0 | Installation date is after the lead ban |  |  |  |  | Non-Lead - Other |  |  | Installation date is after the lead ban |  |  |  |  | Non-Lead |  |  |  | Domestic
MTR_029300 | 11626 SE 231ST PL | LOT 37 TERRA HEIGHTS |  |  | Non-Lead - Other | No |  | 0 | Installation date is after the lead ban |  |  |  |  | Non-Lead - Other |  |  | Installation date is after the lead ban |  |  |  |  | Non-Lead |  |  |  | Domestic
MTR_027497 | 23913 137TH AVE SE | LOT 1 NORTHPEAK CREST |  |  | Non-Lead - Other | No |  | 0 | Installation date is after the lead ban |  |  |  |  | Non-Lead - Other |  |  | Installation date is after the lead ban |  |  |  |  | Non-Lead |  |  |  | Domestic
MTR_029252 | 11839 SE 227TH PL | L 19 SUNNY HILL 2 |  |  | Non-Lead - Other | No | 2007-05-23 | 0 | Rectified Plan |  |  |  |  | Non-Lead - Other |  |  | Statistical analysis |  |  |  |  | Non-Lead |  |  |  | Domestic
MTR_026766 | 13231 SE 230TH ST | L 3 K C SH PLAT 377163 |  |  | Non-Lead - Other | No | 2005-06-17 | 0 | Installation date is after the lead ban |  |  |  |  | Non-Lead - Other |  |  | Installation date is after the lead ban |  |  |  |  | Non-Lead |  |  |  | Domestic
MTR_026873 | 13249 SE 226TH ST | LOT 61 FERN CREST AKA MEADOW RIDGE |  |  | Non-Lead - Other | No | 2005-06-17 | 0 | Installation date is after the lead ban |  |  |  |  | Non-Lead - Other |  |  | Installation date is after the lead ban |  |  |  |  | Non-Lead |  |  |  | Domestic
MTR_026814 | 22491 134TH PL SE | LOT 21 FERN CREST 2 |  |  | Non-Lead - Other | No | 2005-09-02 | 0 | Installation date is after the lead ban |  |  |  |  | Non-Lead - Other |  |  | Installation date is after the lead ban |  |  |  |  | Non-Lead |  |  |  | Domestic
MTR_026949 | 22483 134TH PL SE | LOT 22 FERN CREST 2 |  |  | Non-Lead - Other | No | 2005-09-02 | 0 | Installation date is after the lead ban |  |  |  |  | Non-Lead - Other |  |  | Installation date is after the lead ban |  |  |  |  | Non-Lead |  |  |  | Domestic
MTR_001999 | 21040 132ND AVE SE | 9920-030560 |  |  | Non-Lead - Other | No |  | 0.75 | Installation date is after the lead ban |  |  |  |  | Non-Lead - Other |  |  | Installation date is after the lead ban |  |  |  |  | Non-Lead |  |  |  | Assumed
MTR_018413 | 20311 91ST PL S | LOT 17 SOPHIA GLEN |  |  | Non-Lead - Other | No | 2009-07-07 | 0 | Installation date is after the lead ban |  |  |  |  | Non-Lead - Other |  |  | Installation date is after the lead ban |  |  |  |  | Non-Lead |  |  |  | Domestic
MTR_018398 | 20406 92ND AVE S | PTN TR4 WA FRTLND ADD |  |  | Non-Lead - Other | Unknown |  | 0 | Statistical analysis |  |  |  |  | Non-Lead - Other |  |  | Statistical analysis |  |  |  |  | Non-Lead |  |  |  | Assumed
MTR_020319 | 20119 108TH AVE SE | EAST 1/2 TAX LOT 95 5-22-5 |  |  | Non-Lead - Other | Unknown |  | 0 | Statistical analysis |  |  |  |  | Non-Lead - Other |  |  | Statistical analysis |  |  |  |  | Non-Lead |  |  |  | Assumed
MTR_024216 | 20863 109TH LN SE | L38 BENSON H TOWNHOUSE |  |  | Non-Lead - Other | No |  | 5.25 | Installation date is after the lead ban |  |  |  |  | Non-Lead - Other |  |  | Installation date is after the lead ban |  |  |  |  | Non-Lead |  |  |  | Hydrant
MTR_023454 | 21230 113TH AVE SE | L16 BENSON HILLS #2 |  |  | Non-Lead - Other | Unknown |  | 0 | Statistical analysis |  |  |  |  | Non-Lead - Other |  |  | Statistical analysis |  |  |  |  | Non-Lead |  |  |  | Assumed
MTR_029059 | 21817 110TH AVE SE | LOT 2 FALCON CREST |  |  | Non-Lead - Other | No |  | 0 | Installation date is after the lead ban |  |  |  |  | Non-Lead - Other |  |  | Installation date is after the lead ban |  |  |  |  | Non-Lead |  |  |  | Domestic
MTR_025405 | 12022 SE 209TH ST | L 10 HARMONELL ADD. |  |  | Non-Lead - Other | Unknown |  | 0 | Statistical analysis |  |  |  |  | Non-Lead - Other |  |  | Statistical analysis |  |  |  |  | Non-Lead |  |  |  | Assumed
MTR_023912 | 10028 SE 212TH ST | 9908-006115 |  |  | Non-Lead - Other | No |  | 0 | Installation date is after the lead ban |  |  |  |  | Non-Lead - Other |  |  | Installation date is after the lead ban |  |  |  |  | Non-Lead |  |  |  | Domestic
MTR_023925 | 21233 100TH PL SE | L 14 B 2 OLYMPIC VW HTS |  |  | Non-Lead - Other | Unknown |  | 0 | Statistical analysis |  |  |  |  | Non-Lead - Other |  |  | Statistical analysis |  |  |  |  | Non-Lead |  |  |  | Domestic
MTR_027658 | 21616 118TH PL SE | LOT 36 CROWN ROYAL II |  |  | Non-Lead - Other | No |  | 0 | Installation date is after the lead ban |  |  |  |  | Non-Lead - Other |  |  | Installation date is after the lead ban |  |  |  |  | Non-Lead |  |  |  | Assumed
MTR_027808 | 11708 SE 219TH PL | LOT 70 CROWN ROYAL |  |  | Non-Lead - Other | No |  | 0 | Installation date is after the lead ban |  |  |  |  | Non-Lead - Other |  |  | Installation date is after the lead ban |  |  |  |  | Non-Lead |  |  |  | Assumed
MTR_027746 | 11611 SE 219TH PL | LOT 3 KCSP #L00S0016 |  |  | Non-Lead - Other | No |  | 0 | Installation date is after the lead ban |  |  |  |  | Non-Lead - Other |  |  | Installation date is after the lead ban |  |  |  |  | Non-Lead |  |  |  | Assumed
MTR_027759 | 11604 SE 221ST ST | LOT 33 MEADOW GLEN DIVISION #1 |  |  | Non-Lead - Other | No |  | 0 | Installation date is after the lead ban |  |  |  |  | Non-Lead - Other |  |  | Installation date is after the lead ban |  |  |  |  | Non-Lead |  |  |  | Domestic
MTR_015802 | 18515 147TH CT SE | LOT 30 FAIRHAVEN #2 |  |  | Non-Lead - Other | No | 2001-07-27 | 0 | Installation date is after the lead ban |  |  |  |  | Non-Lead - Other |  |  | Installation date is after the lead ban |  |  |  |  | Non-Lead |  |  |  | Domestic
MTR_015956 | 14519 SE 188TH WAY | LOT 10 BOLLMAN PLAT |  |  | Non-Lead - Other | No | 2003-03-05 | 0 | Installation date is after the lead ban |  |  |  |  | Non-Lead - Other |  |  | Installation date is after the lead ban |  |  |  |  | Non-Lead |  |  |  | Domestic
MTR_023353 | 10125 SE 216TH ST | TL 23 8-22-5 |  |  | Non-Lead - Other | Unknown |  | 0 | Statistical analysis |  |  |  |  | Non-Lead - Other |  |  | Statistical analysis |  |  |  |  | Non-Lead |  |  |  | Domestic
MTR_023892 | 21622 103RD PL SE | LOT 28 GARRISON GLEN |  |  | Non-Lead - Other | No | 2014-01-15 | 0 | Installation date is after the lead ban |  |  |  |  | Non-Lead - Other |  |  | Installation date is after the lead ban |  |  |  |  | Non-Lead |  |  |  | Domestic
MTR_023293 | 10641 SE 212TH ST | TAX LOT 207 8-22-5 |  |  | Non-Lead - Other | Unknown |  | 0 | Statistical analysis |  |  |  |  | Non-Lead - Other |  |  | Statistical analysis |  |  |  |  | Non-Lead |  |  |  | Assumed
MTR_023972 | 21238 103RD CT SE | LOT 26 STONEPINE |  |  | Non-Lead - Other | No |  | 0 | Installation date is after the lead ban |  |  |  |  | Non-Lead - Other |  |  | Installation date is after the lead ban |  |  |  |  | Non-Lead |  |  |  | Domestic
MTR_024051 | 20830 102ND AVE SE | L 6 GUINN CREST |  |  | Non-Lead - Other | Unknown |  | 0 | Statistical analysis |  |  |  |  | Non-Lead - Other |  |  | Statistical analysis |  |  |  |  | Non-Lead |  |  |  | Assumed
MTR_002364 | 21507 108TH AVE SE | TL 78 8-22-5 |  |  | Non-Lead - Other | Unknown |  | 0 | Statistical analysis |  |  |  |  | Non-Lead - Other |  |  | Statistical analysis |  |  |  |  | Non-Lead |  |  |  | Assumed
MTR_028714 | 11406 SE 219TH PL | LOT 7 MONTERA |  |  | Non-Lead - Other | No | 1995-09-05 | 0 | Installation date is after the lead ban |  |  |  |  | Non-Lead - Other |  |  | Installation date is after the lead ban |  |  |  |  | Non-Lead |  |  |  | Domestic
MTR_029038 | 11305 SE 218TH PL | LOT 20 FOREST MEADOWS |  |  | Non-Lead - Other | No |  | 0 | Installation date is after the lead ban |  |  |  |  | Non-Lead - Other |  |  | Installation date is after the lead ban |  |  |  |  | Non-Lead |  |  |  | Domestic
MTR_029001 | 11014 SE 220TH PL | LOT 24 BENSON MEADOWS #1 |  |  | Non-Lead - Other | No |  | 0 | Installation date is after the lead ban |  |  |  |  | Non-Lead - Other |  |  | Installation date is after the lead ban |  |  |  |  | Non-Lead |  |  |  | Domestic
MTR_023887 | 21614 102ND PL SE | LOT 32 GARRISION GLEN |  |  | Non-Lead - Other | No | 2014-01-15 | 0 | Installation date is after the lead ban |  |  |  |  | Non-Lead - Other |  |  | Installation date is after the lead ban |  |  |  |  | Non-Lead |  |  |  | Domestic
MTR_029595 | 11420 SE 225TH ST | L 59 STOCKTON |  |  | Non-Lead - Other | No |  | 0 | Installation date is after the lead ban |  |  |  |  | Non-Lead - Other |  |  | Installation date is after the lead ban |  |  |  |  | Non-Lead |  |  |  | Domestic
MTR_029732 | 11117 SE 225TH ST | LOT 38 STOCKTON |  |  | Non-Lead - Other | No | 2000-10-04 | 0 | Installation date is after the lead ban |  |  |  |  | Non-Lead - Other |  |  | Installation date is after the lead ban |  |  |  |  | Non-Lead |  |  |  | Domestic
MTR_027869 | 11908 SE 220TH CT | L23 MEADOW GLEN #2 |  |  | Non-Lead - Other | No |  | 0 | Installation date is after the lead ban |  |  |  |  | Non-Lead - Other |  |  | Installation date is after the lead ban |  |  |  |  | Non-Lead |  |  |  | Domestic
MTR_016063 | 16018 SE 180TH PL | LOT 8 WHITNEY PLACE |  |  | Non-Lead - Other | No | 1988-08-19 | 0 | Installation date is after the lead ban |  |  |  |  | Non-Lead - Other |  |  | Installation date is after the lead ban |  |  |  |  | Non-Lead |  |  |  | Domestic
MTR_027714 | 11660 SE 218TH PL | LOT 9 CROWN TERRACE |  |  | Non-Lead - Other | No |  | 0 | Installation date is after the lead ban |  |  |  |  | Non-Lead - Other |  |  | Installation date is after the lead ban |  |  |  |  | Non-Lead |  |  |  | Domestic
MTR_016245 | 16212 SE 178TH ST | LOT 72 CANDLEWOOD RIDGE #3 |  |  | Non-Lead - Other | No | 1977-07-13 | 1 | Installation date is after the lead ban |  |  |  |  | Non-Lead - Other |  |  | Installation date is after the lead ban |  |  |  |  | Non-Lead |  |  |  | Domestic
MTR_027654 | 11725 SE 216TH CT | LOT 8 CROWN ROYAL II |  |  | Non-Lead - Other | No |  | 0 | Installation date is after the lead ban |  |  |  |  | Non-Lead - Other |  |  | Installation date is after the lead ban |  |  |  |  | Non-Lead |  |  |  | Assumed
MTR_016519 | 17720 160TH AVE SE | L53 CANDLEWOOD RIDGE #1 |  |  | Non-Lead - Other | No |  | 0 | Installation date is after the lead ban |  |  |  |  | Non-Lead - Other |  |  | Installation date is after the lead ban |  |  |  |  | Non-Lead |  |  |  | Domestic
MTR_024291 | 21651 98TH AVE S | LOT 3 KCSP 1284005 |  |  | Non-Lead - Other | No |  | 0 | Installation date is after the lead ban |  |  |  |  | Non-Lead - Other |  |  | Installation date is after the lead ban |  |  |  |  | Non-Lead |  |  |  | Assumed
MTR_028352 | 12944 SE 217TH PL | LOT 4 WIMBLEDON RIDGE |  |  | Non-Lead - Other | No | 1995-08-28 | 0 | Installation date is after the lead ban |  |  |  |  | Non-Lead - Other |  |  | Installation date is after the lead ban |  |  |  |  | Non-Lead |  |  |  | Domestic
MTR_023315 | 10616 SE 213TH CT | LOT 28 STONEPINE EAST |  |  | Non-Lead - Other | No | 1995-10-18 | 0 | Installation date is after the lead ban |  |  |  |  | Non-Lead - Other |  |  | Installation date is after the lead ban |  |  |  |  | Non-Lead |  |  |  | Domestic
MTR_028408 | 12501 SE 216TH ST | L 104 PARKWAY ESTATES |  |  | Non-Lead - Other | No | 1978-07-26 | 0 | Installation date is after the lead ban |  |  |  |  | Non-Lead - Other |  |  | Installation date is after the lead ban |  |  |  |  | Non-Lead |  |  |  | Domestic
MTR_028389 | 21719 125TH AVE SE | L 48 PARKWAY ESTATES |  |  | Non-Lead - Other | No | 1978-07-26 | 0 | Installation date is after the lead ban |  |  |  |  | Non-Lead - Other |  |  | Installation date is after the lead ban |  |  |  |  | Non-Lead |  |  |  | Domestic
MTR_004006 | 12329 SE 235TH ST | L 51 MERIDIAN VILLA EST. |  |  | Non-Lead - Other | No | 1966-09-01 | 1 | Rectified Plan | No |  |  |  | Non-Lead - Other |  |  | Installation date is after the lead ban |  |  |  |  | Non-Lead |  |  |  | Domestic
MTR_029789 | 14023 SE 237TH PL | LOT 11 SHAMROCK PLACE |  |  | Non-Lead - Other | No | 1995-08-21 | 0 | Installation date is after the lead ban |  |  |  |  | Non-Lead - Other |  |  | Installation date is after the lead ban |  |  |  |  | Non-Lead |  |  |  | Domestic
MTR_027207 | 23656 129TH AVE SE | L16 TWIN CREEKS |  |  | Non-Lead - Other | No |  | 1 | Installation date is after the lead ban |  |  |  |  | Non-Lead - Other |  |  | Installation date is after the lead ban |  |  |  |  | Non-Lead |  |  |  | Domestic
MTR_027509 | 23901 134TH PL SE | LOT 2 WOODFORD PLACE |  |  | Non-Lead - Other | No | 2007-09-26 | 0.75 | Installation date is after the lead ban |  |  |  |  | Non-Lead - Other |  |  | Installation date is after the lead ban |  |  |  |  | Non-Lead |  |  |  | Domestic
MTR_010429 | 23649 126TH PL SE | LOT 36 WINSBERG HAVEN (FIELDSTONE) |  |  | Non-Lead - Other | No | 1995-08-22 | 0 | Rectified Plan | No |  |  |  | Non-Lead - Other |  |  | Installation date is after the lead ban |  |  |  |  | Non-Lead |  |  |  | Domestic
MTR_003945 | 23409 130TH AVE SE | LOT 1 BUILDING A VILLAGE AT SINGLE CREEK |  |  | Non-Lead - Other | No |  | 0 | Installation date is after the lead ban |  |  |  |  | Non-Lead - Other |  |  | Installation date is after the lead ban |  |  |  |  | Non-Lead |  |  |  | Assumed
MTR_017557 | 18211 124TH AVE SE | LOT 3 K.C.S.P. 781064 |  |  | Non-Lead - Other | No | 1985-07-01 | 0 | Installation date is after the lead ban |  |  |  |  | Non-Lead - Other |  |  | Installation date is after the lead ban |  |  |  |  | Non-Lead |  |  |  | Domestic
MTR_022136 | 12114 SE 186TH ST | LOT 8 AURIA WOODS |  |  | Non-Lead - Other | No | 2004-03-31 | 0 | Rectified Plan | No |  |  |  | Non-Lead - Other |  |  | Installation date is after the lead ban |  |  |  |  | Non-Lead |  |  |  | Domestic
MTR_026478 | 22717 127TH AVE SE | LOT 103 PHEASANTS HOLLOW |  |  | Non-Lead - Other | No | 1996-02-27 | 0 | Installation date is after the lead ban |  |  |  |  | Non-Lead - Other |  |  | Installation date is after the lead ban |  |  |  |  | Non-Lead |  |  |  | Domestic
MTR_027826 | 22233 120TH AVE SE | LOT 110 MEADOWGREEN EST |  |  | Non-Lead - Other | No |  | 0 | Installation date is after the lead ban |  |  |  |  | Non-Lead - Other |  |  | Installation date is after the lead ban |  |  |  |  | Non-Lead |  |  |  | Domestic
MTR_024974 | 11728 SE 210TH PL | LOT 31 VILLA ESTATES |  |  | Non-Lead - Plastic | No | 1977-08-01 | 1 | Rectified Plan | No |  |  |  | Non-Lead - Other |  |  | Installation date is after the lead ban |  |  |  |  | Non-Lead |  |  |  | Domestic
MTR_029309 | 11016 SE 225TH ST | L 94 STOCKTON |  |  | Non-Lead - Other | No |  | 0 | Installation date is after the lead ban |  |  |  |  | Non-Lead - Other |  |  | Installation date is after the lead ban |  |  |  |  | Non-Lead |  |  |  | Domestic
MTR_027886 | 21625 121ST PL SE | L 5 GLENCARIN TRACE |  |  | Non-Lead - Other | No |  | 0 | Installation date is after the lead ban |  |  |  |  | Non-Lead - Other |  |  | Installation date is after the lead ban |  |  |  |  | Non-Lead |  |  |  | Domestic
MTR_027657 | 12108 SE 218TH PL | LOT 35 CROWN ROYAL |  |  | Non-Lead - Other | No |  | 0 | Installation date is after the lead ban |  |  |  |  | Non-Lead - Other |  |  | Installation date is after the lead ban |  |  |  |  | Non-Lead |  |  |  | Assumed
MTR_027845 | 21824 121ST PL SE | L18 GLENCARIN TRACE |  |  | Non-Lead - Other | No |  | 0 | Installation date is after the lead ban |  |  |  |  | Non-Lead - Other |  |  | Installation date is after the lead ban |  |  |  |  | Non-Lead |  |  |  | Domestic
MTR_027574 | 21747 123RD AVE SE | LOT 43 GLEN MAR |  |  | Non-Lead - Plastic | No | 1975-04-29 | 1 | Rectified Plan | No |  |  |  | Non-Lead - Other |  |  | Installation date is after the lead ban |  |  |  |  | Non-Lead |  |  |  | Domestic
MTR_027602 | 12304 SE 217TH ST | LOT 12 GLEN MAR |  |  | Non-Lead - Plastic | No | 1975-04-29 | 1 | Rectified Plan | No |  |  |  | Non-Lead - Other |  |  | Installation date is after the lead ban |  |  |  |  | Non-Lead |  |  |  | Domestic
MTR_027605 | 12309 SE 217TH ST | LOT 23 GLEN MAR |  |  | Non-Lead - Plastic | No | 1975-04-29 | 1 | Rectified Plan | No |  |  |  | Non-Lead - Other |  |  | Installation date is after the lead ban |  |  |  |  | Non-Lead |  |  |  | Domestic
MTR_016780 | 18322 149TH AVE SE | LOT 54 CARRIAGEWOOD #5 |  |  | Non-Lead - Other | No | 1983-07-01 | 0 | Installation date is after the lead ban |  |  |  |  | Non-Lead - Other |  |  | Installation date is after the lead ban |  |  |  |  | Non-Lead |  |  |  | Domestic
MTR_018276 | 18217 143RD AVE SE | LOT 62 FAIRWOOD FIRS |  |  | Non-Lead - Other | No | 1986-05-01 | 0 | Installation date is after the lead ban |  |  |  |  | Non-Lead - Other |  |  | Installation date is after the lead ban |  |  |  |  | Non-Lead |  |  |  | Domestic
MTR_016787 | 14939 SE 184TH ST | LOT 11 CARRIAGEWOOD #5 |  |  | Non-Lead - Other | No | 1983-07-01 | 0 | Installation date is after the lead ban |  |  |  |  | Non-Lead - Other |  |  | Installation date is after the lead ban |  |  |  |  | Non-Lead |  |  |  | Domestic
MTR_016788 | 14942 SE 184TH ST | LOT 47 CARRIAGEWOOD #5 |  |  | Non-Lead - Other | No | 1983-07-01 | 0 | Installation date is after the lead ban |  |  |  |  | Non-Lead - Other |  |  | Installation date is after the lead ban |  |  |  |  | Non-Lead |  |  |  | Domestic
MTR_016681 | 15000 SE 181ST ST | L2 CARRIAGEWOOD #2 |  |  | Non-Lead - Other | No | 1982-09-01 | 0 | Installation date is after the lead ban |  |  |  |  | Non-Lead - Other |  |  | Installation date is after the lead ban |  |  |  |  | Non-Lead |  |  |  | Domestic
MTR_016782 | 14927 SE 184TH ST | LOT 9 CARRIAGEWOOD #5 |  |  | Non-Lead - Other | No | 1983-07-01 | 0 | Installation date is after the lead ban |  |  |  |  | Non-Lead - Other |  |  | Installation date is after the lead ban |  |  |  |  | Non-Lead |  |  |  | Domestic
MTR_017404 | 17844 1/2 120TH AVE SE | 9921-009070 |  |  | Non-Lead - Other | No | 1975-08-05 | 0 | Relative Placement |  |  |  |  | Non-Lead - Other |  |  | Statistical analysis |  |  |  |  | Non-Lead |  |  |  | Assumed
MTR_019551 | 19142 110TH PL SE | LOT 3 FORD TOWNHOMES |  |  | Non-Lead - Other | No | 1997-06-17 | 0 | Installation date is after the lead ban |  |  |  |  | Non-Lead - Other |  |  | Installation date is after the lead ban |  |  |  |  | Non-Lead |  |  |  | Domestic
MTR_019366 | 11049 SE 184TH PL | LOT 21 ALTMYER PLAT |  |  | Non-Lead - Other | No | 2013-07-26 | 0 | Installation date is after the lead ban |  |  |  |  | Non-Lead - Other |  |  | Installation date is after the lead ban |  |  |  |  | Non-Lead |  |  |  | Domestic
MTR_016096 | 15815 SE 182ND PL | LOT 41 CARRIAGEWOOD #7 |  |  | Non-Lead - Plastic | No | 1983-07-01 | 0 | Rectified Plan | No |  |  |  | Non-Lead - Other |  |  | Installation date is after the lead ban |  |  |  |  | Non-Lead |  |  |  | Domestic
MTR_016052 | 18021 161ST CT SE | LOT 20 WHITNEY PLACE |  |  | Non-Lead - Other | No | 1988-08-19 | 0 | Installation date is after the lead ban |  |  |  |  | Non-Lead - Other |  |  | Installation date is after the lead ban |  |  |  |  | Non-Lead |  |  |  | Domestic
MTR_014105 | 10926 SE 168TH ST | S 140.58 LOT 8 BLK 7 AKERS FARMS # 6 - E270'- W142 |  |  | Non-Lead - Other | No | 2004-10-13 | 1 | Statistical analysis |  |  |  |  | Non-Lead - Other |  |  | Statistical analysis |  |  |  |  | Non-Lead |  |  |  | Domestic
MTR_019165 | 10304 SE 192ND ST | LOT 1 KCSP 383072 |  |  | Non-Lead - Other | No |  | 0 | Installation date is after the lead ban |  |  |  |  | Non-Lead - Other |  |  | Installation date is after the lead ban |  |  |  |  | Non-Lead |  |  |  | Assumed
MTR_011352 | 1503 S 28TH PL | LOT 4 S-T-R 00-87-00 |  |  | Non-Lead - Other | No | 2003-03-28 | 0 | Installation date is after the lead ban |  |  |  |  | Non-Lead - Other |  |  | Installation date is after the lead ban |  |  |  |  | Non-Lead |  |  |  | Domestic
MTR_010858 | 19207 101ST PL SE | LOT 18 TALBOT RIDGE ESTATES |  |  | Non-Lead - Other | No |  |  | Installation date is after the lead ban |  |  |  |  | Non-Lead - Other |  |  | Installation date is after the lead ban |  |  |  |  | Non-Lead
MTR_015898 | 18425 143RD CT SE | LOT 15 FAIRWOOD POND ESTATES |  |  | Non-Lead - Other | No | 1989-02-10 | 0 | Installation date is after the lead ban |  |  |  |  | Non-Lead - Other |  |  | Installation date is after the lead ban |  |  |  |  | Non-Lead |  |  |  | Domestic
MTR_011441 | 12748 SE 167TH PL | L 18 CASCADE HILLS 8 |  |  | Non-Lead - Other | Unknown |  | 1 | Statistical analysis |  |  |  |  | Non-Lead - Other |  |  | Statistical analysis |  |  |  |  | Non-Lead |  |  |  | Domestic
MTR_015875 | 14304 SE 184TH PL | LOT 5 FAIRWOOD POND ESTATES |  |  | Non-Lead - Other | No | 1989-02-10 | 0 | Installation date is after the lead ban |  |  |  |  | Non-Lead - Other |  |  | Installation date is after the lead ban |  |  |  |  | Non-Lead |  |  |  | Domestic
MTR_015905 | 14212 SE 188TH WAY | LOT 11 FAIRHAVEN |  |  | Non-Lead - Other | No | 1995-08-03 | 0 | Installation date is after the lead ban |  |  |  |  | Non-Lead - Other |  |  | Installation date is after the lead ban |  |  |  |  | Non-Lead |  |  |  | Domestic
MTR_029544 | 11130 SE 227TH PL | L23 CLARKS GLEN |  |  | Non-Lead - Other | Unknown |  | 0 | Statistical analysis |  |  |  |  | Non-Lead - Other |  |  | Statistical analysis |  |  |  |  | Non-Lead |  |  |  | Domestic
MTR_018157 | 18152 145TH AVE SE | LOT 62 CARRIAGE LANE #3 |  |  | Non-Lead - Other | No | 2004-04-02 | 0 | Rectified Plan |  |  |  |  | Non-Lead - Other |  |  | Statistical analysis |  |  |  |  | Non-Lead |  |  |  | Domestic
MTR_029279 | 11139 SE 227TH PL | LOT 16 KENTON FIRS |  |  | Non-Lead - Other | Unknown |  | 0 | Statistical analysis |  |  |  |  | Non-Lead - Other |  |  | Statistical analysis |  |  |  |  | Non-Lead |  |  |  | Domestic
MTR_029290 | 22615 112TH AVE SE | LOT 10 KENTON FIRS |  |  | Non-Lead - Other | Unknown |  | 0 | Statistical analysis |  |  |  |  | Non-Lead - Other |  |  | Statistical analysis |  |  |  |  | Non-Lead |  |  |  | Domestic
MTR_007562 | 12304 SE 167TH ST | LOT 100 CASCADE HILLS #7 |  |  | Non-Lead - Other | No | 2019-08-05 | 1 | Rectified Plan |  |  |  |  | Non-Lead - Other |  |  | Statistical analysis |  |  |  |  | Non-Lead |  |  |  | Domestic
MTR_007372 | 11719 SE 166TH PL | L 27 CASCADE HILLS 5 |  |  | Non-Lead - Other | No | 2019-08-05 | 0.75 | Rectified Plan |  |  |  |  | Non-Lead - Other |  |  | Statistical analysis |  |  |  |  | Non-Lead |  |  |  | Domestic
MTR_002509 | 11711 SE 166TH PL | L 26 CASCADE HILLS 5 |  |  | Non-Lead - Other | No | 2019-08-05 | 0.75 | Rectified Plan |  |  |  |  | Non-Lead - Other |  |  | Statistical analysis |  |  |  |  | Non-Lead |  |  |  | Domestic
MTR_000911 | 11706 SE 166TH PL | L 59 CASCADE HILLS 5 |  |  | Non-Lead Plastic | No | 2019-08-05 | 0.75 | Rectified Plan | Yes | Visual inspection at the meter pit | 2024-02-08 |  | Copper |  |  | Field inspection only with no records | Yes | Visual inspection at the meter pit | 2024-02-08 |  | Non-Lead |  |  |  | Domestic
MTR_006925 | 11712 SE 166TH PL | L 37 CASCADE HILLS 5 |  |  | Non-Lead - Other | No | 2019-08-05 | 0.75 | Rectified Plan |  |  |  |  | Non-Lead - Other |  |  | Statistical analysis |  |  |  |  | Non-Lead |  |  |  | Domestic
MTR_007373 | 11739 SE 166TH PL | L 29 CASCADE HILLS 5 |  |  | Non-Lead - Other | No | 2019-08-05 | 0.75 | Rectified Plan |  |  |  |  | Non-Lead - Other |  |  | Statistical analysis |  |  |  |  | Non-Lead |  |  |  | Domestic
MTR_023425 | 10805 SE 213TH ST | L33 & PT 34 BEN.HILLS 1 |  |  | Non-Lead - Other | Unknown |  | 0 | Statistical analysis |  |  |  |  | Non-Lead - Other |  |  | Statistical analysis |  |  |  |  | Non-Lead |  |  |  | Assumed
MTR_015950 | 14405 SE 188TH WAY | LOT 18 BOLLMAN PLAT |  |  | Non-Lead - Other | No | 2003-03-05 | 0 | Installation date is after the lead ban |  |  |  |  | Non-Lead - Other |  |  | Installation date is after the lead ban |  |  |  |  | Non-Lead |  |  |  | Domestic
MTR_021193 | 14131 SE 198TH ST | LOT 8 LAKE YOUNGS PLACE |  |  | Non-Lead - Other | No | 1995-10-23 | 0 | Installation date is after the lead ban |  |  |  |  | Non-Lead - Other |  |  | Installation date is after the lead ban |  |  |  |  | Non-Lead |  |  |  | Domestic
MTR_011180 | 11160 SE 164TH ST | S 297.49 L 2 & 4 BLK 3 AKERS FARM S #6 3 30' L 2 |  |  | Non-Lead - Other | No | 2007-09-20 | 0 | Rectified Plan |  |  |  |  | Non-Lead - Other |  |  | Statistical analysis |  |  |  |  | Non-Lead |  |  |  | Domestic
MTR_015808 | 14613 SE 185TH PL | LOT 25 FAIRHAVEN #2 |  |  | Non-Lead - Other | No | 2001-07-27 | 0 | Installation date is after the lead ban |  |  |  |  | Non-Lead - Other |  |  | Installation date is after the lead ban |  |  |  |  | Non-Lead |  |  |  | Domestic
MTR_024833 | 14048 SE 202ND ST | L10 BLK2 FOWLERS ADD. |  |  | Non-Lead - Other | Unknown |  | 0 | Statistical analysis |  |  |  |  | Non-Lead - Other |  |  | Statistical analysis |  |  |  |  | Non-Lead |  |  |  | Assumed
MTR_024654 | 20111 130TH AVE SE | L44 LINDA HIGHLANDS |  |  | Non-Lead - Other | No |  | 0 | Installation date is after the lead ban |  |  |  |  | Non-Lead - Other |  |  | Installation date is after the lead ban |  |  |  |  | Non-Lead |  |  |  | Domestic
MTR_024450 | 20405 130TH AVE SE | L16 GREENACRES EAST |  |  | Non-Lead - Other | No |  | 0 | Installation date is after the lead ban |  |  |  |  | Non-Lead - Other |  |  | Installation date is after the lead ban |  |  |  |  | Non-Lead |  |  |  | Domestic
MTR_024731 | 13743 SE 200TH ST | LOT 41 FOREST GLEN SOUTH |  |  | Non-Lead - Other | No |  | 0 | Installation date is after the lead ban |  |  |  |  | Non-Lead - Other |  |  | Installation date is after the lead ban |  |  |  |  | Non-Lead |  |  |  | Assumed
MTR_021655 | 19416 138TH AVE SE | LOT 16 ROCK CREEK |  |  | Non-Lead - Other | No |  | 0 | Rectified Plan | No |  |  |  | Non-Lead - Other |  |  | Installation date is after the lead ban |  |  |  |  | Non-Lead |  |  |  | Domestic
MTR_021323 | 19439 146TH AVE SE | LOT 45 FAIRWOOD GLEN |  |  | Non-Lead - Other | No |  | 0 | Installation date is after the lead ban |  |  |  |  | Non-Lead - Other |  |  | Installation date is after the lead ban |  |  |  |  | Non-Lead |  |  |  | Domestic
MTR_021927 | 19320 133RD AVE SE | LOT 31 FOREST TRAILS #3 |  |  | Non-Lead - Other | No |  | 0 | Rectified Plan | No |  |  |  | Non-Lead - Other |  |  | Installation date is after the lead ban |  |  |  |  | Non-Lead |  |  |  | Domestic
MTR_028269 | 22010 128TH PL SE | LOT 39 SUMMER GLEN EAST (STRATHMORE ) |  |  | Non-Lead - Other | No | 1995-08-28 | 0 | Installation date is after the lead ban |  |  |  |  | Non-Lead - Other |  |  | Installation date is after the lead ban |  |  |  |  | Non-Lead |  |  |  | Domestic
MTR_027712 | 11850 SE 218TH PL | L 2 CROWN TERRACE |  |  | Non-Lead - Other | No |  | 0 | Installation date is after the lead ban |  |  |  |  | Non-Lead - Other |  |  | Installation date is after the lead ban |  |  |  |  | Non-Lead |  |  |  | Domestic
MTR_024038 | 20826 101ST AVE SE | LOT 22 GUINN CREST |  |  | Non-Lead - Other | Unknown |  | 0 | Statistical analysis |  |  |  |  | Non-Lead - Other |  |  | Statistical analysis |  |  |  |  | Non-Lead |  |  |  | Assumed
MTR_028333 | 12921 SE 217TH PL | LOT 22 WIMBLEDON RIDGE |  |  | Non-Lead - Other | No | 1995-08-28 | 0 | Installation date is after the lead ban |  |  |  |  | Non-Lead - Other |  |  | Installation date is after the lead ban |  |  |  |  | Non-Lead |  |  |  | Domestic
MTR_025393 | 21064 120TH PL SE | L 14 CARENA TERRACE 1 |  |  | Non-Lead - Other | No |  | 0 | Installation date is after the lead ban |  |  |  |  | Non-Lead - Other |  |  | Installation date is after the lead ban |  |  |  |  | Non-Lead |  |  |  | Domestic
MTR_020476 | 10321 SE 204TH ST | LOT 1 TODDS ADDITION |  |  | Non-Lead - Other | Unknown |  | 0 | Statistical analysis |  |  |  |  | Non-Lead - Other |  |  | Statistical analysis |  |  |  |  | Non-Lead |  |  |  | Domestic
MTR_007533 | 16624 124TH AVE SE | L 77 CASCADE HILLS 7 |  |  | Non-Lead - Other | No | 2019-08-05 | 1 | Rectified Plan |  |  |  |  | Non-Lead - Other |  |  | Statistical analysis |  |  |  |  | Non-Lead |  |  |  | Domestic
MTR_003097 | 11755 SE 158TH PL | L14 BLK7 CASCADE VISTA#2 |  |  | Non-Lead - Other | No | 2014-04-16 | 0 | Rectified Plan |  |  |  |  | Non-Lead - Other |  |  | Statistical analysis |  |  |  |  | Non-Lead |  |  |  | Domestic
MTR_007245 | 16544 121ST AVE SE | L 91 CASCADE HILLS 6 |  |  | Non-Lead - Other | No | 2019-08-05 | 0.75 | Rectified Plan |  |  |  |  | Non-Lead - Other |  |  | Statistical analysis |  |  |  |  | Non-Lead |  |  |  | Domestic
MTR_027628 | 11671 SE 217TH PL | LOT 17 ROYAL CREST ESTATES |  |  | Non-Lead - Other | No | 2005-12-20 | 0 | Installation date is after the lead ban |  |  |  |  | Non-Lead - Other |  |  | Installation date is after the lead ban |  |  |  |  | Non-Lead |  |  |  | Domestic
MTR_015366 | 12521 SE 172ND ST | LOT 121 CASCADE VISTA #3 |  |  | Non-Lead - Other | No | 2010-10-25 | 0 | Rectified Plan |  |  |  |  | Non-Lead - Other |  |  | Statistical analysis |  |  |  |  | Non-Lead |  |  |  | Domestic
MTR_014875 | 16827 124TH AVE SE | LOT 31 BLK 2 CASCADE VISTA #1 |  |  | Non-Lead Plastic | No | 2010-10-25 | 1 | Rectified Plan | Yes | Visual inspection at the meter pit | 2024-02-12 |  | Non-Lead Plastic |  |  | Field inspection only with no records | Yes | Visual inspection at the meter pit | 2024-02-12 |  | Non-Lead |  |  |  | Domestic
MTR_029645 | 22616 112TH AVE SE | LOT 137 KENTON FIRS |  |  | Non-Lead - Other | Unknown |  | 0 | Statistical analysis |  |  |  |  | Non-Lead - Other |  |  | Statistical analysis |  |  |  |  | Non-Lead |  |  |  | Domestic
MTR_029231 | 11449 SE 225TH ST | L 54 STOCKTON |  |  | Non-Lead - Other | No |  | 0 | Installation date is after the lead ban |  |  |  |  | Non-Lead - Other |  |  | Installation date is after the lead ban |  |  |  |  | Non-Lead |  |  |  | Domestic
MTR_022930 | 19644 122ND PL SE | L29 VISTA VIEW HGTS # 2 |  |  | Non-Lead - Other | No |  | 0 | Installation date is after the lead ban |  |  |  |  | Non-Lead - Other |  |  | Installation date is after the lead ban |  |  |  |  | Non-Lead |  |  |  | Domestic
MTR_015912 | 14224 SE 188TH WAY | LOT 13 FAIRHAVEN |  |  | Non-Lead - Other | No | 1995-08-03 | 0 | Installation date is after the lead ban |  |  |  |  | Non-Lead - Other |  |  | Installation date is after the lead ban |  |  |  |  | Non-Lead |  |  |  | Domestic
MTR_016850 | 15523 SE 184TH ST | LOT 16 CARRIAGEWOOD #6 |  |  | Non-Lead - Other | No | 1983-08-01 | 0 | Installation date is after the lead ban |  |  |  |  | Non-Lead - Other |  |  | Installation date is after the lead ban |  |  |  |  | Non-Lead |  |  |  | Domestic
MTR_015941 | 14424 SE 188TH WAY | LOT 23 BOLLMAN PLAT |  |  | Non-Lead - Other | No | 2003-03-05 | 0 | Installation date is after the lead ban |  |  |  |  | Non-Lead - Other |  |  | Installation date is after the lead ban |  |  |  |  | Non-Lead |  |  |  | Domestic
MTR_007212 | 16728 125TH AVE SE | LOT 9 BLOCK 2 CASCADE HILLS 4 |  |  | Non-Lead - Other | No | 2019-08-05 | 0 | Rectified Plan |  |  |  |  | Non-Lead - Other |  |  | Statistical analysis |  |  |  |  | Non-Lead |  |  |  | Domestic
MTR_007526 | 12322 SE 165TH ST | L 17 CASCADE HILLS 7 |  |  | Non-Lead - Other | No | 2019-08-05 | 1 | Rectified Plan |  |  |  |  | Non-Lead - Other |  |  | Statistical analysis |  |  |  |  | Non-Lead |  |  |  | Domestic
MTR_006229 | 16312 119TH AVE SE | LOT 3 BLOCK 2 CASCADE HILLS #2 |  |  | Non-Lead - Other | No | 2006-08-31 | 1 | Rectified Plan |  |  |  |  | Non-Lead - Other |  |  | Statistical analysis |  |  |  |  | Non-Lead |  |  |  | Domestic
MTR_006206 | 16101 119TH AVE SE | L8 BLK1 CASCADE HILLS #2 |  |  | Non-Lead - Other | No | 2006-08-31 | 1 | Rectified Plan |  |  |  |  | Non-Lead - Other |  |  | Statistical analysis |  |  |  |  | Non-Lead |  |  |  | Domestic
MTR_006094 | 15703 117TH AVE SE | L22 BLK1 CASCADE VISTA#2 |  |  | Non-Lead - Other | No | 2014-04-16 | 0 | Rectified Plan |  |  |  |  | Non-Lead - Other |  |  | Statistical analysis |  |  |  |  | Non-Lead |  |  |  | Domestic
MTR_006091 | 11702 SE 157TH ST | L4 B8 CASCADE VISTA 2 |  |  | Non-Lead - Other | No | 2014-04-16 | 0 | Rectified Plan |  |  |  |  | Non-Lead - Other |  |  | Statistical analysis |  |  |  |  | Non-Lead |  |  |  | Domestic
MTR_015822 | 14506 SE 184TH PL | LOT 14 FAIRWOOD FIRS #2 |  |  | Non-Lead - Other | No | 1988-09-27 | 0 | Installation date is after the lead ban |  |  |  |  | Non-Lead - Other |  |  | Installation date is after the lead ban |  |  |  |  | Non-Lead |  |  |  | Domestic
MTR_018203 | 14115 SE 182ND ST | LOT 70 FAIRWOOD FIRS |  |  | Non-Lead - Other | No | 1986-05-01 | 0 | Installation date is after the lead ban |  |  |  |  | Non-Lead - Other |  |  | Installation date is after the lead ban |  |  |  |  | Non-Lead |  |  |  | Domestic
MTR_015989 | 18429 143RD CT SE | LOT 14 FAIRWOOD POND ESTATES |  |  | Non-Lead - Other | No | 1989-02-10 | 0 | Installation date is after the lead ban |  |  |  |  | Non-Lead - Other |  |  | Installation date is after the lead ban |  |  |  |  | Non-Lead |  |  |  | Domestic
MTR_015857 | 18718 140TH AVE SE | TL 70 SEC 34-23-5 |  |  | Non-Lead - Other | No | 2004-11-04 | 0 | Rectified Plan |  |  |  |  | Non-Lead - Other |  |  | Statistical analysis |  |  |  |  | Non-Lead |  |  |  | Domestic
MTR_015887 | 14524 SE 184TH PL | LOT 11 FAIRWOOD FIRS #2 |  |  | Non-Lead - Other | No | 1988-09-27 | 0 | Installation date is after the lead ban |  |  |  |  | Non-Lead - Other |  |  | Installation date is after the lead ban |  |  |  |  | Non-Lead |  |  |  | Domestic
MTR_015993 | 14615 SE 184TH PL | LOT 32 FAIRWOOD FIRS #2 |  |  | Non-Lead - Other | No | 1988-09-27 | 0 | Installation date is after the lead ban |  |  |  |  | Non-Lead - Other |  |  | Installation date is after the lead ban |  |  |  |  | Non-Lead |  |  |  | Domestic
MTR_016687 | 18220 149TH AVE SE | LOT 24 CARRIAGEWOOD #3 |  |  | Non-Lead - Other | No | 1983-04-01 | 0 | Installation date is after the lead ban |  |  |  |  | Non-Lead - Other |  |  | Installation date is after the lead ban |  |  |  |  | Non-Lead |  |  |  | Domestic
MTR_016795 | 15011 SE 183RD CT | L 25 CARRIAGEWOOD 5 |  |  | Non-Lead - Other | No | 1983-07-01 | 0 | Installation date is after the lead ban |  |  |  |  | Non-Lead - Other |  |  | Installation date is after the lead ban |  |  |  |  | Non-Lead |  |  |  | Domestic
MTR_016693 | 14923 SE 183RD ST | LOT 13 CARRIAGEWOOD #3 |  |  | Non-Lead - Other | No | 1983-04-01 | 0 | Installation date is after the lead ban |  |  |  |  | Non-Lead - Other |  |  | Installation date is after the lead ban |  |  |  |  | Non-Lead |  |  |  | Domestic
MTR_016683 | 14902 SE 183RD ST | L23 CARRIAGEWOOD #3 |  |  | Non-Lead - Other | No | 1983-04-01 | 0 | Installation date is after the lead ban |  |  |  |  | Non-Lead - Other |  |  | Installation date is after the lead ban |  |  |  |  | Non-Lead |  |  |  | Domestic
MTR_018149 | 18111 145TH AVE SE | L28 CARRIAGE LANE #3 |  |  | Non-Lead - Other | No | 2004-04-02 | 0 | Installation date is after the lead ban |  |  |  |  | Non-Lead - Other |  |  | Installation date is after the lead ban |  |  |  |  | Non-Lead |  |  |  | Domestic
MTR_016791 | 18314 149TH AVE SE | LOT 55 CARRIAGEWOOD #5 |  |  | Non-Lead - Other | No | 1983-07-01 | 0 | Installation date is after the lead ban |  |  |  |  | Non-Lead - Other |  |  | Installation date is after the lead ban |  |  |  |  | Non-Lead |  |  |  | Domestic
MTR_011459 | 12710 SE 166TH ST | L 60 CASCADE HILLS 8 |  |  | Non-Lead - Other | No |  | 1 | Installation date is after the lead ban |  |  |  |  | Non-Lead - Other |  |  | Installation date is after the lead ban |  |  |  |  | Non-Lead |  |  |  | Domestic
MTR_029971 | 16142 126TH AVE SE | L6 BLK3 CASCADE VISTA #7 |  |  | Non-Lead - Other | No | 2016-06-22 | 0.75 | Rectified Plan |  |  |  |  | Non-Lead - Other |  |  | Statistical analysis |  |  |  |  | Non-Lead |  |  |  | Domestic
MTR_014672 | 12915 SE 160TH ST | LOT 80 FAIRLANE WOODS |  |  | Non-Lead - Other | No | 2016-06-22 | 0.75 | Installation date is after the lead ban |  |  |  |  | Non-Lead - Other |  |  | Installation date is after the lead ban |  |  |  |  | Non-Lead |  |  |  | Domestic
MTR_030044 | 16134 128TH AVE SE | L2 B 4 CASCADE VISTA 5 |  |  | Non-Lead - Other | No | 2016-06-22 | 0.75 | Rectified Plan |  |  |  |  | Non-Lead - Other |  |  | Statistical analysis |  |  |  |  | Non-Lead |  |  |  | Domestic
MTR_014119 | 10732 SE 170TH ST | LOT 4-A MARVIN GARDENS |  |  | Non-Lead - Plastic | No | 2002-07-28 | 1 | Rectified Plan |  |  |  |  | Non-Lead - Other |  |  | Installation date is after the lead ban |  |  |  |  | Non-Lead |  |  |  | Domestic
MTR_014675 | 12910 SE 160TH ST | LOT 76 FAIRLANE WOODS |  |  | Non-Lead - Other | No | 2016-06-22 | 0.75 | Installation date is after the lead ban |  |  |  |  | Non-Lead - Other |  |  | Installation date is after the lead ban |  |  |  |  | Non-Lead |  |  |  | Domestic
MTR_021174 | 18908 133RD PL SE | LOT 15 FOREST ESTATES #6 |  |  | Non-Lead - Other | No | 1986-08-21 | 0 | Installation date is after the lead ban |  |  |  |  | Non-Lead - Other |  |  | Installation date is after the lead ban |  |  |  |  | Non-Lead |  |  |  | Domestic
MTR_017949 | 13357 SE 180TH ST | LOT 7 HOSCHEIT SHORT PLAT |  |  | Non-Lead - Other | No | 2004-11-04 | 0 | Installation date is after the lead ban |  |  |  |  | Non-Lead - Other |  |  | Installation date is after the lead ban |  |  |  |  | Non-Lead |  |  |  | Domestic
MTR_017552 | 18339 121ST PL SE | LOT 3 BENSON TRAILS |  |  | Non-Lead - Other | No | 2010-01-14 | 0 | Installation date is after the lead ban |  |  |  |  | Non-Lead - Other |  |  | Installation date is after the lead ban |  |  |  |  | Non-Lead |  |  |  | Domestic
MTR_017446 | 18205 120TH AVE SE | 9921-010020 |  |  | Galvanized Requiring Replacement | No | 1975-08-05 | 0 | Relative Placement | Yes | Visual inspection at the meter pit | 2024-02-21 |  | Non-Lead Plastic |  |  | Field inspection only with no records | Yes | Visual inspection at the meter pit | 2024-02-21 |  | Galvanized Requiring Replacement |  |  |  | Assumed
MTR_016900 | 17661 152ND PL SE | LOT 62 CANDLEWOOD RIDGE #5 |  |  | Non-Lead - Other | No | 1978-02-01 | 0 | Installation date is after the lead ban |  |  |  |  | Non-Lead - Other |  |  | Installation date is after the lead ban |  |  |  |  | Non-Lead |  |  |  | Domestic
MTR_024430 | 13023 SE 203RD PL | LOT 24 GREYSTONE |  |  | Non-Lead - Other | No | 1995-08-03 | 0 | Installation date is after the lead ban |  |  |  |  | Non-Lead - Other |  |  | Installation date is after the lead ban |  |  |  |  | Non-Lead |  |  |  | Domestic
MTR_020650 | 19119 130TH AVE SE | L4 BLVD. LANE 7 |  |  | Non-Lead - Other | No | 1976-05-24 | 0 | Installation date is after the lead ban |  |  |  |  | Non-Lead - Other |  |  | Installation date is after the lead ban |  |  |  |  | Non-Lead |  |  |  | Domestic
MTR_020813 | 18418 129TH PL SE | L 65 BLVD. LANE 4 |  |  | Non-Lead - Other | No | 1968-06-14 | 0 | Installation date is after the lead ban |  |  |  |  | Non-Lead - Other |  |  | Installation date is after the lead ban |  |  |  |  | Non-Lead |  |  |  | Domestic
MTR_011398 | 16623 & 16621 BENSON RD S | LOT 24 BLOCK 4 AKERS FARMS #5 LESS |  |  | Non-Lead - Other | No | 1999-03-24 | 0 | Rectified Plan |  |  |  |  | Non-Lead - Other |  |  | Statistical analysis |  |  |  |  | Non-Lead |  |  |  | Domestic
MTR_011237 | 16428 113TH AVE SE | S 85 OF N 232 LOT 1 BLOCK 5 AKER S FARMS #6 |  |  | Non-Lead - Other | Unknown |  | 0 | Statistical analysis |  |  |  |  | Non-Lead - Other |  |  | Statistical analysis |  |  |  |  | Non-Lead |  |  |  | Domestic
MTR_011339 | 10725 SE 165TH ST | L4 B2 HILLTOP HEIGHTS |  |  | Non-Lead - Other | No | 2003-03-28 | 0 | Rectified Plan |  |  |  |  | Non-Lead - Other |  |  | Statistical analysis |  |  |  |  | Non-Lead |  |  |  | Domestic
MTR_011278 | 10955 SE 164TH ST | EAST 100 LOT 14 BLOCK 7 AKERS FAR MS #6 |  |  | Non-Lead - Other | Unknown |  | 0 | Statistical analysis |  |  |  |  | Non-Lead - Other |  |  | Statistical analysis |  |  |  |  | Non-Lead |  |  |  | Domestic
MTR_024293 | 21707 96TH PL S | LOT 33 SEC 7-22-5 |  |  | Non-Lead - Other | No |  | 0 | Installation date is after the lead ban |  |  |  |  | Non-Lead - Other |  |  | Installation date is after the lead ban |  |  |  |  | Non-Lead |  |  |  | Domestic
MTR_023275 | 21226 95TH CT S | LOT 9 EVERGREEN HILLS |  |  | Non-Lead - Other | No |  | 0 | Installation date is after the lead ban |  |  |  |  | Non-Lead - Other |  |  | Installation date is after the lead ban |  |  |  |  | Non-Lead |  |  |  | Domestic
MTR_023546 | 11427 SE 214TH ST | LOT 11 ROSEWOOD PLAT |  |  | Non-Lead - Other | No | 2003-04-10 | 0 | Installation date is after the lead ban |  |  |  |  | Non-Lead - Other |  |  | Installation date is after the lead ban |  |  |  |  | Non-Lead |  |  |  | Domestic
MTR_022959 | 12319 SE 198TH ST | L18 VISTA VIEW HGTS #2 |  |  | Non-Lead - Other | No |  | 0 | Installation date is after the lead ban |  |  |  |  | Non-Lead - Other |  |  | Installation date is after the lead ban |  |  |  |  | Non-Lead |  |  |  | Domestic
MTR_024326 | 10300 SE 220TH ST | PNT LOT 12 UNEEDAN ORCHARD TRACTS |  |  | Non-Lead - Other | No |  | 0 | Installation date is after the lead ban |  |  |  |  | Non-Lead - Other |  |  | Installation date is after the lead ban |  |  |  |  | Non-Lead |  |  |  | Assumed
MTR_019322 | 9333 S 200TH ST | TAX LOT 82 SEC 6-22-5 (LOT 1) |  |  | Non-Lead - Other | Unknown |  | 0 | Statistical analysis |  |  |  |  | Non-Lead - Other |  |  | Statistical analysis |  |  |  |  | Non-Lead |  |  |  | Assumed
MTR_023578 | 9741 S 222ND ST | LOT 2 WILLOW WAY |  |  | Non-Lead - Other | No | 1995-07-26 | 0 | Installation date is after the lead ban |  |  |  |  | Non-Lead - Other |  |  | Installation date is after the lead ban |  |  |  |  | Non-Lead |  |  |  | Domestic
MTR_023729 | 10042 SE 219TH PL | LOT 29 KARA CREST |  |  | Non-Lead - Other | No | 2001-08-23 | 0 | Installation date is after the lead ban |  |  |  |  | Non-Lead - Other |  |  | Installation date is after the lead ban |  |  |  |  | Non-Lead |  |  |  | Domestic
MTR_023614 | 9705 S 222ND ST | 880240 0725-09 W 163.54 LOT 38 UNDEEN ORCH TRT |  |  | Non-Lead - Other | Unknown |  | 0 | Statistical analysis |  |  |  |  | Non-Lead - Other |  |  | Statistical analysis |  |  |  |  | Non-Lead |  |  |  | Assumed
MTR_028823 | 11109 SE 218TH ST | LOT 19 B 1 TWIN MAPLES |  |  | Non-Lead - Other | No |  | 0 | Installation date is after the lead ban |  |  |  |  | Non-Lead - Other |  |  | Installation date is after the lead ban |  |  |  |  | Non-Lead |  |  |  | Assumed
MTR_024266 | 11116 SE 214TH ST | LOT 12 EAST BENSON HILLS |  |  | Non-Lead - Other | No |  | 0 | Installation date is after the lead ban |  |  |  |  | Non-Lead - Other |  |  | Installation date is after the lead ban |  |  |  |  | Non-Lead |  |  |  | Assumed
MTR_023437 | 11001 SE 213TH ST | L 14 BENSON HILLS NO 1 |  |  | Non-Lead - Other | No |  | 0 | Installation date is after the lead ban |  |  |  |  | Non-Lead - Other |  |  | Installation date is after the lead ban |  |  |  |  | Non-Lead |  |  |  | Assumed
MTR_025902 | 20323 111TH AVE SE | LOT 6 VILA REAL |  |  | Non-Lead - Other | No | 2007-05-03 | 0 | Installation date is after the lead ban |  |  |  |  | Non-Lead - Other |  |  | Installation date is after the lead ban |  |  |  |  | Non-Lead |  |  |  | Domestic
MTR_022820 | 11923 SE 199TH CT | LOT 10 SPRING HILL |  |  | Non-Lead - Other | No | 1995-07-13 | 0 | Installation date is after the lead ban |  |  |  |  | Non-Lead - Other |  |  | Installation date is after the lead ban |  |  |  |  | Non-Lead |  |  |  | Domestic
MTR_026297 | 20328 120TH AVE SE | LOT 28 WHITNEY GLENN |  |  | Non-Lead - Other | No |  | 0 | Installation date is after the lead ban |  |  |  |  | Non-Lead - Other |  |  | Installation date is after the lead ban |  |  |  |  | Non-Lead |  |  |  | Domestic
MTR_019331 | 9724 S 200TH ST | PTN TRT 6 SPBROOK ACRE T |  |  | Galvanized Requiring Replacement | Unknown |  | 0 | Relative Placement | Yes | Visual inspection at the meter pit | 2024-01-29 |  | Copper |  |  | Field inspection only with no records | Yes | Visual inspection at the meter pit | 2024-01-29 |  | Galvanized Requiring Replacement |  |  |  | Assumed
MTR_028684 | 11403 SE 217TH ST | LOT 11 WESTCREEK MEADOWS |  |  | Non-Lead - Other | No | 1995-09-20 | 0 | Installation date is after the lead ban |  |  |  |  | Non-Lead - Other |  |  | Installation date is after the lead ban |  |  |  |  | Non-Lead |  |  |  | Domestic
MTR_025630 | 21436 130TH AVE SE | LOT 59 HILLSHIRE TERRACE |  |  | Non-Lead - Other | No | 1995-09-19 | 0 | Installation date is after the lead ban |  |  |  |  | Non-Lead - Other |  |  | Installation date is after the lead ban |  |  |  |  | Non-Lead |  |  |  | Domestic
MTR_028450 | 22348 126TH PL SE | LOT 113 SUMMERGLEN 3 |  |  | Non-Lead - Other | No |  | 0 | Installation date is after the lead ban |  |  |  |  | Non-Lead - Other |  |  | Installation date is after the lead ban |  |  |  |  | Non-Lead |  |  |  | Domestic
MTR_028485 | 22212 126TH PL SE | LOT 146 SUMMERGLEN #3 |  |  | Non-Lead - Other | No |  | 5.25 | Installation date is after the lead ban |  |  |  |  | Non-Lead - Other |  |  | Installation date is after the lead ban |  |  |  |  | Non-Lead |  |  |  | Hydrant
MTR_027831 | 22316 117TH AVE SE | LOT12 MEADOWGREEN EST |  |  | Non-Lead - Other | No |  | 0 | Installation date is after the lead ban |  |  |  |  | Non-Lead - Other |  |  | Installation date is after the lead ban |  |  |  |  | Non-Lead |  |  |  | Domestic
MTR_026731 | 22703 125TH AVE SE | LOT 2 MERIDIAN HIGHLANDS |  |  | Non-Lead - Other | No |  | 0 | Installation date is after the lead ban |  |  |  |  | Non-Lead - Other |  |  | Installation date is after the lead ban |  |  |  |  | Non-Lead |  |  |  | Domestic
MTR_030281 | 14635 SE 213TH ST | LOT 8 FIVE FIRS |  |  | Non-Lead - Other | No | 1997-02-06 | 0 | Installation date is after the lead ban |  |  |  |  | Non-Lead - Other |  |  | Installation date is after the lead ban |  |  |  |  | Non-Lead |  |  |  | Domestic
MTR_030282 | 11058 SE 201ST ST | LOT 116 VILLA REAL |  |  | Non-Lead - Other | No |  |  | Installation date is after the lead ban |  |  |  |  | Non-Lead - Other |  |  | Installation date is after the lead ban |  |  |  |  | Non-Lead
MTR_030234 | 11402 SE 171ST ST | LOT 13 GLACIER VIEW TOWNHOMES |  |  | Non-Lead - Other | No |  |  | Installation date is after the lead ban |  |  |  |  | Non-Lead - Other |  |  | Installation date is after the lead ban |  |  |  |  | Non-Lead
MTR_030283 | 20806 144TH AVE SE | LOT 12 MAPLE CREST |  |  | Non-Lead - Plastic | Unknown |  | 0.75 | Converted CAD |  |  |  |  | Non-Lead - Other |  |  | Statistical analysis |  |  |  |  | Non-Lead |  |  |  | Domestic
MTR_030284 | 20921 134TH PL SE | L9 CRYSTAL GLEN |  |  | Non-Lead - Other | No |  | 0 | Installation date is after the lead ban |  |  |  |  | Non-Lead - Other |  |  | Installation date is after the lead ban |  |  |  |  | Non-Lead |  |  |  | Domestic
MTR_028451 | 22347 126TH PL SE | LOT 111 SUMMERGLEN #3 |  |  | Non-Lead - Other | No |  | 0 | Installation date is after the lead ban |  |  |  |  | Non-Lead - Other |  |  | Installation date is after the lead ban |  |  |  |  | Non-Lead |  |  |  | Domestic
MTR_027925 | 22336 122ND AVE SE | LOT 39 MEADOWGREEN EST. |  |  | Non-Lead - Other | No |  | 5.25 | Installation date is after the lead ban |  |  |  |  | Non-Lead - Other |  |  | Installation date is after the lead ban |  |  |  |  | Non-Lead |  |  |  | Hydrant
MTR_023321 | 21311 105TH PL SE | LOT 34 STONEPINE EAST |  |  | Non-Lead - Other | No | 1995-10-18 | 0 | Installation date is after the lead ban |  |  |  |  | Non-Lead - Other |  |  | Installation date is after the lead ban |  |  |  |  | Non-Lead |  |  |  | Irrigation
MTR_023311 | 10513 SE 213TH ST | LOT 48 STONEPINE EAST |  |  | Non-Lead - Other | No |  | 0 | Installation date is after the lead ban |  |  |  |  | Non-Lead - Other |  |  | Installation date is after the lead ban |  |  |  |  | Non-Lead |  |  |  | Assumed
MTR_023126 | 9821 S 213TH PL | L47 WESTVIEW TERR. #3 |  |  | Non-Lead - Other | No | 2008-10-29 | 0 | Rectified Plan |  |  |  |  | Non-Lead - Other |  |  | Statistical analysis |  |  |  |  | Non-Lead |  |  |  | Domestic
MTR_028054 | 12109 SE 223RD DR | LOT 23 MEADOWGREEN EST |  |  | Non-Lead - Other | No |  | 0 | Installation date is after the lead ban |  |  |  |  | Non-Lead - Other |  |  | Installation date is after the lead ban |  |  |  |  | Non-Lead |  |  |  | Domestic
MTR_019048 | 18811 104TH PL SE | LOT 6 COUGAR MEADOWS |  |  | Non-Lead - Other | No | 1989-10-23 | 0 | Installation date is after the lead ban |  |  |  |  | Non-Lead - Other |  |  | Installation date is after the lead ban |  |  |  |  | Non-Lead |  |  |  | Domestic
MTR_028578 | 12607 SE 221ST PL | LOT 71 SUMMERGLEN #2 |  |  | Non-Lead - Other | No |  | 0 | Installation date is after the lead ban |  |  |  |  | Non-Lead - Other |  |  | Installation date is after the lead ban |  |  |  |  | Non-Lead |  |  |  | Domestic
MTR_020337 | 19848 104TH AVE SE | TL 207 W1/2 SEC 5-22-5 |  |  | Non-Lead - Other | Unknown |  | 0 | Statistical analysis |  |  |  |  | Non-Lead - Other |  |  | Statistical analysis |  |  |  |  | Non-Lead |  |  |  | Assumed
MTR_018561 | 20429 95TH AVE S | L1 B1 VALLEY VIEW HTS. 3 |  |  | Non-Lead - Other | No | 2011-03-01 | 0 | Rectified Plan |  |  |  |  | Non-Lead - Other |  |  | Statistical analysis |  |  |  |  | Non-Lead |  |  |  | Domestic
MTR_018621 | 9434 S 204TH PL | LOT 8 CHESTNUT RIDGE #2 |  |  | Non-Lead - Other | No |  | 0 | Installation date is after the lead ban |  |  |  |  | Non-Lead - Other |  |  | Installation date is after the lead ban |  |  |  |  | Non-Lead |  |  |  | Domestic
MTR_018465 | 20125 95TH PL S | LOT 16 BRIARMOUNT |  |  | Non-Lead - Other | No | 1998-08-21 | 0 | Installation date is after the lead ban |  |  |  |  | Non-Lead - Other |  |  | Installation date is after the lead ban |  |  |  |  | Non-Lead |  |  |  | Domestic
MTR_015067 | 15755 119TH PL SE | L22 B 5 CASCADE VISTA 2 |  |  | Non-Lead - Other | No | 2014-04-16 | 1 | Rectified Plan |  |  |  |  | Non-Lead - Other |  |  | Statistical analysis |  |  |  |  | Non-Lead |  |  |  | Domestic
MTR_015062 | 15783 118TH PL SE | L20 BLK6 CASCADE VISTA#2 |  |  | Non-Lead - Other | No | 2014-04-16 | 1 | Rectified Plan |  |  |  |  | Non-Lead - Other |  |  | Statistical analysis |  |  |  |  | Non-Lead |  |  |  | Domestic
MTR_029240 | 11244 SE 224TH PL | LOT 3 WILLIAMSBERG ESTATES |  |  | Non-Lead - Other | No | 2000-10-04 | 0 | Installation date is after the lead ban |  |  |  |  | Non-Lead - Other |  |  | Installation date is after the lead ban |  |  |  |  | Non-Lead |  |  |  | Domestic
MTR_029555 | 11502 SE 226TH PL | LOT 54 KENTON FIRS |  |  | Non-Lead - Other | Unknown |  | 0 | Statistical analysis |  |  |  |  | Non-Lead - Other |  |  | Statistical analysis |  |  |  |  | Non-Lead |  |  |  | Domestic
MTR_028561 | 22024 126TH CT SE | LOT 85 SUMMERGLEN #2 |  |  | Non-Lead - Other | No |  | 0 | Installation date is after the lead ban |  |  |  |  | Non-Lead - Other |  |  | Installation date is after the lead ban |  |  |  |  | Non-Lead |  |  |  | Domestic
MTR_028551 | 22017 126TH CT SE | LOT 93 SUMMERGLEN #2 |  |  | Non-Lead - Other | No |  | 0 | Installation date is after the lead ban |  |  |  |  | Non-Lead - Other |  |  | Installation date is after the lead ban |  |  |  |  | Non-Lead |  |  |  | Domestic
MTR_028264 | 22028 128TH PL SE | LOT 36 SUMMERGLEN EAST (STRATHMORE) |  |  | Non-Lead - Other | No | 1995-08-28 | 0 | Installation date is after the lead ban |  |  |  |  | Non-Lead - Other |  |  | Installation date is after the lead ban |  |  |  |  | Non-Lead |  |  |  | Domestic
MTR_000823 | 21429 108TH AVE SE | TAX LOT 217 8-22-5 |  |  | Non-Lead - Other | Unknown |  | 0 | Statistical analysis |  |  |  |  | Non-Lead - Other |  |  | Statistical analysis |  |  |  |  | Non-Lead |  |  |  | Assumed
MTR_025039 | 11913 SE 212TH PL | LOT 12 EL DORADO HILLS 1 |  |  | Non-Lead - Other | No | 1981-02-01 | 0 | Installation date is after the lead ban |  |  |  |  | Non-Lead - Other |  |  | Installation date is after the lead ban |  |  |  |  | Non-Lead |  |  |  | Domestic
MTR_025023 | 21122 119TH PL SE | LOT 34 EL DORADO #1 |  |  | Non-Lead - Other | No | 1981-02-01 | 0 | Installation date is after the lead ban |  |  |  |  | Non-Lead - Other |  |  | Installation date is after the lead ban |  |  |  |  | Non-Lead |  |  |  | Domestic
MTR_025033 | 11928 SE 212TH PL | LOT 19 EL DORADO HILLS 1 |  |  | Non-Lead - Other | No | 1981-02-01 | 0 | Installation date is after the lead ban |  |  |  |  | Non-Lead - Other |  |  | Installation date is after the lead ban |  |  |  |  | Non-Lead |  |  |  | Domestic
MTR_029064 | 22115 113TH CT SE | LOT 5 PEDERSON PLACE 2 (VICTORIA PL ACE) |  |  | Non-Lead - Other | No |  | 0 | Installation date is after the lead ban |  |  |  |  | Non-Lead - Other |  |  | Installation date is after the lead ban |  |  |  |  | Non-Lead |  |  |  | Domestic
MTR_024959 | 11620 SE 210TH PL | LOT 37 VILLA ESTATES |  |  | Non-Lead - Plastic | No | 1977-08-01 | 1 | Rectified Plan | No |  |  |  | Non-Lead - Other |  |  | Installation date is after the lead ban |  |  |  |  | Non-Lead |  |  |  | Domestic
MTR_028901 | 11106 SE 219TH PL | LOT 32 FALCON CREST |  |  | Non-Lead - Other | No |  | 0 | Installation date is after the lead ban |  |  |  |  | Non-Lead - Other |  |  | Installation date is after the lead ban |  |  |  |  | Non-Lead |  |  |  | Domestic
MTR_028925 | 11507 SE 221ST PL | LOT 15 PEDERSON PLACE |  |  | Non-Lead - Other | No |  | 0 | Installation date is after the lead ban |  |  |  |  | Non-Lead - Other |  |  | Installation date is after the lead ban |  |  |  |  | Non-Lead |  |  |  | Domestic
MTR_029691 | 22604 115TH PL SE | LOT 60 KENTON FIRS |  |  | Non-Lead - Other | Unknown |  | 0 | Statistical analysis |  |  |  |  | Non-Lead - Other |  |  | Statistical analysis |  |  |  |  | Non-Lead |  |  |  | Domestic
MTR_029569 | 22523 113TH PL SE | LOT 83 KENTON FIRS |  |  | Non-Lead - Other | Unknown |  | 0 | Statistical analysis |  |  |  |  | Non-Lead - Other |  |  | Statistical analysis |  |  |  |  | Non-Lead |  |  |  | Domestic
MTR_029550 | 11029 SE 227TH PL | L17 CLARKS GLEN |  |  | Non-Lead - Other | Unknown |  | 0 | Statistical analysis |  |  |  |  | Non-Lead - Other |  |  | Statistical analysis |  |  |  |  | Non-Lead |  |  |  | Domestic
MTR_029657 | 22611 115TH AVE SE | LOT 100 KENTON FIRS |  |  | Galvanized Requiring Replacement | Unknown |  | 0 | Converted CAD | Yes | Visual inspection at the meter pit | 2024-02-05 |  | Non-Lead Plastic |  |  | Field inspection only with no records | Yes | Visual inspection at the meter pit | 2024-02-05 |  | Galvanized Requiring Replacement |  |  |  | Domestic
MTR_029739 | 10917 SE 227TH PL | L 10 CLARKS GLEN |  |  | Non-Lead - Other | Unknown |  | 0 | Statistical analysis |  |  |  |  | Non-Lead - Other |  |  | Statistical analysis |  |  |  |  | Non-Lead |  |  |  | Domestic
MTR_029247 | 11231 SE 224TH PL | LOT 24 WILLIAMSBERG ESTATES |  |  | Non-Lead - Other | No | 2000-10-04 | 0 | Installation date is after the lead ban |  |  |  |  | Non-Lead - Other |  |  | Installation date is after the lead ban |  |  |  |  | Non-Lead |  |  |  | Domestic
MTR_029714 | 22619 113TH PL SE | L129 KENTON FIRS |  |  | Non-Lead - Other | Unknown |  | 0 | Statistical analysis |  |  |  |  | Non-Lead - Other |  |  | Statistical analysis |  |  |  |  | Non-Lead |  |  |  | Domestic
MTR_029681 | 22606 114TH AVE SE | L115 KENTON FIRS |  |  | Non-Lead - Other | Unknown |  | 0 | Statistical analysis |  |  |  |  | Non-Lead - Other |  |  | Statistical analysis |  |  |  |  | Non-Lead |  |  |  | Domestic
MTR_029576 | 10830 SE 226TH ST | LOT13 KENTON FIRS #2 |  |  | Non-Lead - Other | Unknown |  | 0 | Statistical analysis |  |  |  |  | Non-Lead - Other |  |  | Statistical analysis |  |  |  |  | Non-Lead |  |  |  | Domestic
MTR_029560 | 10802 SE 226TH ST | LOT 20 KENTON FIRS #2 |  |  | Non-Lead - Other | Unknown |  | 0 | Statistical analysis |  |  |  |  | Non-Lead - Other |  |  | Statistical analysis |  |  |  |  | Non-Lead |  |  |  | Domestic
MTR_011311 | 16514 108TH AVE SE | N 69.32 FT LOT 5 BLOCK 9 AKERS FAR MS #6 |  |  | Non-Lead - Other | Unknown |  | 0.75 | Statistical analysis |  |  |  |  | Non-Lead - Other |  |  | Statistical analysis |  |  |  |  | Non-Lead |  |  |  | Assumed
MTR_009513 | 11735 SE 167TH ST | L 11 CASCADE HILLS 5 |  |  | Non-Lead - Other | No | 2019-08-05 | 0.75 | Rectified Plan |  |  |  |  | Non-Lead - Other |  |  | Statistical analysis |  |  |  |  | Non-Lead |  |  |  | Assumed
MTR_021128 | 13621 SE 186TH PL | LOT 76 CEDARWOOD ESTATES (WINDHAM R IDGE) |  |  | Non-Lead - Other | No | 1989-09-20 | 0 | Installation date is after the lead ban |  |  |  |  | Non-Lead - Other |  |  | Installation date is after the lead ban |  |  |  |  | Non-Lead |  |  |  | Domestic
MTR_017962 | 13414 SE 181ST ST | LOT 24 BALLARD SHORT PLAT |  |  | Non-Lead - Other | No | 2012-03-06 | 0 | Installation date is after the lead ban |  |  |  |  | Non-Lead - Other |  |  | Installation date is after the lead ban |  |  |  |  | Non-Lead |  |  |  | Domestic
MTR_027723 | 11606 SE 219TH PL | LOT 76 CROWN ROYAL |  |  | Non-Lead - Other | No |  | 0 | Installation date is after the lead ban |  |  |  |  | Non-Lead - Other |  |  | Installation date is after the lead ban |  |  |  |  | Non-Lead |  |  |  | Assumed
MTR_016985 | 15421 SE 177TH PL | LOT 34 CANDLEWOOD RIDGE #4 |  |  | Non-Lead - Other | No | 1977-07-01 | 0 | Installation date is after the lead ban |  |  |  |  | Non-Lead - Other |  |  | Installation date is after the lead ban |  |  |  |  | Non-Lead |  |  |  | Domestic
MTR_028520 | 22209 123RD PL SE | LOT 29 SUMMERGLEN #1 |  |  | Non-Lead - Other | No |  | 5.25 | Installation date is after the lead ban |  |  |  |  | Non-Lead - Other |  |  | Installation date is after the lead ban |  |  |  |  | Non-Lead |  |  |  | Hydrant
MTR_028055 | 22225 122ND AVE SE | L68 MEADOWGREEN EST |  |  | Non-Lead - Other | No |  | 0 | Installation date is after the lead ban |  |  |  |  | Non-Lead - Other |  |  | Installation date is after the lead ban |  |  |  |  | Non-Lead |  |  |  | Domestic
MTR_028039 | 22011 117TH AVE SE | L23 MEADOW GLEN 1 |  |  | Non-Lead - Other | No |  | 0 | Installation date is after the lead ban |  |  |  |  | Non-Lead - Other |  |  | Installation date is after the lead ban |  |  |  |  | Non-Lead |  |  |  | Domestic
MTR_027613 | 12319 SE 216TH ST | LOT 9 GLEN MAR |  |  | Non-Lead - Plastic | No | 1975-04-29 | 1 | Rectified Plan | No |  |  |  | Non-Lead - Other |  |  | Installation date is after the lead ban |  |  |  |  | Non-Lead |  |  |  | Domestic
MTR_028096 | 11922 SE 219TH PL | LOT 60 CROWN ROYAL |  |  | Non-Lead - Other | No |  | 0 | Installation date is after the lead ban |  |  |  |  | Non-Lead - Other |  |  | Installation date is after the lead ban |  |  |  |  | Non-Lead |  |  |  | Assumed
MTR_027570 | 12201 SE 218TH CT | LOT 47 GLEN MAR |  |  | Non-Lead - Plastic | No | 1975-04-29 | 1 | Rectified Plan | No |  |  |  | Non-Lead - Other |  |  | Installation date is after the lead ban |  |  |  |  | Non-Lead |  |  |  | Domestic
MTR_028378 | 21632 127TH PL SE | LOT 68 PARKWAY ESTATES |  |  | Non-Lead - Other | No | 1978-07-26 | 0 | Installation date is after the lead ban |  |  |  |  | Non-Lead - Other |  |  | Installation date is after the lead ban |  |  |  |  | Non-Lead |  |  |  | Domestic
MTR_027662 | 21615 119TH CT SE | LOT 29 CROWN ROYAL II |  |  | Non-Lead - Other | No |  | 0 | Installation date is after the lead ban |  |  |  |  | Non-Lead - Other |  |  | Installation date is after the lead ban |  |  |  |  | Non-Lead |  |  |  | Assumed
MTR_027671 | 21620 119TH CT SE | LOT 26 CROWN ROYAL 2 |  |  | Non-Lead - Other | No |  | 0 | Installation date is after the lead ban |  |  |  |  | Non-Lead - Other |  |  | Installation date is after the lead ban |  |  |  |  | Non-Lead |  |  |  | Assumed
MTR_027920 | 21934 120TH AVE SE | LOT 13 CROWN ROYAL |  |  | Non-Lead - Other | No |  | 0 | Installation date is after the lead ban |  |  |  |  | Non-Lead - Other |  |  | Installation date is after the lead ban |  |  |  |  | Non-Lead |  |  |  | Assumed
MTR_027965 | 12015 SE 221ST ST | LOT 3 GLENCARIN SOUTH |  |  | Non-Lead - Other | No |  | 0 | Installation date is after the lead ban |  |  |  |  | Non-Lead - Other |  |  | Installation date is after the lead ban |  |  |  |  | Non-Lead |  |  |  | Domestic
MTR_027936 | 11720 SE 223RD DR | L132 MEADOWGREEN ESTATES |  |  | Non-Lead - Other | No |  | 0 | Installation date is after the lead ban |  |  |  |  | Non-Lead - Other |  |  | Installation date is after the lead ban |  |  |  |  | Non-Lead |  |  |  | Domestic
MTR_027967 | 11853 SE 221ST ST | LOT 11 MEADOW GLEN #2 |  |  | Non-Lead - Other | No |  | 0 | Installation date is after the lead ban |  |  |  |  | Non-Lead - Other |  |  | Installation date is after the lead ban |  |  |  |  | Non-Lead |  |  |  | Domestic
MTR_017120 | 10910 SE 183RD PL | LOT 33 MAPLE GLEN |  |  | Non-Lead - Other | No | 1977-03-18 | 0 | Installation date is after the lead ban |  |  |  |  | Non-Lead - Other |  |  | Installation date is after the lead ban |  |  |  |  | Non-Lead |  |  |  | Domestic
MTR_015065 | 15778 118TH PL SE | L8 BLK5 CASCADE VISTA#2 |  |  | Non-Lead - Other | No | 2014-04-16 | 1 | Rectified Plan |  |  |  |  | Non-Lead - Other |  |  | Statistical analysis |  |  |  |  | Non-Lead |  |  |  | Domestic
MTR_015334 | 17234 130TH AVE SE | L7 RENTON PARK #4 |  |  | Non-Lead - Other | No |  | 0 | Installation date is after the lead ban |  |  |  |  | Non-Lead - Other |  |  | Installation date is after the lead ban |  |  |  |  | Non-Lead |  |  |  | Domestic
MTR_020773 | 13021 SE 188TH PL | L 35 BLVD. LANE 6 |  |  | Non-Lead - Other | No | 1969-05-01 | 0 | Installation date is after the lead ban |  |  |  |  | Non-Lead - Other |  |  | Installation date is after the lead ban |  |  |  |  | Non-Lead |  |  |  | Domestic
MTR_014252 | 10845 SE 170TH ST | TL 113 SEC 29-23-5 |  |  | Non-Lead - Other | No | 1995-08-21 | 1 | Rectified Plan | No |  |  |  | Non-Lead - Other |  |  | Statistical analysis |  |  |  |  | Non-Lead |  |  |  | Domestic
MTR_020699 | 18829 131ST AVE SE | L 41 BLVD. LANE 7 |  |  | Non-Lead - Other | No | 1976-05-24 | 0 | Installation date is after the lead ban |  |  |  |  | Non-Lead - Other |  |  | Installation date is after the lead ban |  |  |  |  | Non-Lead |  |  |  | Domestic
MTR_020772 | 13029 SE 188TH PL | L 36 BLVD. LANE 6 |  |  | Non-Lead - Other | No | 1969-05-01 | 0 | Installation date is after the lead ban |  |  |  |  | Non-Lead - Other |  |  | Installation date is after the lead ban |  |  |  |  | Non-Lead |  |  |  | Domestic
MTR_014345 | 17143 114TH AVE SE | LOT 10 GLACIER VIEW TOWNHOMES BLDG 1B |  |  | Non-Lead - Other | No | 2005-10-28 | 1 | Installation date is after the lead ban |  |  |  |  | Non-Lead - Other |  |  | Installation date is after the lead ban |  |  |  |  | Non-Lead |  |  |  | Domestic
MTR_020769 | 13037 SE 188TH PL | L 37 BLVD. LANE 6 |  |  | Non-Lead - Other | No | 1969-05-01 | 0 | Installation date is after the lead ban |  |  |  |  | Non-Lead - Other |  |  | Installation date is after the lead ban |  |  |  |  | Non-Lead |  |  |  | Domestic
MTR_029007 | 22122 109TH PL SE | LOT30 BENSON MEADOWS #2 |  |  | Non-Lead - Other | No |  | 0 | Installation date is after the lead ban |  |  |  |  | Non-Lead - Other |  |  | Installation date is after the lead ban |  |  |  |  | Non-Lead |  |  |  | Domestic
MTR_021869 | 13308 SE 193RD ST | LOT 34 FOREST TRAILS 3 |  |  | Non-Lead - Other | No |  | 0 | Converted CAD | No |  |  |  | Non-Lead - Other |  |  | Installation date is after the lead ban |  |  |  |  | Non-Lead |  |  |  | Domestic
MTR_029009 | 22106 109TH PL SE | LOT 34 BENSON MEADOWS #2 |  |  | Non-Lead - Other | No |  | 0 | Installation date is after the lead ban |  |  |  |  | Non-Lead - Other |  |  | Installation date is after the lead ban |  |  |  |  | Non-Lead |  |  |  | Domestic
MTR_021891 | 19427 134TH AVE SE | LOT 22 FOREST TRAILS 4 |  |  | Non-Lead - Other | No |  | 0 | Rectified Plan | No |  |  |  | Non-Lead - Other |  |  | Installation date is after the lead ban |  |  |  |  | Non-Lead |  |  |  | Domestic
MTR_014374 | 11424 SE 171ST PL | LOT 35 GLACIER VIEW TOWNHOMES |  |  | Non-Lead - Other | No | 2005-10-28 | 1 | Installation date is after the lead ban |  |  |  |  | Non-Lead - Other |  |  | Installation date is after the lead ban |  |  |  |  | Non-Lead |  |  |  | Domestic
MTR_021856 | 19424 134TH AVE SE | LOT 43 FOREST TRAILS #4 |  |  | Non-Lead - Other | No |  | 0 | Rectified Plan | No |  |  |  | Non-Lead - Other |  |  | Installation date is after the lead ban |  |  |  |  | Non-Lead |  |  |  | Domestic
MTR_027656 | 21641 117TH PL SE | LOT 12 CROWN ROYAL II |  |  | Non-Lead - Other | No |  | 0 | Installation date is after the lead ban |  |  |  |  | Non-Lead - Other |  |  | Installation date is after the lead ban |  |  |  |  | Non-Lead |  |  |  | Assumed
MTR_028972 | 22105 109TH PL SE | LOT 37 BENSON MEADOWS #2 |  |  | Non-Lead - Other | No |  | 0 | Installation date is after the lead ban |  |  |  |  | Non-Lead - Other |  |  | Installation date is after the lead ban |  |  |  |  | Non-Lead |  |  |  | Assumed
MTR_018195 | 14140 SE 182ND ST | LOT 77 FAIRWOOD FIRS |  |  | Non-Lead - Other | No | 1986-05-01 | 0 | Installation date is after the lead ban |  |  |  |  | Non-Lead - Other |  |  | Installation date is after the lead ban |  |  |  |  | Non-Lead |  |  |  | Domestic
MTR_027629 | 11670 SE 217TH PL | LOT 5 ROYAL CREST ESTATES |  |  | Non-Lead - Copper | No | 2005-12-20 | 0 | Rectified Plan | No |  |  |  | Non-Lead - Other |  |  | Installation date is after the lead ban |  |  |  |  | Non-Lead |  |  |  | Domestic
MTR_028973 | 22133 109TH PL SE | LOT 40 BENSON MEADOWS #2 |  |  | Non-Lead - Other | No |  | 0 | Installation date is after the lead ban |  |  |  |  | Non-Lead - Other |  |  | Installation date is after the lead ban |  |  |  |  | Non-Lead |  |  |  | Domestic
MTR_014662 | 15817 130TH PL SE | LOT 19 FAIRLANE WOODS |  |  | Non-Lead - Other | No | 1978-09-22 | 0 | Installation date is after the lead ban |  |  |  |  | Non-Lead - Other |  |  | Installation date is after the lead ban |  |  |  |  | Non-Lead |  |  |  | Domestic
MTR_028636 | 12414 SE 218TH CT | LOT 23 PARKWAY ESTATES |  |  | Non-Lead - Other | No | 1978-07-26 | 0 | Installation date is after the lead ban |  |  |  |  | Non-Lead - Other |  |  | Installation date is after the lead ban |  |  |  |  | Non-Lead |  |  |  | Domestic
MTR_028968 | 10915 SE 222ND ST | LOT 9 BENSON MEADOWS #3 |  |  | Non-Lead - Other | No |  | 0 | Installation date is after the lead ban |  |  |  |  | Non-Lead - Other |  |  | Installation date is after the lead ban |  |  |  |  | Non-Lead |  |  |  | Domestic
MTR_014714 | 12949 SE 157TH PL | LOT 31 FAIRLANE WOODS |  |  | Non-Lead - Other | No | 1978-09-22 | 0 | Installation date is after the lead ban |  |  |  |  | Non-Lead - Other |  |  | Installation date is after the lead ban |  |  |  |  | Non-Lead |  |  |  | Domestic
MTR_028383 | 21743 125TH PL SE | LOT 50 PARKWAY ESTATES |  |  | Non-Lead - Other | No | 1978-07-26 | 0 | Installation date is after the lead ban |  |  |  |  | Non-Lead - Other |  |  | Installation date is after the lead ban |  |  |  |  | Non-Lead |  |  |  | Domestic
MTR_028969 | 10909 SE 222ND ST | LOT 8 BENSON MEADOWS#3 |  |  | Non-Lead - Other | No |  | 0 | Installation date is after the lead ban |  |  |  |  | Non-Lead - Other |  |  | Installation date is after the lead ban |  |  |  |  | Non-Lead |  |  |  | Domestic
MTR_014661 | 15811 130TH PL SE | LOT 18 FAIRLANE WOODS |  |  | Non-Lead - Other | No | 1978-09-22 | 0 | Installation date is after the lead ban |  |  |  |  | Non-Lead - Other |  |  | Installation date is after the lead ban |  |  |  |  | Non-Lead |  |  |  | Domestic
MTR_027842 | 11929 SE 222ND PL | LOT 107 MEADOWGREEN EST. |  |  | Non-Lead - Other | No |  | 0 | Installation date is after the lead ban |  |  |  |  | Non-Lead - Other |  |  | Installation date is after the lead ban |  |  |  |  | Non-Lead |  |  |  | Domestic
MTR_015829 | 14534 SE 188TH WAY | LOT 31 BOLLMAN PLAT |  |  | Non-Lead - Other | No | 2003-03-05 | 0 | Installation date is after the lead ban |  |  |  |  | Non-Lead - Other |  |  | Installation date is after the lead ban |  |  |  |  | Non-Lead |  |  |  | Domestic
MTR_017381 | 12231 SE 178TH ST | LOT 5 HIDDEN CEDARS II |  |  | Non-Lead - Other | No | 1995-08-30 | 0 | Installation date is after the lead ban |  |  |  |  | Non-Lead - Other |  |  | Installation date is after the lead ban |  |  |  |  | Non-Lead |  |  |  | Domestic
MTR_022071 | 18943 117TH LN SE | LOT 14 JESSIE GLEN |  |  | Non-Lead - Other | No | 2007-07-19 | 0 | Rectified Plan | No |  |  |  | Non-Lead - Other |  |  | Installation date is after the lead ban |  |  |  |  | Non-Lead |  |  |  | Domestic
MTR_017360 | 17834 122ND CT SE | LOT 9 HIDDEN CEDARS II |  |  | Non-Lead - Other | No | 1995-08-30 | 0 | Installation date is after the lead ban |  |  |  |  | Non-Lead - Other |  |  | Installation date is after the lead ban |  |  |  |  | Non-Lead |  |  |  | Domestic
MTR_028626 | 12412 SE 218TH PL | LT. 30 PARKWAY EST. |  |  | Non-Lead - Other | No | 1978-07-26 | 0 | Installation date is after the lead ban |  |  |  |  | Non-Lead - Other |  |  | Installation date is after the lead ban |  |  |  |  | Non-Lead |  |  |  | Domestic
MTR_017811 | 18134 116TH AVE SE | LOT 4 BLOCK 1 NORTHWEST GARDEN TRAC TS #2 |  |  | Non-Lead - Other | Unknown |  | 0 | Statistical analysis |  |  |  |  | Non-Lead - Other |  |  | Statistical analysis |  |  |  |  | Non-Lead |  |  |  | Assumed
MTR_015553 | 17529 128TH AVE SE | LOT 31 EMERALD VISTA |  |  | Non-Lead - Other | No | 2001-03-01 | 0 | Installation date is after the lead ban |  |  |  |  | Non-Lead - Other |  |  | Installation date is after the lead ban |  |  |  |  | Non-Lead |  |  |  | Domestic
MTR_024474 | 13009 SE 206TH PL | L40 GREENACRES EAST |  |  | Non-Lead - Other | No |  | 0 | Installation date is after the lead ban |  |  |  |  | Non-Lead - Other |  |  | Installation date is after the lead ban |  |  |  |  | Non-Lead |  |  |  | Domestic
MTR_028736 | 11326 SE 219TH PL | LOT 8 MONTERA |  |  | Non-Lead - Other | No | 1995-09-05 | 0 | Installation date is after the lead ban |  |  |  |  | Non-Lead - Other |  |  | Installation date is after the lead ban |  |  |  |  | Non-Lead |  |  |  | Domestic
MTR_027984 | 11831 SE 218TH PL | LOT 17 CROWN TERRACE |  |  | Non-Lead - Other | No |  | 0 | Installation date is after the lead ban |  |  |  |  | Non-Lead - Other |  |  | Installation date is after the lead ban |  |  |  |  | Non-Lead |  |  |  | Domestic
MTR_024456 | 20605 130TH AVE SE | L22 GREENACRES EAST |  |  | Non-Lead - Other | No |  | 0 | Installation date is after the lead ban |  |  |  |  | Non-Lead - Other |  |  | Installation date is after the lead ban |  |  |  |  | Non-Lead |  |  |  | Domestic
MTR_028711 | 11428 SE 219TH PL | LOT 5 MONTERA |  |  | Non-Lead - Other | No | 1995-09-05 | 0 | Installation date is after the lead ban |  |  |  |  | Non-Lead - Other |  |  | Installation date is after the lead ban |  |  |  |  | Non-Lead |  |  |  | Domestic
MTR_000817 | 13404 SE 180TH ST | 9923-001150 |  |  | Non-Lead - Other | No |  | 0 | Installation date is after the lead ban |  |  |  |  | Non-Lead - Other |  |  | Installation date is after the lead ban |  |  |  |  | Non-Lead |  |  |  | Assumed
MTR_016806 | 15008 SE 184TH ST | LOT 22 CARRIAGEWOOD #5 |  |  | Non-Lead - Other | No | 1983-07-01 | 0 | Installation date is after the lead ban |  |  |  |  | Non-Lead - Other |  |  | Installation date is after the lead ban |  |  |  |  | Non-Lead |  |  |  | Domestic
MTR_028716 | 11416 SE 219TH PL | LOT 6 MONTERA |  |  | Non-Lead - Other | No | 1995-09-05 | 0 | Installation date is after the lead ban |  |  |  |  | Non-Lead - Other |  |  | Installation date is after the lead ban |  |  |  |  | Non-Lead |  |  |  | Domestic
MTR_017950 | 13341 SE 180TH ST | LOT 8 HOSCHEIT SHORT PLAT |  |  | Non-Lead - Other | No | 2004-11-04 | 0 | Installation date is after the lead ban |  |  |  |  | Non-Lead - Other |  |  | Installation date is after the lead ban |  |  |  |  | Non-Lead |  |  |  | Domestic
MTR_024478 | 13035 SE 206TH PL | L44 GREENACRES EAST |  |  | Non-Lead - Other | No |  | 0 | Installation date is after the lead ban |  |  |  |  | Non-Lead - Other |  |  | Installation date is after the lead ban |  |  |  |  | Non-Lead |  |  |  | Domestic
MTR_001624 | 16130 120TH AVE SE | L 12 B 3 CASCADE HILLS 2 |  |  | Non-Lead - Other | No | 2006-08-31 | 1 | Rectified Plan |  |  |  |  | Non-Lead - Other |  |  | Statistical analysis |  |  |  |  | Non-Lead |  |  |  | Domestic
MTR_029215 | 11621 SE 230TH PL | LOT 3 HUNTERS GROVE |  |  | Non-Lead - Other | No | 1997-08-22 | 0 | Installation date is after the lead ban |  |  |  |  | Non-Lead - Other |  |  | Installation date is after the lead ban |  |  |  |  | Non-Lead |  |  |  | Domestic
MTR_021418 | 19525 143RD PL SE | LOT 43 RUDDELLS 3RD ADD |  |  | Non-Lead - Other | No |  | 0 | Installation date is after the lead ban |  |  |  |  | Non-Lead - Other |  |  | Installation date is after the lead ban |  |  |  |  | Non-Lead |  |  |  | Domestic
MTR_018189 | 14035 SE 181ST ST | LOT 4 FAIRWOOD FIRS |  |  | Non-Lead - Other | No | 1986-05-01 | 0 | Installation date is after the lead ban |  |  |  |  | Non-Lead - Other |  |  | Installation date is after the lead ban |  |  |  |  | Non-Lead |  |  |  | Domestic
MTR_017953 | 13337 SE 180TH ST | LOT 5 HOSCHEIT SHORT PLAT |  |  | Non-Lead - Other | No | 2004-11-04 | 0 | Installation date is after the lead ban |  |  |  |  | Non-Lead - Other |  |  | Installation date is after the lead ban |  |  |  |  | Non-Lead |  |  |  | Domestic
MTR_030285 | 14707 SE 214TH ST | 102205 9066 LOT 1 S91S0140 |  |  | Non-Lead - Other | No |  | 0 | Installation date is after the lead ban |  |  |  |  | Non-Lead - Other |  |  | Installation date is after the lead ban |  |  |  |  | Non-Lead |  |  |  | Assumed
MTR_016309 | 15512 SE 176TH PL | L25 CANDLEWOOD RIDGE #2 |  |  | Non-Lead - Other | No | 1976-05-06 | 0 | Installation date is after the lead ban |  |  |  |  | Non-Lead - Other |  |  | Installation date is after the lead ban |  |  |  |  | Non-Lead |  |  |  | Domestic
MTR_016789 | 14918 SE 184TH ST | LOT 51 CARRIAGEWOOD #5 |  |  | Non-Lead - Other | No | 1983-07-01 | 0 | Installation date is after the lead ban |  |  |  |  | Non-Lead - Other |  |  | Installation date is after the lead ban |  |  |  |  | Non-Lead |  |  |  | Domestic
MTR_030286 | 20931 135TH PL SE | L16 CRYSTAL GLEN |  |  | Non-Lead - Other | No |  | 0 | Installation date is after the lead ban |  |  |  |  | Non-Lead - Other |  |  | Installation date is after the lead ban |  |  |  |  | Non-Lead |  |  |  | Domestic
MTR_018477 | 20625 96TH AVE S | LOT 1 D.S. SHORT PLAT |  |  | Non-Lead - Other | Unknown |  | 0 | Statistical analysis |  |  |  |  | Non-Lead - Other |  |  | Statistical analysis |  |  |  |  | Non-Lead |  |  |  | Domestic
MTR_016692 | 18208 150TH AVE SE | LOT 27 CARRIAGEWOOD #3 |  |  | Non-Lead - Other | No | 1983-04-01 | 0 | Installation date is after the lead ban |  |  |  |  | Non-Lead - Other |  |  | Installation date is after the lead ban |  |  |  |  | Non-Lead |  |  |  | Domestic
MTR_030287 | 20838 144TH AVE SE | LOT 10 MAPLE CREST |  |  | Non-Lead - Plastic | No |  | 1 | Converted CAD |  |  |  |  | Non-Lead - Other |  |  | Installation date is after the lead ban |  |  |  |  | Non-Lead |  |  |  | Domestic
MTR_030140 | 15804 124TH AVE SE | L1 B6 CASCADE VILLAGE 2 |  |  | Non-Lead - Other | No | 2016-06-22 | 0.75 | Rectified Plan |  |  |  |  | Non-Lead - Other |  |  | Statistical analysis |  |  |  |  | Non-Lead |  |  |  | Domestic
MTR_021141 | 13614 SE 186TH PL | LOT 12 CEDARWOOD ESTATES |  |  | Non-Lead - Other | No | 1989-09-20 | 0 | Installation date is after the lead ban |  |  |  |  | Non-Lead - Other |  |  | Installation date is after the lead ban |  |  |  |  | Non-Lead |  |  |  | Domestic
MTR_030288 | 13215 SE 212TH PL | LOT 1 SHORT PLAT #578190 |  |  | Non-Lead - Other | Unknown |  | 0 | Statistical analysis |  |  |  |  | Non-Lead - Other |  |  | Statistical analysis |  |  |  |  | Non-Lead |  |  |  | Assumed
MTR_021142 | 13608 SE 186TH PL | LOT 13 CEDARWOOD ESTATES |  |  | Non-Lead - Other | No | 1989-09-20 | 0 | Installation date is after the lead ban |  |  |  |  | Non-Lead - Other |  |  | Installation date is after the lead ban |  |  |  |  | Non-Lead |  |  |  | Domestic
MTR_027835 | 11722 SE 222ND CT | LOT 124 MEADOWGREEN EST. |  |  | Non-Lead - Other | No |  | 0 | Installation date is after the lead ban |  |  |  |  | Non-Lead - Other |  |  | Installation date is after the lead ban |  |  |  |  | Non-Lead |  |  |  | Domestic
MTR_021138 | 13710 SE 186TH PL | LOT 9 CEDARWOOD ESTATES |  |  | Non-Lead - Other | No | 1989-09-20 | 0 | Installation date is after the lead ban |  |  |  |  | Non-Lead - Other |  |  | Installation date is after the lead ban |  |  |  |  | Non-Lead |  |  |  | Domestic
MTR_011786 | 13063 SE 161ST ST | L28 FAIRWOOD DIV. #9 |  |  | Non-Lead - Other | No |  | 1 | Installation date is after the lead ban |  |  |  |  | Non-Lead - Other |  |  | Installation date is after the lead ban |  |  |  |  | Non-Lead |  |  |  | Domestic
MTR_027837 | 11716 SE 222ND CT | LOT125 MEADOWGREEN EST. |  |  | Non-Lead - Other | No |  | 0 | Installation date is after the lead ban |  |  |  |  | Non-Lead - Other |  |  | Installation date is after the lead ban |  |  |  |  | Non-Lead |  |  |  | Domestic
MTR_021140 | 13620 SE 186TH PL | LOT 11 CEDARWOOD ESTATES |  |  | Non-Lead - Other | No | 1989-09-20 | 0 | Installation date is after the lead ban |  |  |  |  | Non-Lead - Other |  |  | Installation date is after the lead ban |  |  |  |  | Non-Lead |  |  |  | Domestic
MTR_021308 | 19443 144TH PL SE | L20 FAIRWOOD GLEN |  |  | Non-Lead - Other | No |  | 0 | Installation date is after the lead ban |  |  |  |  | Non-Lead - Other |  |  | Installation date is after the lead ban |  |  |  |  | Non-Lead |  |  |  | Domestic
MTR_014280 | 10975 SE 169TH PL | LOT 16 THRESHOLD I |  |  | Non-Lead - Other | No | 1995-08-21 | 1 | Rectified Plan | No |  |  |  | Non-Lead - Other |  |  | Installation date is after the lead ban |  |  |  |  | Non-Lead |  |  |  | Domestic
MTR_021137 | 13716 SE 186TH PL | LOT 8 CEDARWOOD ESTATES |  |  | Non-Lead - Other | No | 1989-09-20 | 0 | Installation date is after the lead ban |  |  |  |  | Non-Lead - Other |  |  | Installation date is after the lead ban |  |  |  |  | Non-Lead |  |  |  | Domestic
MTR_018879 | 18402 107TH PL SE | LOT 4 VANTAGE GLEN II |  |  | Non-Lead - Other | No | 1996-01-16 | 0 | Statistical analysis |  |  |  |  | Non-Lead - Other |  |  | Statistical analysis |  |  |  |  | Non-Lead |  |  |  | Domestic
MTR_014750 | 12910 SE 158TH PL | LOT 68 FAIRLANE WOODS |  |  | Non-Lead - Other | No | 1978-09-22 | 0 | Installation date is after the lead ban |  |  |  |  | Non-Lead - Other |  |  | Installation date is after the lead ban |  |  |  |  | Non-Lead |  |  |  | Domestic
MTR_021136 | 13806 SE 186TH PL | LOT 7 CEDARWOOD ESTATES |  |  | Non-Lead - Other | No | 1989-09-20 | 0 | Installation date is after the lead ban |  |  |  |  | Non-Lead - Other |  |  | Installation date is after the lead ban |  |  |  |  | Non-Lead |  |  |  | Domestic
MTR_014780 | 17301 117TH AVE SE | LOT 3 KCSP 185005 |  |  | Non-Lead - Other | No | 1997-10-13 | 0 | Installation date is after the lead ban |  |  |  |  | Non-Lead - Other |  |  | Installation date is after the lead ban |  |  |  |  | Non-Lead |  |  |  | Domestic
MTR_027681 | 11713 SE 216TH CT | LOT 5 CROWN ROYAL II |  |  | Non-Lead - Other | No |  | 0 | Installation date is after the lead ban |  |  |  |  | Non-Lead - Other |  |  | Installation date is after the lead ban |  |  |  |  | Non-Lead |  |  |  | Assumed
MTR_022029 | 19150 120TH CT SE | LOT 8 KELSEY'S CROSSING |  |  | Non-Lead - Other | No | 2014-03-03 | 0 | Installation date is after the lead ban |  |  |  |  | Non-Lead - Other |  |  | Installation date is after the lead ban |  |  |  |  | Non-Lead |  |  |  | Domestic
MTR_018369 | 18321 134TH AVE SE | LOT 335 FOREST ESTATES#3 |  |  | Non-Lead - Other | No |  | 0 | Installation date is after the lead ban |  |  |  |  | Non-Lead - Other |  |  | Installation date is after the lead ban |  |  |  |  | Non-Lead |  |  |  | Assumed
MTR_019016 | 10325 SE 190TH PL | LOT 17 PANTHER MEADOW |  |  | Non-Lead - Other | No | 1989-06-05 | 0 | Installation date is after the lead ban |  |  |  |  | Non-Lead - Other |  |  | Installation date is after the lead ban |  |  |  |  | Non-Lead |  |  |  | Domestic
MTR_026919 | 13226 SE 226TH ST | LOT 4 FERN CREST |  |  | Non-Lead - Other | No | 2005-06-17 | 0 | Installation date is after the lead ban |  |  |  |  | Non-Lead - Other |  |  | Installation date is after the lead ban |  |  |  |  | Non-Lead |  |  |  | Domestic
MTR_018001 | 18313 134TH AVE SE | LOT 334 FOREST ESTATES 3 |  |  | Non-Lead - Other | No | 1983-08-01 | 0 | Installation date is after the lead ban |  |  |  |  | Non-Lead - Other |  |  | Installation date is after the lead ban |  |  |  |  | Non-Lead |  |  |  | Domestic
MTR_019061 | 10410 SE 189TH CT | LOT 17 COUGAR MEADOWS |  |  | Non-Lead - Other | No | 1989-10-23 | 0 | Installation date is after the lead ban |  |  |  |  | Non-Lead - Other |  |  | Installation date is after the lead ban |  |  |  |  | Non-Lead |  |  |  | Domestic
MTR_026939 | 22521 132ND PL SE | LOT 54 FERN CREST 2 |  |  | Non-Lead - Other | No | 2005-09-02 | 0 | Installation date is after the lead ban |  |  |  |  | Non-Lead - Other |  |  | Installation date is after the lead ban |  |  |  |  | Non-Lead |  |  |  | Domestic
MTR_018068 | 13223 SE 183RD ST | LOT 40 FOREST ESTATES #5 |  |  | Non-Lead - Other | No |  | 0 | Installation date is after the lead ban |  |  |  |  | Non-Lead - Other |  |  | Installation date is after the lead ban |  |  |  |  | Non-Lead |  |  |  | Domestic
MTR_015305 | 16965 129TH AVE SE | L23 RENTON PARK #2 |  |  | Non-Lead - Other | No | 2011-08-10 | 0 | Rectified Plan |  |  |  |  | Non-Lead - Other |  |  | Statistical analysis |  |  |  |  | Non-Lead |  |  |  | Domestic
MTR_027424 | 23263 133RD AVE SE | LOT 56 WILDWOOD ESTATES #1 |  |  | Non-Lead - Other | No |  | 0 | Installation date is after the lead ban |  |  |  |  | Non-Lead - Other |  |  | Installation date is after the lead ban |  |  |  |  | Non-Lead |  |  |  | Domestic
MTR_018067 | 13309 SE 183RD ST | LOT 42 FOREST ESTATES #5 |  |  | Non-Lead - Other | No |  | 0 | Installation date is after the lead ban |  |  |  |  | Non-Lead - Other |  |  | Installation date is after the lead ban |  |  |  |  | Non-Lead |  |  |  | Domestic
MTR_019100 | 19108 104TH PL SE | LOT 7 EAGLEBROOK |  |  | Non-Lead - Other | No |  | 0 | Installation date is after the lead ban |  |  |  |  | Non-Lead - Other |  |  | Installation date is after the lead ban |  |  |  |  | Non-Lead |  |  |  | Assumed
MTR_024673 | 12438 SE 202ND PL | L38 SHERLYN PARK |  |  | Non-Lead - Other | No |  | 0 | Installation date is after the lead ban |  |  |  |  | Non-Lead - Other |  |  | Installation date is after the lead ban |  |  |  |  | Non-Lead |  |  |  | Domestic
MTR_018064 | 13207 SE 183RD ST | LOT 38 FOREST ESTATES #5 |  |  | Non-Lead - Other | No |  | 0 | Installation date is after the lead ban |  |  |  |  | Non-Lead - Other |  |  | Installation date is after the lead ban |  |  |  |  | Non-Lead |  |  |  | Domestic
MTR_015277 | 12651 SE 170TH ST | L 74 CASCADE VISTA 3 |  |  | Non-Lead - Other | No | 2011-08-10 | 0 | Rectified Plan |  |  |  |  | Non-Lead - Other |  |  | Statistical analysis |  |  |  |  | Non-Lead |  |  |  | Domestic
MTR_018053 | 13507 SE 181ST PL | LOT 420 FOREST ESTATES #4 |  |  | Non-Lead - Other | No | 1986-04-01 | 0 | Installation date is after the lead ban |  |  |  |  | Non-Lead - Other |  |  | Installation date is after the lead ban |  |  |  |  | Non-Lead |  |  |  | Domestic
MTR_018082 | 18221 132ND PL SE | LOT 35 FOREST ESTATES #5 |  |  | Non-Lead - Other | No |  | 0 | Installation date is after the lead ban |  |  |  |  | Non-Lead - Other |  |  | Installation date is after the lead ban |  |  |  |  | Non-Lead |  |  |  | Domestic
MTR_024547 | 12525 SE 203RD PL | L15 SHERLYN PARK |  |  | Non-Lead - Other | No |  | 0 | Installation date is after the lead ban |  |  |  |  | Non-Lead - Other |  |  | Installation date is after the lead ban |  |  |  |  | Non-Lead |  |  |  | Domestic
MTR_015257 | 17016 128TH AVE SE | L 5 RENTON PARK # 2 |  |  | Non-Lead - Other | No | 2011-08-10 | 0 | Rectified Plan |  |  |  |  | Non-Lead - Other |  |  | Statistical analysis |  |  |  |  | Non-Lead |  |  |  | Domestic
MTR_028715 | 11417 SE 219TH PL | LOT 31 MONTERA |  |  | Non-Lead - Other | No | 1995-09-05 | 0 | Installation date is after the lead ban |  |  |  |  | Non-Lead - Other |  |  | Installation date is after the lead ban |  |  |  |  | Non-Lead |  |  |  | Domestic
MTR_017024 | 17834 112TH AVE SE | LOT 3 ORCHARD PARK #2 |  |  | Non-Lead - Other | No | 1995-09-05 | 0 | Installation date is after the lead ban |  |  |  |  | Non-Lead - Other |  |  | Installation date is after the lead ban |  |  |  |  | Non-Lead |  |  |  | Domestic
MTR_028720 | 11413 SE 219TH PL | LOT 30 MONTERA |  |  | Non-Lead - Other | No | 1995-09-05 | 0 | Installation date is after the lead ban |  |  |  |  | Non-Lead - Other |  |  | Installation date is after the lead ban |  |  |  |  | Non-Lead |  |  |  | Domestic
MTR_020545 | 10308 SE 196TH ST | TAX LOT 7 SEC 5-22-5 |  |  | Non-Lead - Other | No |  | 0 | Installation date is after the lead ban |  |  |  |  | Non-Lead - Other |  |  | Installation date is after the lead ban |  |  |  |  | Non-Lead |  |  |  | Assumed
MTR_020632 | 10020 SE 192ND ST | LOT 19 HIGH VIEW HEIGHTS |  |  | Non-Lead - Other | No | 2004-01-26 | 0 | Installation date is after the lead ban |  |  |  |  | Non-Lead - Other |  |  | Installation date is after the lead ban |  |  |  |  | Non-Lead |  |  |  | Domestic
MTR_028722 | 11327 SE 219TH PL | LOT 27 MONTERA |  |  | Non-Lead - Other | No | 1995-09-05 | 0 | Installation date is after the lead ban |  |  |  |  | Non-Lead - Other |  |  | Installation date is after the lead ban |  |  |  |  | Non-Lead |  |  |  | Domestic
MTR_020168 | 19523 106TH AVE SE | TR21 PLG W1/2 SEC 5-22-5 |  |  | Non-Lead - Other | Unknown |  | 0 | Statistical analysis |  |  |  |  | Non-Lead - Other |  |  | Statistical analysis |  |  |  |  | Non-Lead |  |  |  | Assumed
MTR_028721 | 11401 SE 219TH PL | LOT 28 MONTERA |  |  | Non-Lead - Other | No | 1995-09-05 | 0 | Installation date is after the lead ban |  |  |  |  | Non-Lead - Other |  |  | Installation date is after the lead ban |  |  |  |  | Non-Lead |  |  |  | Domestic
MTR_018798 | 10220 SE 185TH PL | LOT 18 WINDSOR HEIGHTS |  |  | Non-Lead - Other | No | 1995-06-28 | 0 | Installation date is after the lead ban |  |  |  |  | Non-Lead - Other |  |  | Installation date is after the lead ban |  |  |  |  | Non-Lead |  |  |  | Domestic
MTR_028724 | 11315 SE 219TH PL | LOT 25 MONTERA |  |  | Non-Lead - Other | No | 1995-09-05 | 0 | Installation date is after the lead ban |  |  |  |  | Non-Lead - Other |  |  | Installation date is after the lead ban |  |  |  |  | Non-Lead |  |  |  | Domestic
MTR_019079 | 18713 102ND AVE SE | LOT 1 KCSP 483054 TAX LOT 267 32-23-5 |  |  | Non-Lead - Other | No | 1979-09-01 | 0 | Relative Placement |  |  |  |  | Non-Lead - Other |  |  | Statistical analysis |  |  |  |  | Non-Lead |  |  |  | Assumed
MTR_026897 | 12847 SE 227TH ST | LOT 54 FERN CREST WEST |  |  | Non-Lead - Other | No | 2006-04-28 | 0 | Installation date is after the lead ban |  |  |  |  | Non-Lead - Other |  |  | Installation date is after the lead ban |  |  |  |  | Non-Lead |  |  |  | Domestic
MTR_028725 | 11321 SE 219TH PL | LOT 26 MONTERA |  |  | Non-Lead - Other | No | 1995-09-05 | 0 | Installation date is after the lead ban |  |  |  |  | Non-Lead - Other |  |  | Installation date is after the lead ban |  |  |  |  | Non-Lead |  |  |  | Domestic
MTR_026658 | 22919 130TH PL SE | LOT 10 MISTY MEADOWS #4 |  |  | Non-Lead - Other | No |  | 0 | Installation date is after the lead ban |  |  |  |  | Non-Lead - Other |  |  | Installation date is after the lead ban |  |  |  |  | Non-Lead |  |  |  | Assumed
MTR_028729 | 11217 SE 219TH PL | LOT 21 MONTERA |  |  | Non-Lead - Other | No | 1995-09-05 | 0 | Installation date is after the lead ban |  |  |  |  | Non-Lead - Other |  |  | Installation date is after the lead ban |  |  |  |  | Non-Lead |  |  |  | Domestic
MTR_020646 | 18916 131ST PL SE | L 22 BLVD. LANE 7 |  |  | Non-Lead - Other | No | 1976-05-24 | 0 | Installation date is after the lead ban |  |  |  |  | Non-Lead - Other |  |  | Installation date is after the lead ban |  |  |  |  | Non-Lead |  |  |  | Domestic
MTR_028728 | 11303 SE 219TH PL | LOT 24 MONTERA |  |  | Non-Lead - Other | No | 1995-09-05 | 0 | Installation date is after the lead ban |  |  |  |  | Non-Lead - Other |  |  | Installation date is after the lead ban |  |  |  |  | Non-Lead |  |  |  | Domestic
MTR_026444 | 12707 SE 226TH PL | LOT 23 PHEASANTS HOLLOW |  |  | Non-Lead - Other | No | 1996-02-27 | 0 | Installation date is after the lead ban |  |  |  |  | Non-Lead - Other |  |  | Installation date is after the lead ban |  |  |  |  | Non-Lead |  |  |  | Domestic
MTR_021906 | 13313 SE 195TH ST | L10 FOREST TRAILS #3 |  |  | Non-Lead - Other | No |  | 0 | Rectified Plan | No |  |  |  | Non-Lead - Other |  |  | Installation date is after the lead ban |  |  |  |  | Non-Lead |  |  |  | Domestic
MTR_028727 | 11203 SE 219TH PL | LOT 19 MONTERA |  |  | Non-Lead - Other | No | 1995-09-05 | 0 | Installation date is after the lead ban |  |  |  |  | Non-Lead - Other |  |  | Installation date is after the lead ban |  |  |  |  | Non-Lead |  |  |  | Domestic
MTR_023668 | 22320 108TH AVE SE | 9908-020000 |  |  | Non-Lead - Other | No | 1995-08-14 | 0 | Rectified Plan |  |  |  |  | Non-Lead - Other |  |  | Statistical analysis |  |  |  |  | Non-Lead |  |  |  | Domestic
MTR_028706 | 11209 SE 219TH PL | LOT 20 MONTERA |  |  | Non-Lead - Other | No | 1995-09-05 | 0 | Installation date is after the lead ban |  |  |  |  | Non-Lead - Other |  |  | Installation date is after the lead ban |  |  |  |  | Non-Lead |  |  |  | Domestic
MTR_024746 | 20024 139TH WAY SE | LOT 14 KENT RIDGE PLACE |  |  | Non-Lead - Other | No | 1997-01-08 | 0 | Installation date is after the lead ban |  |  |  |  | Non-Lead - Other |  |  | Installation date is after the lead ban |  |  |  |  | Non-Lead |  |  |  | Domestic
MTR_026423 | 12826 SE 231ST WAY | LOT 13 MISTY MEADOWS #2 |  |  | Non-Lead - Other | No |  | 0 | Installation date is after the lead ban |  |  |  |  | Non-Lead - Other |  |  | Installation date is after the lead ban |  |  |  |  | Non-Lead |  |  |  | Domestic
MTR_028933 | 22117 112TH PL SE | LOT 15 PEDERSON PLACE #2 (VICTORIA PLACE) |  |  | Non-Lead - Other | No |  | 0 | Installation date is after the lead ban |  |  |  |  | Non-Lead - Other |  |  | Installation date is after the lead ban |  |  |  |  | Non-Lead |  |  |  | Domestic
MTR_017527 | 11847 SE 176TH CT | LOT 8 PETROVISTA |  |  | Non-Lead - Other | No | 2006-12-21 | 0 | Installation date is after the lead ban |  |  |  |  | Non-Lead - Other |  |  | Installation date is after the lead ban |  |  |  |  | Non-Lead |  |  |  | Domestic
MTR_023727 | 10026 SE 220TH ST | LOT 5 KARA CREST |  |  | Non-Lead - Other | No | 2001-08-23 | 0 | Installation date is after the lead ban |  |  |  |  | Non-Lead - Other |  |  | Installation date is after the lead ban |  |  |  |  | Non-Lead |  |  |  | Domestic
MTR_029006 | 11011 SE 219TH PL | LOT 20 FALCON CREST |  |  | Non-Lead - Other | No |  | 0 | Installation date is after the lead ban |  |  |  |  | Non-Lead - Other |  |  | Installation date is after the lead ban |  |  |  |  | Non-Lead |  |  |  | Domestic
MTR_022173 | 11656 SE 188TH ST | 9921-010900 |  |  | Non-Lead - Other | Unknown |  | 0 | Statistical analysis |  |  |  |  | Non-Lead - Other |  |  | Statistical analysis |  |  |  |  | Non-Lead |  |  |  | Assumed
MTR_020741 | 12926 SE 188TH ST | LOT 65 BOULEVARD LANE #3 |  |  | Non-Lead - Other | No |  | 1 | Installation date is after the lead ban |  |  |  |  | Non-Lead - Other |  |  | Installation date is after the lead ban |  |  |  |  | Non-Lead |  |  |  | Domestic
MTR_011619 | 16379 129TH AVE SE | L 108 FAIRWOOD 9 |  |  | Non-Lead - Other | No | 2007-10-01 | 0 | Installation date is after the lead ban |  |  |  |  | Non-Lead - Other |  |  | Installation date is after the lead ban |  |  |  |  | Non-Lead |  |  |  | Domestic
MTR_020733 | 12916 SE 188TH ST | L 63 BLVD. LANE 3 |  |  | Non-Lead - Other | No |  | 1 | Installation date is after the lead ban |  |  |  |  | Non-Lead - Other |  |  | Installation date is after the lead ban |  |  |  |  | Non-Lead |  |  |  | Domestic
MTR_021320 | 19417 146TH AVE SE | LOT 42 FAIRWOOD GLEN |  |  | Non-Lead - Other | No |  | 0 | Installation date is after the lead ban |  |  |  |  | Non-Lead - Other |  |  | Installation date is after the lead ban |  |  |  |  | Non-Lead |  |  |  | Domestic
MTR_011741 | 12847 SE 161ST ST | L7 STAFFORD HANSELL #10 |  |  | Non-Lead - Other | No | 2016-06-22 | 0.75 | Installation date is after the lead ban |  |  |  |  | Non-Lead - Other |  |  | Installation date is after the lead ban |  |  |  |  | Non-Lead |  |  |  | Domestic
MTR_020738 | 12913 SE 188TH ST | L 67 BLVD. LANE 3 |  |  | Non-Lead - Other | No |  | 1 | Installation date is after the lead ban |  |  |  |  | Non-Lead - Other |  |  | Installation date is after the lead ban |  |  |  |  | Non-Lead |  |  |  | Domestic
MTR_017530 | 11865 SE 176TH CT | LOT 11 WOODBURY AKA PETROVISTA |  |  | Non-Lead - Other | No | 2006-12-21 | 0 | Installation date is after the lead ban |  |  |  |  | Non-Lead - Other |  |  | Installation date is after the lead ban |  |  |  |  | Non-Lead |  |  |  | Domestic
MTR_007603 | 12113 SE 167TH ST | LOT 69 CASCADE HILLS #6 |  |  | Non-Lead - Other | No | 2019-08-05 | 0.75 | Rectified Plan |  |  |  |  | Non-Lead - Other |  |  | Statistical analysis |  |  |  |  | Non-Lead |  |  |  | Assumed
MTR_011259 | 11120 SE 168TH ST | LOT 4 HUEBNER SHORT PLAT |  |  | Non-Lead - Other | No | 2001-03-21 | 0 | Installation date is after the lead ban |  |  |  |  | Non-Lead - Other |  |  | Installation date is after the lead ban |  |  |  |  | Non-Lead |  |  |  | Domestic
MTR_021500 | 14725 SE 198TH ST | LOT 93 RUDDELLS 3RD ADD |  |  | Non-Lead - Other | No |  | 0 | Installation date is after the lead ban |  |  |  |  | Non-Lead - Other |  |  | Installation date is after the lead ban |  |  |  |  | Non-Lead |  |  |  | Domestic
MTR_005986 | 12103 SE 164TH ST | L 109 CASCADE HILLS 6 |  |  | Non-Lead - Other | No | 2007-07-01 | 1 | Rectified Plan |  |  |  |  | Non-Lead - Other |  |  | Statistical analysis |  |  |  |  | Non-Lead |  |  |  | Domestic
MTR_021243 | 14215 SE 200TH ST | L2 B3 FOWLERS ADD. |  |  | Non-Lead - Other | No | 2001-02-01 | 0 | Rectified Plan |  |  |  |  | Non-Lead - Other |  |  | Statistical analysis |  |  |  |  | Non-Lead |  |  |  | Domestic
MTR_023838 | 21905 105TH AVE SE | L 6 B 1 MT.VIEW PARK 2 |  |  | Non-Lead Plastic | No | 2004-04-20 | 0 | Rectified Plan | Yes | Visual inspection at the meter pit | 2024-02-01 |  | Non-Lead Plastic |  |  | Field inspection only with no records | Yes | Visual inspection at the meter pit | 2024-02-01 |  | Non-Lead |  |  |  | Domestic
MTR_006804 | 11819 SE 164TH ST | L 1 CASCADE HILLS 6 |  |  | Non-Lead - Other | Unknown |  | 0.75 | Statistical analysis |  |  |  |  | Non-Lead - Other |  |  | Statistical analysis |  |  |  |  | Non-Lead |  |  |  | Assumed
MTR_017732 | 17800 113TH PL SE | L 26 HIGH CHAPARRAL |  |  | Non-Lead - Other | No |  | 0 | Installation date is after the lead ban |  |  |  |  | Non-Lead - Other |  |  | Installation date is after the lead ban |  |  |  |  | Non-Lead |  |  |  | Assumed
MTR_006475 | 16307 120TH AVE SE | L 29 B 2 CASCADE HILLS 2 |  |  | Non-Lead - Other | No | 2006-08-31 | 1 | Rectified Plan |  |  |  |  | Non-Lead - Other |  |  | Statistical analysis |  |  |  |  | Non-Lead |  |  |  | Domestic
MTR_029266 | 22530 112TH AVE SE | LOT 142 KENTON FIRS |  |  | Non-Lead Plastic | Unknown |  | 0 | Converted CAD | Yes | Visual inspection at the meter pit | 2024-02-01 |  | Non-Lead Plastic |  |  | Field inspection only with no records | Yes | Visual inspection at the meter pit | 2024-02-01 |  | Non-Lead |  |  |  | Domestic
MTR_017290 | 18104 110TH AVE SE | L1 BENSON TERR. DIV. #2 |  |  | Non-Lead - Other | No | 2011-08-10 | 1 | Rectified Plan |  |  |  |  | Non-Lead - Other |  |  | Statistical analysis |  |  |  |  | Non-Lead |  |  |  | Domestic
MTR_011088 | 11525 SE 160TH PL | PARCEL 4 LOT 3 BLK 2 AKERS FARMS #6 |  |  | Non-Lead - Other | No |  | 0.75 | Installation date is after the lead ban |  |  |  |  | Non-Lead - Other |  |  | Installation date is after the lead ban |  |  |  |  | Non-Lead |  |  |  | Assumed
MTR_028486 | 12616 SE 222ND PL | LOT 142 SUMMERGLEN #3 |  |  | Non-Lead - Other | No |  | 5.25 | Installation date is after the lead ban |  |  |  |  | Non-Lead - Other |  |  | Installation date is after the lead ban |  |  |  |  | Non-Lead |  |  |  | Hydrant
MTR_017071 | 17722 114TH PL SE | LOT 9 MORNING GLEN |  |  | Non-Lead - Other | No | 1996-03-12 | 0 | Installation date is after the lead ban |  |  |  |  | Non-Lead - Other |  |  | Installation date is after the lead ban |  |  |  |  | Non-Lead |  |  |  | Domestic
MTR_030160 | 16120 111TH PL SE | LOT 4 KING COUNTY SHORT PLAT #78507 2 |  |  | Non-Lead - Other | Unknown |  | 0 | Statistical analysis |  |  |  |  | Non-Lead - Other |  |  | Statistical analysis |  |  |  |  | Non-Lead |  |  |  | Domestic
MTR_025021 | 11928 SE 211TH PL | LOT 39 ELDORADO HILLS #1 |  |  | Non-Lead - Other | No | 1981-02-01 | 0 | Installation date is after the lead ban |  |  |  |  | Non-Lead - Other |  |  | Installation date is after the lead ban |  |  |  |  | Non-Lead |  |  |  | Domestic
MTR_016794 | 18241 150TH AVE SE | L43 CARRIAGEWOOD 5 |  |  | Non-Lead - Other | No | 1983-07-01 | 0 | Installation date is after the lead ban |  |  |  |  | Non-Lead - Other |  |  | Installation date is after the lead ban |  |  |  |  | Non-Lead |  |  |  | Domestic
MTR_030164 | 16111 111TH PL SE | LOT 0026 AKERS FARMS #6 (008800) |  |  | Non-Lead - Other | Unknown |  | 0 | Statistical analysis |  |  |  |  | Non-Lead - Other |  |  | Statistical analysis |  |  |  |  | Non-Lead |  |  |  | Domestic
MTR_025369 | 21040 121ST PL SE | L 29 CARENA TERRACE 1 |  |  | Non-Lead - Other | No |  | 0 | Installation date is after the lead ban |  |  |  |  | Non-Lead - Other |  |  | Installation date is after the lead ban |  |  |  |  | Non-Lead |  |  |  | Domestic
MTR_019764 | 18605 116TH AVE SE | TL 147 32-23-5 |  |  | Galvanized Requiring Replacement | Unknown |  | 0 | Relative Placement | Yes | Visual inspection at the meter pit | 2024-02-20 |  | Galvanized Requiring Replacement |  |  | Field inspection only with no records | Yes | Visual inspection at the meter pit | 2024-02-20 |  | Galvanized Requiring Replacement |  |  |  | Domestic
MTR_011142 | 11211 SE 162ND ST | WEST 125 LOT 3 BLOCK 3 AKERS FARM S #6 |  |  | Non-Lead - Other | Unknown |  | 0 | Statistical analysis |  |  |  |  | Non-Lead - Other |  |  | Statistical analysis |  |  |  |  | Non-Lead |  |  |  | Domestic
MTR_025166 | 20818 125TH AVE SE | L65 GLENCARIN # 1 |  |  | Non-Lead - Other | No | 1968-03-08 | 0 | Installation date is after the lead ban |  |  |  |  | Non-Lead - Other |  |  | Installation date is after the lead ban |  |  |  |  | Non-Lead |  |  |  | Domestic
MTR_022484 | 19336 113TH PL SE | LOT 27 PANTHER MEADOWS |  |  | Non-Lead - Other | No | 2004-07-26 | 0 | Installation date is after the lead ban |  |  |  |  | Non-Lead - Other |  |  | Installation date is after the lead ban |  |  |  |  | Non-Lead |  |  |  | Domestic
MTR_011294 | 16460 109TH AVE SE | LOT 2 S-T-R 00-88-00 |  |  | Non-Lead - Other | No |  | 0 | Installation date is after the lead ban |  |  |  |  | Non-Lead - Other |  |  | Installation date is after the lead ban |  |  |  |  | Non-Lead |  |  |  | Assumed
MTR_024926 | 21102 124TH AVE SE | L26 GLENCARIN # 1 |  |  | Non-Lead - Other | No | 1968-03-08 | 0 | Installation date is after the lead ban |  |  |  |  | Non-Lead - Other |  |  | Installation date is after the lead ban |  |  |  |  | Non-Lead |  |  |  | Domestic
MTR_017213 | 18444 114TH AVE SE | LOT 5 LARSON PARKE |  |  | Non-Lead - Other | No | 2002-01-16 | 0 | Installation date is after the lead ban |  |  |  |  | Non-Lead - Other |  |  | Installation date is after the lead ban |  |  |  |  | Non-Lead |  |  |  | Domestic
MTR_011188 | 10928 SE 164TH ST | LOT 5 BLK 10 AKERS FARMS 6 |  |  | Non-Lead - Other | No |  | 0.75 | Installation date is after the lead ban |  |  |  |  | Non-Lead - Other |  |  | Installation date is after the lead ban |  |  |  |  | Non-Lead |  |  |  | Assumed
MTR_015442 | 12645 SE 168TH ST | L 8 CASCADE VISTA 3 |  |  | Non-Lead - Other | Unknown |  | 0 | Statistical analysis |  |  |  |  | Non-Lead - Other |  |  | Statistical analysis |  |  |  |  | Non-Lead |  |  |  | Domestic
MTR_017292 | 17828 110TH AVE SE | LOT 11 MELRIDGE ADDITION |  |  | Non-Lead Plastic | No | 2011-08-10 | 1 | Rectified Plan | Yes | Visual inspection at the meter pit | 2024-02-14 |  | Copper |  |  | Field inspection only with no records | Yes | Visual inspection at the meter pit | 2024-02-14 |  | Non-Lead |  |  |  | Domestic
MTR_017827 | 11715 SE PETROVITSKY RD | LOT 18 BLK 1 NORTHWESTERN GARDEN TRACTS #1 |  |  | Non-Lead - Other | Unknown |  | 0 | Statistical analysis |  |  |  |  | Non-Lead - Other |  |  | Statistical analysis |  |  |  |  | Non-Lead |  |  |  | Assumed
MTR_015977 | 14704 SE 189TH PL | LOT 4 FIELDSTONE 2 |  |  | Non-Lead - Other | No | 2004-12-14 | 0 | Installation date is after the lead ban |  |  |  |  | Non-Lead - Other |  |  | Installation date is after the lead ban |  |  |  |  | Non-Lead |  |  |  | Domestic
MTR_019107 | 19017 104TH PL SE | LOT 16 EAGLEBROOK |  |  | Non-Lead - Other | No |  | 0 | Installation date is after the lead ban |  |  |  |  | Non-Lead - Other |  |  | Installation date is after the lead ban |  |  |  |  | Non-Lead |  |  |  | Assumed
MTR_022231 | 18600 116TH AVE SE | 9921-012550 |  |  | Non-Lead - Other | Unknown |  | 0 | Statistical analysis |  |  |  |  | Non-Lead - Other |  |  | Statistical analysis |  |  |  |  | Non-Lead |  |  |  | Assumed
MTR_015737 | 14743 SE 189TH PL | LOT 16 FIELDSTONE 2 |  |  | Non-Lead - Other | No |  |  | Installation date is after the lead ban |  |  |  |  | Non-Lead - Other |  |  | Installation date is after the lead ban |  |  |  |  | Non-Lead
MTR_019591 | 18521 114TH AVE SE | LOT 21 TOTH ESTATES |  |  | Non-Lead - Other | No | 1996-08-20 | 0 | Installation date is after the lead ban |  |  |  |  | Non-Lead - Other |  |  | Installation date is after the lead ban |  |  |  |  | Non-Lead |  |  |  | Domestic
MTR_015557 | 12627 SE PETROVITSKY RD | L3 BLK2 BENSON HEIGHTS |  |  | Non-Lead - Other | Unknown |  | 0 | Statistical analysis |  |  |  |  | Non-Lead - Other |  |  | Statistical analysis |  |  |  |  | Non-Lead |  |  |  | Domestic
MTR_015761 | 14116 SE 188TH WAY | LOT 7 FAIRHAVEN #1 |  |  | Non-Lead - Other | No | 1995-08-03 | 0 | Installation date is after the lead ban |  |  |  |  | Non-Lead - Other |  |  | Installation date is after the lead ban |  |  |  |  | Non-Lead |  |  |  | Domestic
MTR_014169 | 17557 110TH LN SE | BLDG 6 PALM COURT;1ST UNIT OF 2 |  |  | Non-Lead - Plastic | No | 1998-06-18 | 1 | Rectified Plan |  |  |  |  | Non-Lead - Other |  |  | Installation date is after the lead ban |  |  |  |  | Non-Lead |  |  |  | Domestic
MTR_015889 | 14500 SE 184TH PL | LOT 15 FAIRWOOD FIRS #2 |  |  | Non-Lead - Other | No | 1988-09-27 | 0 | Installation date is after the lead ban |  |  |  |  | Non-Lead - Other |  |  | Installation date is after the lead ban |  |  |  |  | Non-Lead |  |  |  | Domestic
MTR_021171 | 18915 133RD PL SE | LOT 5 FOREST ESTATES #6 |  |  | Non-Lead - Other | No | 1986-08-21 | 0 | Installation date is after the lead ban |  |  |  |  | Non-Lead - Other |  |  | Installation date is after the lead ban |  |  |  |  | Non-Lead |  |  |  | Domestic
MTR_018124 | 14641 SE 181ST ST | LOT 43 CARRIAGE LANE #3 |  |  | Non-Lead - Other | No | 2000-09-21 | 0 | Rectified Plan |  |  |  |  | Non-Lead - Other |  |  | Statistical analysis |  |  |  |  | Non-Lead |  |  |  | Domestic
MTR_014844 | 16826 125TH AVE SE | L143 CASCADE VISTA #3 |  |  | Non-Lead - Other | No | 2010-10-25 | 1 | Rectified Plan |  |  |  |  | Non-Lead - Other |  |  | Statistical analysis |  |  |  |  | Non-Lead |  |  |  | Domestic
MTR_015980 | 14714 SE 188TH PL | TAX LOT 132 SECTION 34-23-5 |  |  | Non-Lead - Other | No | 2003-03-05 | 0 | Rectified Plan |  |  |  |  | Non-Lead - Other |  |  | Statistical analysis |  |  |  |  | Non-Lead |  |  |  | Domestic
MTR_021120 | 18629 136TH PL SE | LOT 18 CEDARWOOD ESTATES (WINDHAM R IDGE) |  |  | Non-Lead - Other | No | 1989-09-20 | 0 | Installation date is after the lead ban |  |  |  |  | Non-Lead - Other |  |  | Installation date is after the lead ban |  |  |  |  | Non-Lead |  |  |  | Domestic
MTR_017501 | 18017 118TH AVE SE | 9921-010240 |  |  | Non-Lead - Other | No | 1975-09-11 | 0 | Installation date is after the lead ban |  |  |  |  | Non-Lead - Other |  |  | Installation date is after the lead ban |  |  |  |  | Non-Lead |  |  |  | Assumed
MTR_015890 | 14609 SE 184TH PL | LOT 31 FAIRWOOD FIRS #2 |  |  | Non-Lead - Other | No | 1988-09-27 | 0 | Installation date is after the lead ban |  |  |  |  | Non-Lead - Other |  |  | Installation date is after the lead ban |  |  |  |  | Non-Lead |  |  |  | Domestic
MTR_021121 | 18635 136TH PL SE | LOT 19 CEDARWOOD ESTATES |  |  | Non-Lead - Other | No | 1989-09-20 | 0 | Installation date is after the lead ban |  |  |  |  | Non-Lead - Other |  |  | Installation date is after the lead ban |  |  |  |  | Non-Lead |  |  |  | Domestic
MTR_022540 | 19422 113TH AVE SE | LOT 80 PANTHER MEADOWS |  |  | Non-Lead - Other | No | 2004-07-26 | 0 | Installation date is after the lead ban |  |  |  |  | Non-Lead - Other |  |  | Installation date is after the lead ban |  |  |  |  | Non-Lead |  |  |  | Domestic
MTR_018223 | 14209 SE 180TH PL | LOT 50 FAIRWOOD FIRS |  |  | Non-Lead - Other | No | 1986-05-01 | 0 | Installation date is after the lead ban |  |  |  |  | Non-Lead - Other |  |  | Installation date is after the lead ban |  |  |  |  | Non-Lead |  |  |  | Domestic
MTR_021119 | 18623 136TH PL SE | LOT 17 CEDARWOOD ESTATES |  |  | Non-Lead - Other | No | 1989-09-20 | 0 | Installation date is after the lead ban |  |  |  |  | Non-Lead - Other |  |  | Installation date is after the lead ban |  |  |  |  | Non-Lead |  |  |  | Domestic
MTR_021172 | 18902 133RD PL SE | LOT 16 FOREST ESTATES #6 |  |  | Non-Lead - Other | No | 1986-08-21 | 0 | Installation date is after the lead ban |  |  |  |  | Non-Lead - Other |  |  | Installation date is after the lead ban |  |  |  |  | Non-Lead |  |  |  | Domestic
MTR_021373 | 19346 142ND PL SE | LOT 31 LORI LANE |  |  | Non-Lead - Other | No |  | 0 | Installation date is after the lead ban |  |  |  |  | Non-Lead - Other |  |  | Installation date is after the lead ban |  |  |  |  | Non-Lead |  |  |  | Domestic
MTR_015927 | 14511 SE 184TH PL | LOT 27 FAIRWOOD FIRS #2 |  |  | Non-Lead - Other | No | 1988-09-27 | 0 | Installation date is after the lead ban |  |  |  |  | Non-Lead - Other |  |  | Installation date is after the lead ban |  |  |  |  | Non-Lead |  |  |  | Domestic
MTR_021169 | 18936 133RD PL SE | LOT 10 FOREST ESTATES #6 |  |  | Non-Lead - Other | No | 1986-08-21 | 0 | Installation date is after the lead ban |  |  |  |  | Non-Lead - Other |  |  | Installation date is after the lead ban |  |  |  |  | Non-Lead |  |  |  | Domestic
MTR_021333 | 14018 SE 198TH PL | LOT 2 K.C.S.P. #585024 |  |  | Non-Lead - Other | No |  | 0 | Installation date is after the lead ban |  |  |  |  | Non-Lead - Other |  |  | Installation date is after the lead ban |  |  |  |  | Non-Lead |  |  |  | Domestic
MTR_021118 | 18617 136TH PL SE | LOT 16 CEDARWOOD ESTATES |  |  | Non-Lead - Other | No | 1989-09-20 | 0 | Installation date is after the lead ban |  |  |  |  | Non-Lead - Other |  |  | Installation date is after the lead ban |  |  |  |  | Non-Lead |  |  |  | Domestic
MTR_021028 | 18932 133RD PL SE | LOT 11 FOREST ESTATES #6 |  |  | Non-Lead - Other | No | 1986-08-21 | 0 | Installation date is after the lead ban |  |  |  |  | Non-Lead - Other |  |  | Installation date is after the lead ban |  |  |  |  | Non-Lead |  |  |  | Domestic
MTR_021270 | 14526 SE 196TH PL | LOT 10 PHEASANT MEADOWS |  |  | Non-Lead - Other | No |  | 0 | Installation date is after the lead ban |  |  |  |  | Non-Lead - Other |  |  | Installation date is after the lead ban |  |  |  |  | Non-Lead |  |  |  | Domestic
MTR_030289 | 21034 135TH PL SE | TAX LOT 7 NW 1/4 10-22-5 |  |  | Non-Lead - Other | No | 2003-08-21 | 0 | Installation date is after the lead ban |  |  |  |  | Non-Lead - Other |  |  | Installation date is after the lead ban |  |  |  |  | Non-Lead |  |  |  | Domestic
MTR_017981 | 13322 SE 184TH ST | LOT 336 FOREST ESTATES#3 |  |  | Non-Lead - Other | No | 1983-08-01 | 0 | Installation date is after the lead ban |  |  |  |  | Non-Lead - Other |  |  | Installation date is after the lead ban |  |  |  |  | Non-Lead |  |  |  | Domestic
MTR_027477 | 23718 137TH AVE SE | LOT 60 NORTHPEAK CREST |  |  | Non-Lead - Other | No | 1979-07-01 | 0 | Installation date is after the lead ban |  |  |  |  | Non-Lead - Other |  |  | Installation date is after the lead ban |  |  |  |  | Non-Lead |  |  |  | Domestic |  |  | Yes
MTR_030290 | 14608 SE 213TH ST | LOT 3 FIVE FIRS |  |  | Non-Lead - Other | No | 1997-02-06 | 0 | Installation date is after the lead ban |  |  |  |  | Non-Lead - Other |  |  | Installation date is after the lead ban |  |  |  |  | Non-Lead |  |  |  | Domestic
MTR_017462 | 18214 118TH AVE SE | 9921-010150 |  |  | Non-Lead - Other | No | 1975-09-11 | 0 | Relative Placement |  |  |  |  | Non-Lead - Other |  |  | Statistical analysis |  |  |  |  | Non-Lead |  |  |  | Assumed
MTR_024778 | 20206 144TH PL SE | LOT4 SCOTT ANDERSON DIV |  |  | Non-Lead - Other | No |  | 0 | Installation date is after the lead ban |  |  |  |  | Non-Lead - Other |  |  | Installation date is after the lead ban |  |  |  |  | Non-Lead |  |  |  | Assumed
MTR_017422 | 11633 SE 180TH ST | 9921-009810 |  |  | Non-Lead Plastic | No | 1975-08-05 | 0 | Relative Placement | Yes | Visual inspection at the meter pit | 2024-02-20 |  | Non-Lead Plastic |  |  | Field inspection only with no records | Yes | Visual inspection at the meter pit | 2024-02-20 |  | Non-Lead |  |  |  | Assumed
MTR_021117 | 18611 136TH PL SE | LOT 15 CEDARWOOD ESTATES (WINDHAM R IDGE) |  |  | Non-Lead - Other | No | 1989-09-20 | 0 | Installation date is after the lead ban |  |  |  |  | Non-Lead - Other |  |  | Installation date is after the lead ban |  |  |  |  | Non-Lead |  |  |  | Domestic
MTR_027500 | 23712 137TH AVE SE | L61 NORTHPEAK CREST |  |  | Non-Lead - Other | No | 1979-07-01 | 0 | Installation date is after the lead ban |  |  |  |  | Non-Lead - Other |  |  | Installation date is after the lead ban |  |  |  |  | Non-Lead |  |  |  | Domestic
MTR_022202 | 18827 120TH AVE SE | 9921-011180 |  |  | Non-Lead - Other | Unknown |  | 0 | Statistical analysis |  |  |  |  | Non-Lead - Other |  |  | Statistical analysis |  |  |  |  | Non-Lead |  |  |  | Assumed
MTR_014255 | 17013 110TH PL SE | LOT 34 THRESHOLD I |  |  | Non-Lead - Other | No | 1995-08-21 | 1 | Rectified Plan | No |  |  |  | Non-Lead - Other |  |  | Installation date is after the lead ban |  |  |  |  | Non-Lead |  |  |  | Domestic
MTR_021143 | 13602 SE 186TH PL | LOT 14 CEDARWOOD ESTATES |  |  | Non-Lead - Other | No | 1989-09-20 | 0 | Installation date is after the lead ban |  |  |  |  | Non-Lead - Other |  |  | Installation date is after the lead ban |  |  |  |  | Non-Lead |  |  |  | Domestic
MTR_017783 | 11412 SE 184TH ST | TAX LOT 15 SEC 32-23-5 |  |  | Non-Lead - Other | No |  | 0 | Installation date is after the lead ban |  |  |  |  | Non-Lead - Other |  |  | Installation date is after the lead ban |  |  |  |  | Non-Lead |  |  |  | Assumed
MTR_028158 | 22207 131ST AVE SE | LOT 21 MATHESON PARK #2 |  |  | Non-Lead - Other | No | 1995-07-21 | 0 | Installation date is after the lead ban |  |  |  |  | Non-Lead - Other |  |  | Installation date is after the lead ban |  |  |  |  | Non-Lead |  |  |  | Domestic
MTR_017963 | 13427 SE 181ST ST | LOT 4 BALLARD SHORT PLAT AKA WESTMONT VISTA PH 2 |  |  | Non-Lead - Other | No | 2012-03-06 | 0 | Installation date is after the lead ban |  |  |  |  | Non-Lead - Other |  |  | Installation date is after the lead ban |  |  |  |  | Non-Lead |  |  |  | Domestic
MTR_017051 | 11411 SE 178TH PL | LOT 17 MORNING GLEN |  |  | Non-Lead - Other | No |  | 0 | Installation date is after the lead ban |  |  |  |  | Non-Lead - Other |  |  | Installation date is after the lead ban |  |  |  |  | Non-Lead |  |  |  | Assumed
MTR_011101 | 16018 114TH AVE SE | LOT 1 BLK 2 AKERS FARMS 6 |  |  | Non-Lead - Other | Unknown |  | 0 | Statistical analysis |  |  |  |  | Non-Lead - Other |  |  | Statistical analysis |  |  |  |  | Non-Lead |  |  |  | Domestic
MTR_017972 | 13433 SE 181ST ST | LOT 5 BALLARD SHORT PLAT |  |  | Non-Lead - Other | No | 2012-03-06 | 0 | Installation date is after the lead ban |  |  |  |  | Non-Lead - Other |  |  | Installation date is after the lead ban |  |  |  |  | Non-Lead |  |  |  | Domestic
MTR_014222 | 10833 SE 172ND ST #C7 | BUILDING 7 UNIT C KELSEY COURT COND |  |  | Non-Lead - Other | No | 1984-11-01 | 0 | Installation date is after the lead ban |  |  |  |  | Non-Lead - Other |  |  | Installation date is after the lead ban |  |  |  |  | Non-Lead |  |  |  | Domestic
MTR_028436 | 12608 SE 217TH PL | LOT 81 PARKWAY ESTATES |  |  | Non-Lead - Other | No | 1978-07-26 | 0 | Installation date is after the lead ban |  |  |  |  | Non-Lead - Other |  |  | Installation date is after the lead ban |  |  |  |  | Non-Lead |  |  |  | Domestic
MTR_017973 | 13417 SE 181ST ST | LOT 2 BALLARD SHORT PLAT |  |  | Non-Lead - Other | No | 2012-03-06 | 0 | Installation date is after the lead ban |  |  |  |  | Non-Lead - Other |  |  | Installation date is after the lead ban |  |  |  |  | Non-Lead |  |  |  | Domestic
MTR_014271 | 16922 109TH PL SE | LOT 7 THRESHOLD HOUSING #1 PHASE 1 |  |  | Non-Lead - Other | No | 1995-08-21 | 1 | Rectified Plan | No |  |  |  | Non-Lead - Other |  |  | Installation date is after the lead ban |  |  |  |  | Non-Lead |  |  |  | Domestic
MTR_027149 | 13328 SE 224TH PL | LOT 4 FERN CREST 2 |  |  | Non-Lead - Other | No | 2005-09-02 | 0 | Installation date is after the lead ban |  |  |  |  | Non-Lead - Other |  |  | Installation date is after the lead ban |  |  |  |  | Non-Lead |  |  |  | Domestic
MTR_017964 | 13409 SE 181ST ST | LOT 1 BALLARD SHORT PLAT |  |  | Non-Lead - Other | No | 2012-03-06 | 0 | Installation date is after the lead ban |  |  |  |  | Non-Lead - Other |  |  | Installation date is after the lead ban |  |  |  |  | Non-Lead |  |  |  | Domestic
MTR_014913 | 16855 123RD AVE SE | L27 B3 CASCADE VISTA #1 |  |  | Non-Lead - Other | No | 2010-10-25 | 1 | Rectified Plan |  |  |  |  | Non-Lead - Other |  |  | Statistical analysis |  |  |  |  | Non-Lead |  |  |  | Domestic
MTR_017967 | 13423 SE 181ST ST | LOT 3 BALLARD PLAT |  |  | Non-Lead - Other | No | 2012-03-06 | 0 | Installation date is after the lead ban |  |  |  |  | Non-Lead - Other |  |  | Installation date is after the lead ban |  |  |  |  | Non-Lead |  |  |  | Domestic
MTR_026946 | 22455 132ND PL SE | LOT 59 FERN CREST 2 |  |  | Non-Lead - Other | No | 2005-09-02 | 0 | Installation date is after the lead ban |  |  |  |  | Non-Lead - Other |  |  | Installation date is after the lead ban |  |  |  |  | Non-Lead |  |  |  | Domestic
MTR_015415 | 16920 126TH PL SE | L 41 CASCADE VISTA 3 |  |  | Non-Lead - Other | Unknown | 1960-01-13 | 0 | Statistical analysis |  |  |  |  | Non-Lead - Other |  |  | Statistical analysis |  |  |  |  | Non-Lead |  |  |  | Domestic
MTR_018293 | 13447 SE 181ST ST | LOT 7 BALLARD SHORT PLAT |  |  | Non-Lead - Other | No | 2012-03-06 | 0 | Installation date is after the lead ban |  |  |  |  | Non-Lead - Other |  |  | Installation date is after the lead ban |  |  |  |  | Non-Lead |  |  |  | Domestic
MTR_026885 | 22490 134TH PL SE | LOT 13 FERN CREST 2 |  |  | Non-Lead - Other | No | 2005-09-02 | 0 | Installation date is after the lead ban |  |  |  |  | Non-Lead - Other |  |  | Installation date is after the lead ban |  |  |  |  | Non-Lead |  |  |  | Domestic
MTR_019987 | 10021 SE 192ND PL | LOT 9 TALBOT RIDGE ESTATES |  |  | Non-Lead - Other | No | 2009-08-19 | 0 | Installation date is after the lead ban |  |  |  |  | Non-Lead - Other |  |  | Installation date is after the lead ban |  |  |  |  | Non-Lead |  |  |  | Domestic
MTR_017971 | 13436 SE 181ST ST | LOT 18 BALLARD SHORT PLAT |  |  | Non-Lead - Other | No | 2012-03-06 | 0 | Installation date is after the lead ban |  |  |  |  | Non-Lead - Other |  |  | Installation date is after the lead ban |  |  |  |  | Non-Lead |  |  |  | Domestic
MTR_027004 | 13304 SE 224TH PL | LOT 1 FERN CREST 2 |  |  | Non-Lead - Other | No | 2005-09-02 | 0 | Installation date is after the lead ban |  |  |  |  | Non-Lead - Other |  |  | Installation date is after the lead ban |  |  |  |  | Non-Lead |  |  |  | Domestic
MTR_017654 | 17617 111TH AVE SE | L17 HIGGENBOTHAM ADD. |  |  | Non-Lead - Other | No |  | 0 | Installation date is after the lead ban |  |  |  |  | Non-Lead - Other |  |  | Installation date is after the lead ban |  |  |  |  | Non-Lead |  |  |  | Assumed
MTR_017974 | 13432 SE 181ST ST | LOT 19 BALLARD SHORT PLAT |  |  | Non-Lead - Other | No | 2012-03-06 | 0 | Installation date is after the lead ban |  |  |  |  | Non-Lead - Other |  |  | Installation date is after the lead ban |  |  |  |  | Non-Lead |  |  |  | Domestic
MTR_028341 | 12935 SE 217TH PL | LOT 25 WIMBLEDON RIDGE |  |  | Non-Lead - Other | No | 1995-08-28 | 0 | Installation date is after the lead ban |  |  |  |  | Non-Lead - Other |  |  | Installation date is after the lead ban |  |  |  |  | Non-Lead |  |  |  | Domestic
MTR_015839 | 14763 SE 187TH CT | LOT 3 FAIRHAVEN 3 |  |  | Non-Lead - Other | No | 2004-03-12 | 0 | Installation date is after the lead ban |  |  |  |  | Non-Lead - Other |  |  | Installation date is after the lead ban |  |  |  |  | Non-Lead |  |  |  | Domestic
MTR_017965 | 18007 135TH PL SE | LOT 15 BALLARD SHORT PLAT |  |  | Non-Lead - Other | No | 2012-03-06 | 0 | Installation date is after the lead ban |  |  |  |  | Non-Lead - Other |  |  | Installation date is after the lead ban |  |  |  |  | Non-Lead |  |  |  | Domestic
MTR_028354 | 12934 SE 217TH PL | LOT 6 WIMBLEDON RIDGE |  |  | Non-Lead - Other | No | 1995-08-28 | 0 | Installation date is after the lead ban |  |  |  |  | Non-Lead - Other |  |  | Installation date is after the lead ban |  |  |  |  | Non-Lead |  |  |  | Domestic
MTR_016743 | 15368 SE 182ND ST | LOT 32 CARRIAGEWOOD #4 |  |  | Non-Lead - Other | No | 1983-07-01 | 0 | Installation date is after the lead ban |  |  |  |  | Non-Lead - Other |  |  | Installation date is after the lead ban |  |  |  |  | Non-Lead |  |  |  | Domestic
MTR_019135 | 18631 107TH AVE SE | L8 VISTA HILLS |  |  | Non-Lead - Other | Unknown |  | 0 | Statistical analysis |  |  |  |  | Non-Lead - Other |  |  | Statistical analysis |  |  |  |  | Non-Lead |  |  |  | Assumed
MTR_017966 | 18110 135TH PL SE | LOT 10 BALLARD SHORT PLAT |  |  | Non-Lead - Other | No | 2012-03-06 | 0 | Installation date is after the lead ban |  |  |  |  | Non-Lead - Other |  |  | Installation date is after the lead ban |  |  |  |  | Non-Lead |  |  |  | Domestic
MTR_016299 | 17704 157TH AVE SE | L 16 CANDLEWOOD 2 |  |  | Non-Lead - Other | No | 1976-05-06 | 0 | Installation date is after the lead ban |  |  |  |  | Non-Lead - Other |  |  | Installation date is after the lead ban |  |  |  |  | Non-Lead |  |  |  | Domestic
MTR_003562 | 23408 131ST AVE SE | LOT 32 BUILDING J VILLAGE AT SINGLE CREEK |  |  | Non-Lead - Other | No |  | 0 | Installation date is after the lead ban |  |  |  |  | Non-Lead - Other |  |  | Installation date is after the lead ban |  |  |  |  | Non-Lead |  |  |  | Assumed
MTR_010837 | 18016 135TH PL SE | LOT 13 BALLARD SHORT PLAT |  |  | Non-Lead - Other | No | 2012-03-06 | 0 | Installation date is after the lead ban |  |  |  |  | Non-Lead - Other |  |  | Installation date is after the lead ban |  |  |  |  | Non-Lead |  |  |  | Domestic
MTR_024440 | 13040 SE 204TH PL | L6 GREENACRES EAST |  |  | Non-Lead - Other | No |  | 0 | Installation date is after the lead ban |  |  |  |  | Non-Lead - Other |  |  | Installation date is after the lead ban |  |  |  |  | Non-Lead |  |  |  | Domestic
MTR_025020 | 21100 119TH PL SE | LOT38 EL DORADO HILLS #1 |  |  | Non-Lead - Other | No | 1981-02-01 | 0 | Installation date is after the lead ban |  |  |  |  | Non-Lead - Other |  |  | Installation date is after the lead ban |  |  |  |  | Non-Lead |  |  |  | Domestic
MTR_018295 | 13455 SE 181ST ST | LOT 8 BALLARD PLAT |  |  | Non-Lead - Other | No | 2012-03-06 | 0 | Installation date is after the lead ban |  |  |  |  | Non-Lead - Other |  |  | Installation date is after the lead ban |  |  |  |  | Non-Lead |  |  |  | Domestic
MTR_024494 | 20425 131ST PL SE | L77 GREEN ACRES EAST |  |  | Non-Lead - Other | No |  | 0 | Installation date is after the lead ban |  |  |  |  | Non-Lead - Other |  |  | Installation date is after the lead ban |  |  |  |  | Non-Lead |  |  |  | Domestic
MTR_029918 | 12376 SE 160TH ST | L11 B4 CASCADE VILLAGE 2 |  |  | Non-Lead - Other | No | 2016-06-22 | 0.75 | Rectified Plan |  |  |  |  | Non-Lead - Other |  |  | Statistical analysis |  |  |  |  | Non-Lead |  |  |  | Domestic
MTR_014244 | 17014 108TH AVE SE | TAX LOT 28 SECTION 29-23-5 |  |  | Non-Lead - Other | Unknown |  | 1 | Statistical analysis |  |  |  |  | Non-Lead - Other |  |  | Statistical analysis |  |  |  |  | Non-Lead |  |  |  | Domestic
MTR_024497 | 20447 131ST PL SE | L80 GREEN ACRES EAST |  |  | Non-Lead - Other | No |  | 0 | Installation date is after the lead ban |  |  |  |  | Non-Lead - Other |  |  | Installation date is after the lead ban |  |  |  |  | Non-Lead |  |  |  | Domestic
MTR_012489 | 17112 SE 181ST PL | LOT 4 TROVITSKY PARK |  |  | Non-Lead - Other | No | 2003-03-14 | 4 | Rectified Plan | No |  |  |  | Non-Lead - Other |  |  | Installation date is after the lead ban |  |  |  |  | Non-Lead |  |  |  | Domestic
MTR_014241 | 10925 SE 172ND ST | LOT 11 KELSEY LANE |  |  | Non-Lead - Other | No |  | 0 | Installation date is after the lead ban |  |  |  |  | Non-Lead - Other |  |  | Installation date is after the lead ban |  |  |  |  | Non-Lead |  |  |  | Domestic
MTR_018080 | 18139 132ND PL SE | LOT 32 FOREST ESTATES #5 |  |  | Non-Lead - Other | No |  | 0 | Installation date is after the lead ban |  |  |  |  | Non-Lead - Other |  |  | Installation date is after the lead ban |  |  |  |  | Non-Lead |  |  |  | Domestic
MTR_018081 | 18205 132ND PL SE | LOT 33 FOREST ESTATES #5 |  |  | Non-Lead - Other | No |  | 0 | Installation date is after the lead ban |  |  |  |  | Non-Lead - Other |  |  | Installation date is after the lead ban |  |  |  |  | Non-Lead |  |  |  | Domestic
MTR_011957 | 1203 S 35TH ST | LOT 42 WINSPER 2 |  |  | Non-Lead - Other | No | 1998-02-25 | 0 | Installation date is after the lead ban |  |  |  |  | Non-Lead - Other |  |  | Installation date is after the lead ban |  |  |  |  | Non-Lead |  |  |  | Domestic
MTR_018075 | 13206 SE 181ST PL | LOT 27 FOREST ESTATES #5 |  |  | Non-Lead - Other | No |  | 0 | Installation date is after the lead ban |  |  |  |  | Non-Lead - Other |  |  | Installation date is after the lead ban |  |  |  |  | Non-Lead |  |  |  | Domestic
MTR_011891 | 16804 105TH AVE SE | WEST 140 LOT 6 BLOCK 3 AKERS FARM S #5 |  |  | Non-Lead - Other | No | 1999-03-24 | 0 | Rectified Plan |  |  |  |  | Non-Lead - Other |  |  | Statistical analysis |  |  |  |  | Non-Lead |  |  |  | Domestic
MTR_018079 | 18131 132ND PL SE | LOT 31 FOREST ESTATES #5 |  |  | Non-Lead - Other | No |  | 0 | Installation date is after the lead ban |  |  |  |  | Non-Lead - Other |  |  | Installation date is after the lead ban |  |  |  |  | Non-Lead |  |  |  | Domestic
MTR_018073 | 13222 SE 181ST PL | LOT 25 FOREST ESTATES #5 |  |  | Non-Lead - Other | No |  | 0 | Installation date is after the lead ban |  |  |  |  | Non-Lead - Other |  |  | Installation date is after the lead ban |  |  |  |  | Non-Lead |  |  |  | Domestic
MTR_018074 | 13214 SE 181ST PL | LOT 26 FOREST ESTATES #5 |  |  | Non-Lead - Other | No |  | 0 | Installation date is after the lead ban |  |  |  |  | Non-Lead - Other |  |  | Installation date is after the lead ban |  |  |  |  | Non-Lead |  |  |  | Domestic
MTR_011820 | 16836 106TH AVE SE | WEST 150 LOT 8 BLOCK 4 AKERS FARM S #5 |  |  | Non-Lead - Other | No | 1999-03-24 | 0 | Rectified Plan |  |  |  |  | Non-Lead - Other |  |  | Statistical analysis |  |  |  |  | Non-Lead |  |  |  | Domestic
MTR_030095 | 15814 124TH PL SE | LOT 7 BLOCK 3 CASCADE VILLAGE #3 |  |  | Non-Lead - Other | No | 2016-06-22 | 0.75 | Rectified Plan |  |  |  |  | Non-Lead - Other |  |  | Statistical analysis |  |  |  |  | Non-Lead |  |  |  | Domestic
MTR_027525 | 23722 135TH PL SE | TAX LOT 67 SW 1/4 15-22-5 |  |  | Non-Lead - Other | No | 1988-04-01 | 0 | Converted CAD |  |  |  |  | Non-Lead - Other |  |  | Statistical analysis |  |  |  |  | Non-Lead |  |  |  | Domestic
MTR_006844 | 16102 120TH AVE SE | L 16 B 3 CASCADE HILLS 2 |  |  | Non-Lead - Other | No | 2006-08-31 | 1 | Rectified Plan |  |  |  |  | Non-Lead - Other |  |  | Statistical analysis |  |  |  |  | Non-Lead |  |  |  | Domestic
MTR_007761 | 12543 SE 233RD ST | L 75 MERIDIAN VILLA EST. |  |  | Non-Lead - Other | Unknown | 1966-09-01 | 1 | Rectified Plan | No |  |  |  | Non-Lead - Other |  |  | Statistical analysis |  |  |  |  | Non-Lead |  |  |  | Domestic
MTR_015120 | 12119 SE 160TH ST | L2 B2 CASCADE VILLAGE 5 |  |  | Non-Lead - Other | No | 2014-04-16 | 1 | Rectified Plan |  |  |  |  | Non-Lead - Other |  |  | Statistical analysis |  |  |  |  | Non-Lead |  |  |  | Domestic
MTR_003778 | 23420 130TH AVE SE | LOT 39 BUILDING L VILLAGE AT SINGLE |  |  | Non-Lead - Other | No |  | 0 | Installation date is after the lead ban |  |  |  |  | Non-Lead - Other |  |  | Installation date is after the lead ban |  |  |  |  | Non-Lead |  |  |  | Assumed
MTR_026996 | 12820 SE 225TH CT | LOT 9 FERN CREST WEST |  |  | Non-Lead - Other | No | 2006-04-28 | 0 | Installation date is after the lead ban |  |  |  |  | Non-Lead - Other |  |  | Installation date is after the lead ban |  |  |  |  | Non-Lead |  |  |  | Domestic
MTR_021115 | 13829 SE 188TH ST | LOT 37 CEDARWOOD ESTATES (WINDHAM R IDGE) |  |  | Non-Lead - Other | No | 1989-09-20 | 0 | Installation date is after the lead ban |  |  |  |  | Non-Lead - Other |  |  | Installation date is after the lead ban |  |  |  |  | Non-Lead |  |  |  | Domestic
MTR_006913 | 11811 SE 164TH ST | L 70 CASCADE HILLS 5 |  |  | Non-Lead - Other | Unknown |  | 0.75 | Statistical analysis |  |  |  |  | Non-Lead - Other |  |  | Statistical analysis |  |  |  |  | Non-Lead |  |  |  | Assumed
MTR_003717 | 12828 SE 235TH PL | LOT 17 SINGLE CREEK #1 |  |  | Non-Lead - Other | No |  | 0 | Installation date is after the lead ban |  |  |  |  | Non-Lead - Other |  |  | Installation date is after the lead ban |  |  |  |  | Non-Lead |  |  |  | Assumed
MTR_021319 | 19411 146TH AVE SE | LOT 41 FAIRWOOD GLEN |  |  | Non-Lead - Other | No |  | 0 | Installation date is after the lead ban |  |  |  |  | Non-Lead - Other |  |  | Installation date is after the lead ban |  |  |  |  | Non-Lead |  |  |  | Domestic
MTR_014529 | 11716 SE 168TH ST | LOT 4 CASCADE HILLS #5 |  |  | Non-Lead - Other | No | 2006-06-08 | 1 | Rectified Plan |  |  |  |  | Non-Lead - Other |  |  | Statistical analysis |  |  |  |  | Non-Lead |  |  |  | Domestic
MTR_003697 | 12531 SE 233RD ST | L 74 MERIDIAN VILLA EST. |  |  | Non-Lead - Other | No | 1966-09-01 | 1 | Rectified Plan | No |  |  |  | Non-Lead - Other |  |  | Installation date is after the lead ban |  |  |  |  | Non-Lead |  |  |  | Domestic
MTR_021340 | 14116 SE 193RD ST | L7 LORI LANE |  |  | Non-Lead - Other | No |  | 0 | Installation date is after the lead ban |  |  |  |  | Non-Lead - Other |  |  | Installation date is after the lead ban |  |  |  |  | Non-Lead |  |  |  | Domestic
MTR_011818 | 17018 106TH AVE SE | LOT 10 BLOCK 4 AKERS FARMS #5 |  |  | Non-Lead - Other | No | 1999-03-24 | 0 | Rectified Plan |  |  |  |  | Non-Lead - Other |  |  | Statistical analysis |  |  |  |  | Non-Lead |  |  |  | Domestic
MTR_027777 | 21721 121ST PL SE | L 9 GLENCARIN TRACE |  |  | Non-Lead - Other | No |  | 0 | Installation date is after the lead ban |  |  |  |  | Non-Lead - Other |  |  | Installation date is after the lead ban |  |  |  |  | Non-Lead |  |  |  | Domestic
MTR_021945 | 19461 136TH PL SE | L15 BLK1 ALPINE MANOR |  |  | Non-Lead Plastic | Unknown |  | 0 | Relative Placement | Yes | Visual inspection at the meter pit | 2024-02-28 |  | Copper |  |  | Field inspection only with no records | Yes | Visual inspection at the meter pit | 2024-02-28 |  | Non-Lead |  |  |  | Assumed
MTR_011960 | 1221 S 35TH ST | LOT 45 WINSPER 2 |  |  | Non-Lead - Other | No | 1998-02-25 | 0 | Installation date is after the lead ban |  |  |  |  | Non-Lead - Other |  |  | Installation date is after the lead ban |  |  |  |  | Non-Lead |  |  |  | Domestic
MTR_027643 | 11723 SE 217TH PL | LOT 14 CROWN ROYAL #2 |  |  | Non-Lead - Other | No |  | 0 | Installation date is after the lead ban |  |  |  |  | Non-Lead - Other |  |  | Installation date is after the lead ban |  |  |  |  | Non-Lead |  |  |  | Assumed
MTR_021830 | 19226 135TH AVE SE | LOT 4 FAIRFIELD GLEN |  |  | Non-Lead - Other | No |  | 0 | Converted CAD | No |  |  |  | Non-Lead - Other |  |  | Installation date is after the lead ban |  |  |  |  | Non-Lead |  |  |  | Domestic
MTR_019694 | 10936 SE 186TH PL | LOT 1 PANTHER LK ESTATES |  |  | Non-Lead - Other | Unknown |  | 0 | Statistical analysis |  |  |  |  | Non-Lead - Other |  |  | Statistical analysis |  |  |  |  | Non-Lead |  |  |  | Domestic
MTR_027675 | 21701 118TH PL SE | LOT 43 CROWN ROYAL II |  |  | Non-Lead - Other | No |  | 0 | Installation date is after the lead ban |  |  |  |  | Non-Lead - Other |  |  | Installation date is after the lead ban |  |  |  |  | Non-Lead |  |  |  | Assumed
MTR_019556 | 18511 114TH AVE SE | LOT 19 EMERALD GLEN |  |  | Non-Lead - Other | No | 1996-08-20 | 0 | Installation date is after the lead ban |  |  |  |  | Non-Lead - Other |  |  | Installation date is after the lead ban |  |  |  |  | Non-Lead |  |  |  | Domestic
MTR_019478 | 11227 SE 188TH PL | LOT 81 CHINQUAPIN RIDGE |  |  | Non-Lead - Other | No | 1995-09-19 | 0 | Installation date is after the lead ban |  |  |  |  | Non-Lead - Other |  |  | Installation date is after the lead ban |  |  |  |  | Non-Lead |  |  |  | Domestic
MTR_027692 | 21600 117TH PL SE | LOT 51 CROWN ROYAL II |  |  | Non-Lead - Other | No |  | 0 | Installation date is after the lead ban |  |  |  |  | Non-Lead - Other |  |  | Installation date is after the lead ban |  |  |  |  | Non-Lead |  |  |  | Assumed
MTR_019766 | 18817 116TH AVE SE | TL114 SEC 32-23-5 |  |  | Non-Lead Plastic | Unknown |  | 0 | Relative Placement | Yes | Visual inspection at the meter pit | 2024-02-20 |  | Copper |  |  | Field inspection only with no records | Yes | Visual inspection at the meter pit | 2024-02-20 |  | Non-Lead |  |  |  | Domestic
MTR_028252 | 12809 SE 221ST PL | LOT 3 SUMMER GLEN EAST |  |  | Non-Lead - Other | No | 1995-08-28 | 0 | Installation date is after the lead ban |  |  |  |  | Non-Lead - Other |  |  | Installation date is after the lead ban |  |  |  |  | Non-Lead |  |  |  | Domestic
MTR_022197 | 18631 120TH AVE SE | 9921-010790 |  |  | Non-Lead - Other | Unknown |  | 0 | Statistical analysis |  |  |  |  | Non-Lead - Other |  |  | Statistical analysis |  |  |  |  | Non-Lead |  |  |  | Assumed
MTR_028553 | 12703 SE 221ST PL | LOT 74 SUMMERGLEN #2 |  |  | Non-Lead - Other | No |  | 5.25 | Installation date is after the lead ban |  |  |  |  | Non-Lead - Other |  |  | Installation date is after the lead ban |  |  |  |  | Non-Lead |  |  |  | Hydrant
MTR_022911 | 19512 122ND PL SE | LOT 3 VISTA VIEW HGTS 3 |  |  | Non-Lead - Other | No |  | 0 | Installation date is after the lead ban |  |  |  |  | Non-Lead - Other |  |  | Installation date is after the lead ban |  |  |  |  | Non-Lead |  |  |  | Assumed
MTR_019426 | 18619 114TH AVE SE | TAX LOT 281 32-23-5 |  |  | Non-Lead - Other | No |  | 0 | Installation date is after the lead ban |  |  |  |  | Non-Lead - Other |  |  | Installation date is after the lead ban |  |  |  |  | Non-Lead |  |  |  | Domestic
MTR_020919 | 13403 SE 187TH PL | LOT 1 FOREST EST. |  |  | Non-Lead - Other | No | 1978-08-01 | 1 | Installation date is after the lead ban |  |  |  |  | Non-Lead - Other |  |  | Installation date is after the lead ban |  |  |  |  | Non-Lead |  |  |  | Domestic
MTR_019569 | 19106 110TH PL SE | BLDG 7 FORD TOWNHOMES |  |  | Non-Lead - Other | No | 1997-06-17 | 0 | Installation date is after the lead ban |  |  |  |  | Non-Lead - Other |  |  | Installation date is after the lead ban |  |  |  |  | Non-Lead |  |  |  | Domestic
MTR_017916 | 17541 133RD LN SE | LOT 11 FAIRWOOD GROVES CONDOS |  |  | Non-Lead - Other | No | 1998-02-27 | 0 | Installation date is after the lead ban |  |  |  |  | Non-Lead - Other |  |  | Installation date is after the lead ban |  |  |  |  | Non-Lead |  |  |  | Domestic
MTR_003775 | 23434 130TH AVE SE | LOT 36 BUILDING K VILLAGE AT SINGLE CREEK |  |  | Non-Lead - Other | No | 1983-07-01 | 0 | Installation date is after the lead ban |  |  |  |  | Non-Lead - Other |  |  | Installation date is after the lead ban |  |  |  |  | Non-Lead |  |  |  | Domestic
MTR_022914 | 19464 122ND PL SE | LOT 6 VISTA VIEW HGTS 3 |  |  | Non-Lead - Other | No |  | 0 | Installation date is after the lead ban |  |  |  |  | Non-Lead - Other |  |  | Installation date is after the lead ban |  |  |  |  | Non-Lead |  |  |  | Assumed
MTR_014705 | 15918 131ST PL SE | LOT 3 FAIRLANE WOODS |  |  | Non-Lead - Other | No | 1978-09-22 | 0 | Installation date is after the lead ban |  |  |  |  | Non-Lead - Other |  |  | Installation date is after the lead ban |  |  |  |  | Non-Lead |  |  |  | Domestic
MTR_026431 | 12721 SE 227TH CT | LOT 19 PHEASANTS HOLLOW |  |  | Non-Lead - Other | No | 1996-02-27 | 0 | Installation date is after the lead ban |  |  |  |  | Non-Lead - Other |  |  | Installation date is after the lead ban |  |  |  |  | Non-Lead |  |  |  | Domestic
MTR_014706 | 15912 131ST PL SE | LOT 4 FAIRLANE WOODS |  |  | Non-Lead - Other | No | 1978-09-22 | 0 | Installation date is after the lead ban |  |  |  |  | Non-Lead - Other |  |  | Installation date is after the lead ban |  |  |  |  | Non-Lead |  |  |  | Domestic
MTR_026565 | 22913 125TH AVE SE | L6 CORONADO KNOLLS |  |  | Non-Lead - Other | No |  | 0 | Installation date is after the lead ban |  |  |  |  | Non-Lead - Other |  |  | Installation date is after the lead ban |  |  |  |  | Non-Lead |  |  |  | Domestic
MTR_028306 | 21855 132ND AVE SE | TAX LOT 29 9-22-5 |  |  | Non-Lead Plastic | Unknown |  | 0 | Relative Placement | Yes | Visual inspection at the meter pit | 2024-02-05 |  | Copper |  |  | Field inspection only with no records | Yes | Visual inspection at the meter pit | 2024-02-05 |  | Non-Lead |  |  |  | Assumed
MTR_015869 | 14722 SE 187TH CT | LOT 11 FAIRHAVEN 3 |  |  | Non-Lead - Other | No | 2004-03-12 | 0 | Installation date is after the lead ban |  |  |  |  | Non-Lead - Other |  |  | Installation date is after the lead ban |  |  |  |  | Non-Lead |  |  |  | Domestic
MTR_021079 | 18801 134TH AVE SE | TL 197 SECTION 34-23-5 |  |  | Non-Lead - Other | No |  | 0 | Installation date is after the lead ban |  |  |  |  | Non-Lead - Other |  |  | Installation date is after the lead ban |  |  |  |  | Non-Lead |  |  |  | Assumed
MTR_020975 | 13315 SE 185TH PL | LOT 76 FOREST ESTATES |  |  | Non-Lead - Other | No | 1978-08-01 | 0 | Installation date is after the lead ban |  |  |  |  | Non-Lead - Other |  |  | Installation date is after the lead ban |  |  |  |  | Non-Lead |  |  |  | Hydrant
MTR_028336 | 12915 SE 217TH PL | LOT 19 WIMBLEDON RIDGE |  |  | Non-Lead - Other | No | 1995-08-28 | 0 | Installation date is after the lead ban |  |  |  |  | Non-Lead - Other |  |  | Installation date is after the lead ban |  |  |  |  | Non-Lead |  |  |  | Domestic
MTR_030027 | 16322 127TH AVE SE | L 4 B 4 CASCADE VISTA 7 |  |  | Non-Lead - Other | No | 2016-06-22 | 0.75 | Rectified Plan |  |  |  |  | Non-Lead - Other |  |  | Statistical analysis |  |  |  |  | Non-Lead |  |  |  | Domestic
MTR_021262 | 14525 SE 196TH PL | LOT 2 PHEASANT MEADOWS |  |  | Non-Lead - Other | No |  | 0 | Installation date is after the lead ban |  |  |  |  | Non-Lead - Other |  |  | Installation date is after the lead ban |  |  |  |  | Non-Lead |  |  |  | Domestic
MTR_023003 | 19852 124TH AVE SE | TL90 E1/2 SEC 4-22-5 |  |  | Non-Lead - Other | Unknown |  | 0 | Statistical analysis |  |  |  |  | Non-Lead - Other |  |  | Statistical analysis |  |  |  |  | Non-Lead |  |  |  | Assumed
MTR_028051 | 22307 122ND AVE SE | LOT 26 MEADOWGREEN ESTATES |  |  | Non-Lead - Other | No |  | 5.25 | Installation date is after the lead ban |  |  |  |  | Non-Lead - Other |  |  | Installation date is after the lead ban |  |  |  |  | Non-Lead |  |  |  | Hydrant
MTR_021112 | 13811 SE 188TH ST | LOT 34 CEDARWOOD ESTATES (WINDHAM R |  |  | Non-Lead - Other | No | 1989-09-20 | 0 | Installation date is after the lead ban |  |  |  |  | Non-Lead - Other |  |  | Installation date is after the lead ban |  |  |  |  | Non-Lead |  |  |  | Domestic
MTR_021113 | 13817 SE 188TH ST | LOT 35 CEDARWOOD ESTATES (WINDHAM R IDGE) |  |  | Non-Lead - Other | No | 1989-09-20 | 0 | Installation date is after the lead ban |  |  |  |  | Non-Lead - Other |  |  | Installation date is after the lead ban |  |  |  |  | Non-Lead |  |  |  | Domestic
MTR_024500 | 13026 SE 206TH PL | L83 GREEN ACRES EAST |  |  | Non-Lead - Other | No |  | 0 | Installation date is after the lead ban |  |  |  |  | Non-Lead - Other |  |  | Installation date is after the lead ban |  |  |  |  | Non-Lead |  |  |  | Domestic
MTR_021706 | 13715 SE 199TH PL | LOT 8 SOOS CREEK MEADOWS |  |  | Non-Lead - Other | No |  | 0 | Rectified Plan | No |  |  |  | Non-Lead - Other |  |  | Installation date is after the lead ban |  |  |  |  | Non-Lead |  |  |  | Domestic
MTR_022528 | 19338 113TH AVE SE | LOT 68 PANTHER MEADOWS |  |  | Non-Lead - Other | No | 2004-07-26 | 0 | Installation date is after the lead ban |  |  |  |  | Non-Lead - Other |  |  | Installation date is after the lead ban |  |  |  |  | Non-Lead |  |  |  | Domestic
MTR_021114 | 13823 SE 188TH ST | LOT 36 CEDARWOOD ESTATES (WINDHAM R IDGE) |  |  | Non-Lead - Other | No | 1989-09-20 | 0 | Installation date is after the lead ban |  |  |  |  | Non-Lead - Other |  |  | Installation date is after the lead ban |  |  |  |  | Non-Lead |  |  |  | Domestic
MTR_021374 | 19340 142ND PL SE | L32 LORI LANE |  |  | Non-Lead - Other | No |  | 0 | Installation date is after the lead ban |  |  |  |  | Non-Lead - Other |  |  | Installation date is after the lead ban |  |  |  |  | Non-Lead |  |  |  | Domestic
MTR_022654 | 19306 120TH PL SE | LOT 4 HANSEN SHORT PLAT PH 1 |  |  | Non-Lead - Other | No | 2014-02-13 | 0 | Installation date is after the lead ban |  |  |  |  | Non-Lead - Other |  |  | Installation date is after the lead ban |  |  |  |  | Non-Lead |  |  |  | Domestic
MTR_021116 | 18720 139TH WAY SE | LOT 38 CEDARWOOD ESTATES (WINDHAM R IDGE) |  |  | Non-Lead - Other | No | 1989-09-20 | 0 | Installation date is after the lead ban |  |  |  |  | Non-Lead - Other |  |  | Installation date is after the lead ban |  |  |  |  | Non-Lead |  |  |  | Domestic
MTR_021269 | 14532 SE 196TH PL | LOT 9 PHEASANT MEADOWS |  |  | Non-Lead - Other | No |  | 0 | Installation date is after the lead ban |  |  |  |  | Non-Lead - Other |  |  | Installation date is after the lead ban |  |  |  |  | Non-Lead |  |  |  | Domestic
MTR_018812 | 10420 SE 187TH PL | LOT 30 FREDERICKS PLACE |  |  | Non-Lead - Other | No | 1995-09-21 | 0 | Installation date is after the lead ban |  |  |  |  | Non-Lead - Other |  |  | Installation date is after the lead ban |  |  |  |  | Non-Lead |  |  |  | Domestic
MTR_021042 | 18716 139TH WAY SE | LOT 39 CEDARWOOD ESTATES (WINDHAM R |  |  | Non-Lead - Other | No | 1989-09-20 | 0 | Installation date is after the lead ban |  |  |  |  | Non-Lead - Other |  |  | Installation date is after the lead ban |  |  |  |  | Non-Lead |  |  |  | Domestic
MTR_021395 | 19406 141ST AVE SE | LOT 58 LORI LANE |  |  | Non-Lead - Other | No |  | 0 | Installation date is after the lead ban |  |  |  |  | Non-Lead - Other |  |  | Installation date is after the lead ban |  |  |  |  | Non-Lead |  |  |  | Domestic
MTR_017032 | 17730 112TH AVE SE | LOT 11 ORCHARD PARK #2 |  |  | Non-Lead - Other | No | 1995-09-05 | 0 | Installation date is after the lead ban |  |  |  |  | Non-Lead - Other |  |  | Installation date is after the lead ban |  |  |  |  | Non-Lead |  |  |  | Domestic
MTR_021043 | 18710 139TH WAY SE | LOT 40 CEDARWOOD ESTATES (WINDHAM R IDGE) |  |  | Non-Lead - Other | No | 1989-09-20 | 0 | Installation date is after the lead ban |  |  |  |  | Non-Lead - Other |  |  | Installation date is after the lead ban |  |  |  |  | Non-Lead |  |  |  | Domestic
MTR_017049 | 11516 SE 178TH PL | TRACER LYOON |  |  | Non-Lead - Other | No |  | 0 | Installation date is after the lead ban |  |  |  |  | Non-Lead - Other |  |  | Installation date is after the lead ban |  |  |  |  | Non-Lead |  |  |  | Domestic
MTR_019217 | 19237 98TH PL S | LOT 20 SPRINGBROOK TERRACE |  |  | Non-Lead - Other | No | 1984-06-01 | 0 | Installation date is after the lead ban |  |  |  |  | Non-Lead - Other |  |  | Installation date is after the lead ban |  |  |  |  | Non-Lead |  |  |  | Assumed
MTR_021004 | 18602 139TH WAY SE | LOT 47 CEDARWOOD ESTATES (WINDHAM R IDGE) |  |  | Non-Lead - Other | No | 1989-09-20 | 0 | Installation date is after the lead ban |  |  |  |  | Non-Lead - Other |  |  | Installation date is after the lead ban |  |  |  |  | Non-Lead |  |  |  | Domestic
MTR_017280 | 17852 110TH AVE SE | L14 MELRIDGE ADD. |  |  | Non-Lead - Other | No | 2011-08-10 | 1 | Rectified Plan |  |  |  |  | Non-Lead - Other |  |  | Statistical analysis |  |  |  |  | Non-Lead |  |  |  | Domestic
MTR_016043 | 18909 140TH AVE SE | LOT 1 |  |  | Non-Lead - Other | No | 2004-11-04 | 0 | Installation date is after the lead ban |  |  |  |  | Non-Lead - Other |  |  | Installation date is after the lead ban |  |  |  |  | Non-Lead |  |  |  | Domestic
MTR_017784 | 10802 SE 182ND ST | L1 BLK 1 BENSON TERR. #4 |  |  | Non-Lead - Other | Unknown |  | 0 | Statistical analysis |  |  |  |  | Non-Lead - Other |  |  | Statistical analysis |  |  |  |  | Non-Lead |  |  |  | Assumed
MTR_017285 | 11006 SE 180TH ST | L15 MELRIDGE ADD. |  |  | Non-Lead - Other | No | 2011-08-10 | 1 | Rectified Plan |  |  |  |  | Non-Lead - Other |  |  | Statistical analysis |  |  |  |  | Non-Lead |  |  |  | Domestic
MTR_021000 | 18534 139TH WAY SE | LOT 1 CEDARWOOD ESTATES (WINDHAM RI DGE) |  |  | Non-Lead - Other | No |  |  | Installation date is after the lead ban |  |  |  |  | Non-Lead - Other |  |  | Installation date is after the lead ban |  |  |  |  | Non-Lead
MTR_020194 | 19249 107TH AVE SE | LOT 10 COUNTRY SIDE ADD |  |  | Non-Lead - Other | Unknown |  | 0 | Statistical analysis |  |  |  |  | Non-Lead - Other |  |  | Statistical analysis |  |  |  |  | Non-Lead |  |  |  | Assumed
MTR_017316 | 17844 109TH AVE SE | L12 BRISTOW ADD. |  |  | Non-Lead - Other | No | 2011-08-10 | 1 | Rectified Plan |  |  |  |  | Non-Lead - Other |  |  | Statistical analysis |  |  |  |  | Non-Lead |  |  |  | Domestic
MTR_021002 | 18614 139TH WAY SE | LOT 45 CEDARWOOD ESTATES (WINDHAM R IDGE) |  |  | Non-Lead - Other | No | 1989-09-20 | 0 | Installation date is after the lead ban |  |  |  |  | Non-Lead - Other |  |  | Installation date is after the lead ban |  |  |  |  | Non-Lead |  |  |  | Domestic
MTR_019641 | 18705 109TH LN SE | LOT 32 MORGAN COURT CONDOMINIUMS |  |  | Non-Lead - Other | No | 2000-09-14 | 0 | Installation date is after the lead ban |  |  |  |  | Non-Lead - Other |  |  | Installation date is after the lead ban |  |  |  |  | Non-Lead |  |  |  | Domestic
MTR_019363 | 11041 SE 184TH PL | LOT 19 ALTMYER PLAT |  |  | Non-Lead - Other | No | 2013-07-26 | 0 | Installation date is after the lead ban |  |  |  |  | Non-Lead - Other |  |  | Installation date is after the lead ban |  |  |  |  | Non-Lead |  |  |  | Domestic
MTR_021134 | 13818 SE 186TH PL | LOT 5 CEDARWOOD ESTATES |  |  | Non-Lead - Other | No | 1989-09-20 | 0 | Installation date is after the lead ban |  |  |  |  | Non-Lead - Other |  |  | Installation date is after the lead ban |  |  |  |  | Non-Lead |  |  |  | Domestic
MTR_017749 | 17815 113TH PL SE | L 12 HIGH CHAPARRAL |  |  | Non-Lead - Other | No |  | 0 | Installation date is after the lead ban |  |  |  |  | Non-Lead - Other |  |  | Installation date is after the lead ban |  |  |  |  | Non-Lead |  |  |  | Assumed
MTR_017865 | 17816 108TH AVE SE | TAX LOT 54 SEC 32-23-5 |  |  | Non-Lead - Other | No |  | 0 | Installation date is after the lead ban |  |  |  |  | Non-Lead - Other |  |  | Installation date is after the lead ban |  |  |  |  | Non-Lead |  |  |  | Domestic
MTR_021132 | 18609 139TH WAY SE | LOT 3 CEDARWOOD ESTATES (WINDHAM RI DGE) |  |  | Non-Lead - Other | No | 1989-09-20 | 0 | Installation date is after the lead ban |  |  |  |  | Non-Lead - Other |  |  | Installation date is after the lead ban |  |  |  |  | Non-Lead |  |  |  | Domestic
MTR_017612 | 18005 110TH AVE SE | L1 BLK2 BENSON TERR. #3 |  |  | Non-Lead - Other | Unknown |  | 0 | Statistical analysis |  |  |  |  | Non-Lead - Other |  |  | Statistical analysis |  |  |  |  | Non-Lead |  |  |  | Assumed
MTR_023986 | 20835 102ND PL SE | LOT 5 STONEPINE |  |  | Non-Lead - Other | No |  | 0 | Installation date is after the lead ban |  |  |  |  | Non-Lead - Other |  |  | Installation date is after the lead ban |  |  |  |  | Non-Lead |  |  |  | Domestic
MTR_021152 | 18730 137TH CT SE | LOT 57 CEDARWOOD ESTATES (WINDHAM R IDGE) |  |  | Non-Lead - Other | No | 1989-09-20 | 0 | Installation date is after the lead ban |  |  |  |  | Non-Lead - Other |  |  | Installation date is after the lead ban |  |  |  |  | Non-Lead |  |  |  | Domestic
MTR_020393 | 10002 SE 203RD ST | LOT 7 ALDERWOOD |  |  | Non-Lead - Other | No |  | 0 | Installation date is after the lead ban |  |  |  |  | Non-Lead - Other |  |  | Installation date is after the lead ban |  |  |  |  | Non-Lead |  |  |  | Domestic
MTR_017637 | 11061 SE 181ST ST | L6 BENSON TERR. DIV. #2 |  |  | Non-Lead - Other | Unknown |  | 0 | Statistical analysis |  |  |  |  | Non-Lead - Other |  |  | Statistical analysis |  |  |  |  | Non-Lead |  |  |  | Assumed
MTR_020329 | 10615 SE 200TH ST | TL 52 SECTION 5-22-5 |  |  | Non-Lead - Other | Unknown |  | 0 | Statistical analysis |  |  |  |  | Non-Lead - Other |  |  | Statistical analysis |  |  |  |  | Non-Lead |  |  |  | Assumed
MTR_021014 | 18709 137TH CT SE | LOT 62 CEDARWOOD ESTATES |  |  | Non-Lead - Other | No | 1989-09-20 | 0 | Installation date is after the lead ban |  |  |  |  | Non-Lead - Other |  |  | Installation date is after the lead ban |  |  |  |  | Non-Lead |  |  |  | Domestic
MTR_017752 | 10842 SE 182ND ST | L6 BLK1 BENSON TERR. #4 |  |  | Non-Lead - Other | Unknown |  | 0 | Statistical analysis |  |  |  |  | Non-Lead - Other |  |  | Statistical analysis |  |  |  |  | Non-Lead |  |  |  | Assumed
MTR_019287 | 19836 98TH AVE S | 9902-001005 |  |  | Non-Lead - Other | Unknown |  | 0 | Statistical analysis |  |  |  |  | Non-Lead - Other |  |  | Statistical analysis |  |  |  |  | Non-Lead |  |  |  | Assumed
MTR_021161 | 13714 SE 188TH ST | LOT 55 CEDARWOOD ESTATES (WINDHAM R IDGE) |  |  | Non-Lead - Other | No | 1989-09-20 | 0 | Installation date is after the lead ban |  |  |  |  | Non-Lead - Other |  |  | Installation date is after the lead ban |  |  |  |  | Non-Lead |  |  |  | Domestic
MTR_017601 | 11029 SE 180TH ST | L6 BLK3 BENSON TERR. #3 |  |  | Non-Lead - Other | Unknown |  | 0 | Statistical analysis |  |  |  |  | Non-Lead - Other |  |  | Statistical analysis |  |  |  |  | Non-Lead |  |  |  | Assumed
MTR_003559 | 23446 130TH AVE SE | LOT 29 BUILDING I VILLAGE AT SINGLE |  |  | Non-Lead - Other | No | 1983-07-01 | 0 | Installation date is after the lead ban |  |  |  |  | Non-Lead - Other |  |  | Installation date is after the lead ban |  |  |  |  | Non-Lead |  |  |  | Domestic
MTR_020998 | 18727 137TH CT SE | LOT 66 CEDARWOOD ESTATES (WINDHAM R IDGE) |  |  | Non-Lead - Other | No | 1989-09-20 | 0 | Installation date is after the lead ban |  |  |  |  | Non-Lead - Other |  |  | Installation date is after the lead ban |  |  |  |  | Non-Lead |  |  |  | Domestic
MTR_017164 | 18312 108TH PL SE | LOT 47 MAPLE GLEN |  |  | Non-Lead - Other | No | 1977-03-18 | 0 | Installation date is after the lead ban |  |  |  |  | Non-Lead - Other |  |  | Installation date is after the lead ban |  |  |  |  | Non-Lead |  |  |  | Domestic
MTR_029305 | 11916 SE 231ST PL | LOT 22 TERRA HEIGHTS |  |  | Non-Lead - Other | No |  | 0 | Installation date is after the lead ban |  |  |  |  | Non-Lead - Other |  |  | Installation date is after the lead ban |  |  |  |  | Non-Lead |  |  |  | Domestic
MTR_021069 | 13820 SE 188TH ST | LOT 54 CEDARWOOD ESTATES (WINDHAM R IDGE) |  |  | Non-Lead - Other | No | 1989-09-20 | 0 | Installation date is after the lead ban |  |  |  |  | Non-Lead - Other |  |  | Installation date is after the lead ban |  |  |  |  | Non-Lead |  |  |  | Domestic
MTR_017161 | 18304 108TH PL SE | LOT 48 MAPLE GLEN |  |  | Non-Lead - Other | No | 1977-03-18 | 0 | Installation date is after the lead ban |  |  |  |  | Non-Lead - Other |  |  | Installation date is after the lead ban |  |  |  |  | Non-Lead |  |  |  | Domestic
MTR_029192 | 11820 SE 227TH PL | LOT 28 SUNNY HILL #2 |  |  | Non-Lead - Other | No | 2007-05-23 | 0 | Installation date is after the lead ban |  |  |  |  | Non-Lead - Other |  |  | Installation date is after the lead ban |  |  |  |  | Non-Lead |  |  |  | Domestic
MTR_021125 | 18731 137TH CT SE | LOT 67 CEDARWOOD ESTATES (WINDHAM R IDGE) |  |  | Non-Lead - Other | No | 1989-09-20 | 0 | Installation date is after the lead ban |  |  |  |  | Non-Lead - Other |  |  | Installation date is after the lead ban |  |  |  |  | Non-Lead |  |  |  | Domestic
MTR_019680 | 18648 111TH PL SE | LOT38 RUDDELLS 1ST ADDN |  |  | Non-Lead - Other | No |  | 0 | Installation date is after the lead ban |  |  |  |  | Non-Lead - Other |  |  | Installation date is after the lead ban |  |  |  |  | Non-Lead |  |  |  | Domestic
MTR_021144 | 18701 136TH PL SE | LOT 20 CEDARWOOD ESTATES |  |  | Non-Lead - Other | No | 1989-09-20 | 0 | Installation date is after the lead ban |  |  |  |  | Non-Lead - Other |  |  | Installation date is after the lead ban |  |  |  |  | Non-Lead |  |  |  | Domestic
MTR_019852 | 11012 SE 186TH ST | LOT 10 BLOCK 3 WALHAVEN #2 |  |  | Non-Lead - Other | Unknown |  | 0 | Statistical analysis |  |  |  |  | Non-Lead - Other |  |  | Statistical analysis |  |  |  |  | Non-Lead |  |  |  | Domestic
MTR_021106 | 18707 136TH PL SE | LOT 21 CEDARWOOD ESTATES |  |  | Non-Lead - Other | No | 1989-09-20 | 0 | Installation date is after the lead ban |  |  |  |  | Non-Lead - Other |  |  | Installation date is after the lead ban |  |  |  |  | Non-Lead |  |  |  | Domestic
MTR_021108 | 18719 136TH PL SE | LOT 23 CEDARWOOD ESTATES (WINDHAM R |  |  | Non-Lead - Other | No | 1989-09-20 | 0 | Installation date is after the lead ban |  |  |  |  | Non-Lead - Other |  |  | Installation date is after the lead ban |  |  |  |  | Non-Lead |  |  |  | Domestic
MTR_021107 | 18713 136TH PL SE | LOT 22 CEDARWOOD ESTATES (WINDHAM R |  |  | Non-Lead - Other | No | 1989-09-20 | 0 | Installation date is after the lead ban |  |  |  |  | Non-Lead - Other |  |  | Installation date is after the lead ban |  |  |  |  | Non-Lead |  |  |  | Domestic
MTR_021109 | 18725 136TH PL SE | LOT 24 CEDARWOOD ESTATES (WINDHAM R IDGE) |  |  | Non-Lead - Other | No | 1989-09-20 | 0 | Installation date is after the lead ban |  |  |  |  | Non-Lead - Other |  |  | Installation date is after the lead ban |  |  |  |  | Non-Lead |  |  |  | Domestic
MTR_019632 | 18728 109TH LN SE | LOT 25 MORGAN COURT CONDOMINIUMS |  |  | Non-Lead - Other | No | 2000-09-14 | 0 | Installation date is after the lead ban |  |  |  |  | Non-Lead - Other |  |  | Installation date is after the lead ban |  |  |  |  | Non-Lead |  |  |  | Domestic
MTR_021110 | 13607 SE 188TH ST | LOT 26 CEDARWOOD ESTATES (WINDHAM R IDGE) |  |  | Non-Lead - Other | No | 1989-09-20 | 0 | Installation date is after the lead ban |  |  |  |  | Non-Lead - Other |  |  | Installation date is after the lead ban |  |  |  |  | Non-Lead |  |  |  | Domestic
MTR_017240 | 17760 110TH PL SE | LOT 16 SERENITY RIDGE |  |  | Non-Lead - Other | No | 2001-07-10 | 0 | Installation date is after the lead ban |  |  |  |  | Non-Lead - Other |  |  | Installation date is after the lead ban |  |  |  |  | Non-Lead |  |  |  | Domestic
MTR_017572 | 18307 130TH AVE SE | LOT 9 FOX ESTATES |  |  | Non-Lead - Other | No | 1988-01-19 | 0 | Installation date is after the lead ban |  |  |  |  | Non-Lead - Other |  |  | Installation date is after the lead ban |  |  |  |  | Non-Lead |  |  |  | Domestic
MTR_011955 | 1119 S 35TH ST | LOT 40 WINSPER 2 |  |  | Non-Lead - Other | No | 1998-02-25 | 0 | Installation date is after the lead ban |  |  |  |  | Non-Lead - Other |  |  | Installation date is after the lead ban |  |  |  |  | Non-Lead |  |  |  | Domestic
MTR_017580 | 18335 130TH AVE SE | LOT 12 FOX ESTATES |  |  | Non-Lead - Other | No | 1988-01-19 | 0 | Installation date is after the lead ban |  |  |  |  | Non-Lead - Other |  |  | Installation date is after the lead ban |  |  |  |  | Non-Lead |  |  |  | Domestic
MTR_023824 | 21621 105TH PL SE | L 3 B 2 MT.VIEW PARK |  |  | Non-Lead - Other | No | 2004-04-20 | 0 | Rectified Plan |  |  |  |  | Non-Lead - Other |  |  | Statistical analysis |  |  |  |  | Non-Lead |  |  |  | Domestic
MTR_020822 | 13019 SE 184TH PL | L 62 BLVD. LANE 4 |  |  | Non-Lead - Other | No | 1968-06-14 | 0 | Installation date is after the lead ban |  |  |  |  | Non-Lead - Other |  |  | Installation date is after the lead ban |  |  |  |  | Non-Lead |  |  |  | Domestic
MTR_023800 | 10222 SE 222ND ST | LOT 24 ANNANDALE |  |  | Non-Lead - Other | No | 2004-07-27 | 0 | Installation date is after the lead ban |  |  |  |  | Non-Lead - Other |  |  | Installation date is after the lead ban |  |  |  |  | Non-Lead |  |  |  | Domestic
MTR_023825 | 21625 104TH PL SE | 9908-007210 |  |  | Non-Lead - Other | No | 2004-04-20 | 0 | Rectified Plan |  |  |  |  | Non-Lead - Other |  |  | Statistical analysis |  |  |  |  | Non-Lead |  |  |  | Domestic
MTR_020814 | 13009 SE 184TH PL | LOT 64 BOULEVARD LANE #4 |  |  | Non-Lead - Other | No | 1968-06-14 | 0 | Installation date is after the lead ban |  |  |  |  | Non-Lead - Other |  |  | Installation date is after the lead ban |  |  |  |  | Non-Lead |  |  |  | Domestic
MTR_023860 | 21712 103RD PL SE | LOT 23 GARRISON GLEN |  |  | Non-Lead - Other | No | 2014-01-15 | 0 | Installation date is after the lead ban |  |  |  |  | Non-Lead - Other |  |  | Installation date is after the lead ban |  |  |  |  | Non-Lead |  |  |  | Domestic
MTR_028943 | 11110 SE 218TH PL | LOT 5 ALDER HEIGHTS |  |  | Non-Lead - Other | No |  | 0 | Installation date is after the lead ban |  |  |  |  | Non-Lead - Other |  |  | Installation date is after the lead ban |  |  |  |  | Non-Lead |  |  |  | Domestic
MTR_023822 | 10417 SE 219TH ST | L5 B1 MOUNTAIN VIEW PK 2 |  |  | Non-Lead - Other | No | 2004-04-20 | 0 | Installation date is after the lead ban |  |  |  |  | Non-Lead - Other |  |  | Installation date is after the lead ban |  |  |  |  | Non-Lead |  |  |  | Domestic
MTR_025620 | 21405 131ST CT SE | LOT 5 HILLSHIRE TERRACE |  |  | Non-Lead - Other | No | 1995-09-19 | 0 | Installation date is after the lead ban |  |  |  |  | Non-Lead - Other |  |  | Installation date is after the lead ban |  |  |  |  | Non-Lead |  |  |  | Domestic
MTR_023855 | 10411 SE 219TH ST | L 4 B 1 MT.VIEW PARK 2 |  |  | Non-Lead - Other | No | 2004-04-20 | 0 | Installation date is after the lead ban |  |  |  |  | Non-Lead - Other |  |  | Installation date is after the lead ban |  |  |  |  | Non-Lead |  |  |  | Domestic
MTR_029634 | 22628 114TH AVE SE | L111 KENTON FIRS |  |  | Non-Lead - Other | Unknown |  | 0 | Statistical analysis |  |  |  |  | Non-Lead - Other |  |  | Statistical analysis |  |  |  |  | Non-Lead |  |  |  | Domestic
MTR_014257 | 17021 110TH PL SE | LOT 36 THRESHOLD I |  |  | Non-Lead - Other | No | 1995-08-21 | 1 | Installation date is after the lead ban |  |  |  |  | Non-Lead - Other |  |  | Installation date is after the lead ban |  |  |  |  | Non-Lead |  |  |  | Domestic
MTR_025711 | 21033 131ST PL SE | LOT 35 LAUREL SPRINGS |  |  | Non-Lead - Other | No | 2003-12-11 | 0 | Installation date is after the lead ban |  |  |  |  | Non-Lead - Other |  |  | Installation date is after the lead ban |  |  |  |  | Non-Lead |  |  |  | Domestic
MTR_011870 | 16605 105TH AVE SE | E 62 5 FT LOT 1 BLOCK 2 AKERS FARM |  |  | Non-Lead - Other | No | 1999-03-24 | 0 | Rectified Plan |  |  |  |  | Non-Lead - Other |  |  | Statistical analysis |  |  |  |  | Non-Lead |  |  |  | Domestic
MTR_020676 | 13043 SE 191ST ST | L 14 BLVD. LANE 7 |  |  | Non-Lead - Other | No | 1976-05-24 | 0 | Installation date is after the lead ban |  |  |  |  | Non-Lead - Other |  |  | Installation date is after the lead ban |  |  |  |  | Non-Lead |  |  |  | Domestic
MTR_028993 | 10816 SE 220TH PL | L34 BENSON MEADOWS I |  |  | Non-Lead - Other | No |  | 0 | Installation date is after the lead ban |  |  |  |  | Non-Lead - Other |  |  | Installation date is after the lead ban |  |  |  |  | Non-Lead |  |  |  | Domestic
MTR_019255 | 9405 S 196TH PL | LOT 17 SHADY ESTATES |  |  | Non-Lead - Other | No | 2004-07-14 | 0 | Installation date is after the lead ban |  |  |  |  | Non-Lead - Other |  |  | Installation date is after the lead ban |  |  |  |  | Non-Lead |  |  |  | Domestic
MTR_023805 | 22103 102ND PL SE | LOT 4 ANNANDALE |  |  | Non-Lead - Other | No | 2004-07-27 | 0 | Installation date is after the lead ban |  |  |  |  | Non-Lead - Other |  |  | Installation date is after the lead ban |  |  |  |  | Non-Lead |  |  |  | Domestic
MTR_020793 | 18523 131ST AVE SE | L 54 BLVD. LANE 4 |  |  | Non-Lead - Other | No | 1968-06-14 | 0 | Installation date is after the lead ban |  |  |  |  | Non-Lead - Other |  |  | Installation date is after the lead ban |  |  |  |  | Non-Lead |  |  |  | Domestic
MTR_003379 | 16431 116TH PL SE | L 82 CASCADE HILLS 5 |  |  | Non-Lead - Other | No | 2019-08-05 | 0.75 | Rectified Plan |  |  |  |  | Non-Lead - Other |  |  | Statistical analysis |  |  |  |  | Non-Lead |  |  |  | Domestic
MTR_022724 | 11816 SE 196TH ST | 9921-001500 |  |  | Non-Lead - Other | No | 2001-03-28 | 0 | Rectified Plan |  |  |  |  | Non-Lead - Other |  |  | Statistical analysis |  |  |  |  | Non-Lead |  |  |  | Domestic
MTR_020866 | 13002 SE 188TH ST | LOT 42 BOULVARD LANES #4 |  |  | Non-Lead - Other | No | 1968-06-14 | 0 | Installation date is after the lead ban |  |  |  |  | Non-Lead - Other |  |  | Installation date is after the lead ban |  |  |  |  | Non-Lead |  |  |  | Domestic
MTR_020538 | 20026 102ND PL SE | LOT 46 PARKRIDGE EAST 2 |  |  | Non-Lead - Other | No |  | 0 | Installation date is after the lead ban |  |  |  |  | Non-Lead - Other |  |  | Installation date is after the lead ban |  |  |  |  | Non-Lead |  |  |  | Domestic
MTR_014148 | 11204 SE PETROVITSKY RD | TL 29 29-23-5 |  |  | Non-Lead - Other | Unknown |  | 1 | Statistical analysis |  |  |  |  | Non-Lead - Other |  |  | Statistical analysis |  |  |  |  | Non-Lead |  |  |  | Domestic
MTR_020794 | 18531 131ST AVE SE | L 53 BLVD. LANE 4 |  |  | Non-Lead - Other | No | 1968-06-14 | 0 | Installation date is after the lead ban |  |  |  |  | Non-Lead - Other |  |  | Installation date is after the lead ban |  |  |  |  | Non-Lead |  |  |  | Domestic
MTR_018438 | 9441 S 202ND ST | LOT 1 KING CO SHORT PLAT #587007 PART A |  |  | Non-Lead - Other | No | 1995-11-22 | 0 | Rectified Plan |  |  |  |  | Non-Lead - Other |  |  | Statistical analysis |  |  |  |  | Non-Lead |  |  |  | Domestic
MTR_015708 | 916 S 37TH PL | LOT 108 SUNNYBROOK |  |  | Non-Lead - Other | No | 2004-01-22 | 0 | Installation date is after the lead ban |  |  |  |  | Non-Lead - Other |  |  | Installation date is after the lead ban |  |  |  |  | Non-Lead |  |  |  | Domestic
MTR_020778 | 18713 131ST AVE SE | L 45 BLVD. LANE 4 |  |  | Non-Lead - Other | No | 1968-06-14 | 0 | Installation date is after the lead ban |  |  |  |  | Non-Lead - Other |  |  | Installation date is after the lead ban |  |  |  |  | Non-Lead |  |  |  | Domestic
MTR_022910 | 19622 121ST AVE SE | L2 SPRINGBROOK RANCH |  |  | Non-Lead - Other | Unknown |  | 0 | Statistical analysis |  |  |  |  | Non-Lead - Other |  |  | Statistical analysis |  |  |  |  | Non-Lead |  |  |  | Assumed
MTR_022512 | 19354 113TH PL SE | LOT 24 PANTHER MEADOWS |  |  | Non-Lead - Other | No | 2004-07-26 | 0 | Installation date is after the lead ban |  |  |  |  | Non-Lead - Other |  |  | Installation date is after the lead ban |  |  |  |  | Non-Lead |  |  |  | Domestic
MTR_020786 | 18703 131ST AVE SE | L 47 BLVD. LANE 4 |  |  | Non-Lead - Other | No | 1968-06-14 | 0 | Installation date is after the lead ban |  |  |  |  | Non-Lead - Other |  |  | Installation date is after the lead ban |  |  |  |  | Non-Lead |  |  |  | Domestic
MTR_007549 | 16536 119TH AVE SE | LOT 35 CASCADE HILLS #6 |  |  | Non-Lead - Other | No | 2019-08-05 | 0.75 | Rectified Plan |  |  |  |  | Non-Lead - Other |  |  | Statistical analysis |  |  |  |  | Non-Lead |  |  |  | Assumed
MTR_020784 | 18709 131ST AVE SE | L 46 BLVD. LANE 4 |  |  | Non-Lead - Other | No | 1968-06-14 | 0 | Installation date is after the lead ban |  |  |  |  | Non-Lead - Other |  |  | Installation date is after the lead ban |  |  |  |  | Non-Lead |  |  |  | Domestic
MTR_022610 | 19388 114TH PL SE | LOT 9 PLATEAU @ PANTHER LAKE |  |  | Non-Lead - Other | No | 2007-03-05 | 0 | Installation date is after the lead ban |  |  |  |  | Non-Lead - Other |  |  | Installation date is after the lead ban |  |  |  |  | Non-Lead |  |  |  | Domestic
MTR_007638 | 16532 116TH PL SE | L 49 CASCADE HILLS 5 |  |  | Non-Lead - Other | No | 2019-08-05 | 0.75 | Rectified Plan |  |  |  |  | Non-Lead - Other |  |  | Statistical analysis |  |  |  |  | Non-Lead |  |  |  | Domestic
MTR_020823 | 13026 SE 184TH PL | L 10 BLVD. LANE 4 |  |  | Non-Lead - Other | No | 1968-06-14 | 0 | Installation date is after the lead ban |  |  |  |  | Non-Lead - Other |  |  | Installation date is after the lead ban |  |  |  |  | Non-Lead |  |  |  | Domestic
MTR_022636 | 19458 114TH PL SE | LOT 60 PLATEAU @ PANTHER LAKE |  |  | Non-Lead - Other | No | 2007-03-05 | 0 | Installation date is after the lead ban |  |  |  |  | Non-Lead - Other |  |  | Installation date is after the lead ban |  |  |  |  | Non-Lead |  |  |  | Domestic
MTR_007311 | 16502 120TH AVE SE | L 81 CASCADE HILLS 6 |  |  | Non-Lead - Other | No | 2019-08-05 | 0.75 | Rectified Plan |  |  |  |  | Non-Lead - Other |  |  | Statistical analysis |  |  |  |  | Non-Lead |  |  |  | Assumed
MTR_020815 | 13004 SE 184TH PL | L7 BLVD. LANE 4 |  |  | Non-Lead - Other | No |  | 0 | Installation date is after the lead ban |  |  |  |  | Non-Lead - Other |  |  | Installation date is after the lead ban |  |  |  |  | Non-Lead |  |  |  | Domestic
MTR_022639 | 11437 SE 194TH ST | LOT 81 PLATEAU @ PANTHER LAKE |  |  | Non-Lead - Other | No | 2007-03-05 | 0 | Installation date is after the lead ban |  |  |  |  | Non-Lead - Other |  |  | Installation date is after the lead ban |  |  |  |  | Non-Lead |  |  |  | Domestic
MTR_020817 | 13018 SE 184TH PL | L 9 BLVD. LANE 4 |  |  | Non-Lead - Other | No | 1968-06-14 | 0 | Installation date is after the lead ban |  |  |  |  | Non-Lead - Other |  |  | Installation date is after the lead ban |  |  |  |  | Non-Lead |  |  |  | Domestic
MTR_003382 | 16412 120TH AVE SE | L 104 CASCADE HILLS 6 |  |  | Non-Lead - Other | No | 2019-08-05 | 0.75 | Rectified Plan |  |  |  |  | Non-Lead - Other |  |  | Statistical analysis |  |  |  |  | Non-Lead |  |  |  | Assumed
MTR_022533 | 19350 113TH AVE SE | LOT 70 PANTHER MEADOWS |  |  | Non-Lead - Other | No | 2004-07-26 | 0 | Installation date is after the lead ban |  |  |  |  | Non-Lead - Other |  |  | Installation date is after the lead ban |  |  |  |  | Non-Lead |  |  |  | Domestic
MTR_017575 | 18336 130TH AVE SE | LOT 1 FOX ESTATES |  |  | Non-Lead - Other | No | 1988-01-19 | 0 | Installation date is after the lead ban |  |  |  |  | Non-Lead - Other |  |  | Installation date is after the lead ban |  |  |  |  | Non-Lead |  |  |  | Domestic
MTR_001622 | 16306 119TH AVE SE | L4 BL3 CASCADE HILLS #2 |  |  | Non-Lead - Other | No | 2006-08-31 | 1 | Rectified Plan |  |  |  |  | Non-Lead - Other |  |  | Statistical analysis |  |  |  |  | Non-Lead |  |  |  | Domestic
MTR_022525 | 19324 113TH PL SE | LOT 29 PANTHER MEADOWS |  |  | Non-Lead - Other | No | 2004-07-26 | 0 | Installation date is after the lead ban |  |  |  |  | Non-Lead - Other |  |  | Installation date is after the lead ban |  |  |  |  | Non-Lead |  |  |  | Domestic
MTR_020816 | 13012 SE 184TH PL | L8 BLVD. LANE 4 |  |  | Non-Lead - Other | No | 1968-06-14 | 0 | Installation date is after the lead ban |  |  |  |  | Non-Lead - Other |  |  | Installation date is after the lead ban |  |  |  |  | Non-Lead |  |  |  | Domestic
MTR_017490 | 17812 118TH AVE SE | N 1/2 LOT 6 NW GARDEN TRACTS #1 |  |  | Non-Lead - Other | No | 1975-09-11 | 0 | Installation date is after the lead ban |  |  |  |  | Non-Lead - Other |  |  | Installation date is after the lead ban |  |  |  |  | Non-Lead |  |  |  | Assumed
MTR_006881 | 16220 121ST AVE SE | L 4 B 2 CASCADE HILLS 3 |  |  | Non-Lead - Other | No | 2006-08-31 | 1 | Rectified Plan |  |  |  |  | Non-Lead - Other |  |  | Statistical analysis |  |  |  |  | Non-Lead |  |  |  | Domestic
MTR_017569 | 18300 130TH AVE SE | LOT 7 FOX ESTATES |  |  | Non-Lead - Other | No | 1988-01-19 | 0 | Installation date is after the lead ban |  |  |  |  | Non-Lead - Other |  |  | Installation date is after the lead ban |  |  |  |  | Non-Lead |  |  |  | Domestic
MTR_019744 | 11215 SE 190TH PL | LOT 57 CHINQUAPIN RIDGE |  |  | Non-Lead - Other | No | 1995-09-19 | 0 | Installation date is after the lead ban |  |  |  |  | Non-Lead - Other |  |  | Installation date is after the lead ban |  |  |  |  | Non-Lead |  |  |  | Domestic
MTR_024447 | 13000 SE 204TH PL | L13 GREENACRES EAST |  |  | Non-Lead - Other | No |  | 0 | Installation date is after the lead ban |  |  |  |  | Non-Lead - Other |  |  | Installation date is after the lead ban |  |  |  |  | Non-Lead |  |  |  | Domestic
MTR_020810 | 18402 131ST AVE SE | L 15 BLVD. LANE 4 |  |  | Non-Lead - Other | No | 1968-06-14 | 0 | Installation date is after the lead ban |  |  |  |  | Non-Lead - Other |  |  | Installation date is after the lead ban |  |  |  |  | Non-Lead |  |  |  | Domestic
MTR_019505 | 19011 113TH WAY SE | LOT 64 CHINQUAPIN RIDGE |  |  | Non-Lead - Other | No | 1995-09-19 | 0 | Installation date is after the lead ban |  |  |  |  | Non-Lead - Other |  |  | Installation date is after the lead ban |  |  |  |  | Non-Lead |  |  |  | Domestic
MTR_010582 | 16615 124TH AVE SE | L 104 CASCADE HILLS 7 |  |  | Non-Lead - Other | No | 2019-08-05 | 1 | Rectified Plan |  |  |  |  | Non-Lead - Other |  |  | Statistical analysis |  |  |  |  | Non-Lead |  |  |  | Domestic
MTR_020811 | 13046 SE 184TH PL | LOT 14 BOULEVARD LANE #4 |  |  | Non-Lead - Other | No | 1968-06-14 | 0 | Installation date is after the lead ban |  |  |  |  | Non-Lead - Other |  |  | Installation date is after the lead ban |  |  |  |  | Non-Lead |  |  |  | Domestic
MTR_019571 | 19133 110TH PL SE | LOT 13 VILLAGE GATE TOWNHOMES |  |  | Non-Lead - Other | No | 1997-06-17 | 0 | Installation date is after the lead ban |  |  |  |  | Non-Lead - Other |  |  | Installation date is after the lead ban |  |  |  |  | Non-Lead |  |  |  | Domestic
MTR_007629 | 16537 121ST AVE SE | L 87 CASCADE HILLS 6 |  |  | Non-Lead - Other | No | 2019-08-05 | 0.75 | Rectified Plan |  |  |  |  | Non-Lead - Other |  |  | Statistical analysis |  |  |  |  | Non-Lead |  |  |  | Domestic
MTR_020660 | 18920 131ST PL SE | L 21 BLVD. LANE 7 |  |  | Non-Lead - Other | No | 1976-05-24 | 0 | Installation date is after the lead ban |  |  |  |  | Non-Lead - Other |  |  | Installation date is after the lead ban |  |  |  |  | Non-Lead |  |  |  | Domestic
MTR_022611 | 19394 114TH PL SE | LOT 8 PLATEAU @ PANTHER LAKE |  |  | Non-Lead - Other | No | 2007-03-05 | 0 | Installation date is after the lead ban |  |  |  |  | Non-Lead - Other |  |  | Installation date is after the lead ban |  |  |  |  | Non-Lead |  |  |  | Domestic
MTR_003076 | 16604 122ND AVE SE | L 93 CASCADE HILLS 7 |  |  | Non-Lead - Other | No | 2019-08-05 | 1 | Rectified Plan |  |  |  |  | Non-Lead - Other |  |  | Statistical analysis |  |  |  |  | Non-Lead |  |  |  | Domestic
MTR_020808 | 13042 SE 184TH PL | L 13 BLVD. LANE 4 |  |  | Non-Lead - Other | No | 1968-06-14 | 0 | Installation date is after the lead ban |  |  |  |  | Non-Lead - Other |  |  | Installation date is after the lead ban |  |  |  |  | Non-Lead |  |  |  | Domestic
MTR_023638 | 22109 99TH PL S | LOT 14 GLEN KARA |  |  | Non-Lead - Other | No | 1998-03-30 | 0 | Installation date is after the lead ban |  |  |  |  | Non-Lead - Other |  |  | Installation date is after the lead ban |  |  |  |  | Non-Lead |  |  |  | Domestic
MTR_019549 | 19171 110TH PL SE | BLDG 12 FORD TOWNHOMES (VILLAGE GATE) |  |  | Non-Lead - Other | No | 1997-06-17 | 0 | Installation date is after the lead ban |  |  |  |  | Non-Lead - Other |  |  | Installation date is after the lead ban |  |  |  |  | Non-Lead |  |  |  | Domestic
MTR_023877 | 21706 103RD PL SE | LOT 24 GARRISON GLEN |  |  | Non-Lead - Other | No | 2014-01-15 | 0 | Installation date is after the lead ban |  |  |  |  | Non-Lead - Other |  |  | Installation date is after the lead ban |  |  |  |  | Non-Lead |  |  |  | Domestic
MTR_020656 | 19010 131ST AVE SE | L 17 BLVD. LANE 7 |  |  | Non-Lead - Other | No | 1976-05-24 | 0 | Installation date is after the lead ban |  |  |  |  | Non-Lead - Other |  |  | Installation date is after the lead ban |  |  |  |  | Non-Lead |  |  |  | Domestic
MTR_026673 | 13113 SE 231ST WAY | LOT 47 MISTY MEADOWS #1 |  |  | Non-Lead - Other | No |  | 0 | Installation date is after the lead ban |  |  |  |  | Non-Lead - Other |  |  | Installation date is after the lead ban |  |  |  |  | Non-Lead |  |  |  | Domestic
MTR_023337 | 10627 SE 213TH CT | LOT 23 STONEPINE EAST |  |  | Non-Lead - Other | No | 1995-10-18 | 0 | Installation date is after the lead ban |  |  |  |  | Non-Lead - Other |  |  | Installation date is after the lead ban |  |  |  |  | Non-Lead |  |  |  | Domestic
MTR_020818 | 13032 SE 184TH PL | L 11 BLVD. LANE 4 |  |  | Non-Lead - Other | No | 1968-06-14 | 0 | Installation date is after the lead ban |  |  |  |  | Non-Lead - Other |  |  | Installation date is after the lead ban |  |  |  |  | Non-Lead |  |  |  | Domestic
MTR_026447 | 23012 127TH AVE SE | LOT 5 PHEASANTS HOLLOW |  |  | Non-Lead - Other | No | 1996-02-27 | 0 | Installation date is after the lead ban |  |  |  |  | Non-Lead - Other |  |  | Installation date is after the lead ban |  |  |  |  | Non-Lead |  |  |  | Domestic
MTR_020449 | 20419 102ND AVE SE | L19 MAYVILLA PARK |  |  | Non-Lead - Other | Unknown |  | 0 | Statistical analysis |  |  |  |  | Non-Lead - Other |  |  | Statistical analysis |  |  |  |  | Non-Lead |  |  |  | Assumed
MTR_023567 | 21411 112TH AVE SE | LOT 2 WOODHALL |  |  | Non-Lead - Other | No | 2007-09-28 | 0 | Installation date is after the lead ban |  |  |  |  | Non-Lead - Other |  |  | Installation date is after the lead ban |  |  |  |  | Non-Lead |  |  |  | Domestic
MTR_026986 | 12802 SE 225TH CT | LOT 6 FERN CREST WEST |  |  | Non-Lead - Other | No | 2006-04-28 | 0 | Installation date is after the lead ban |  |  |  |  | Non-Lead - Other |  |  | Installation date is after the lead ban |  |  |  |  | Non-Lead |  |  |  | Domestic
MTR_019965 | 19981 101ST AVE SE | LOT 19 WATERSHED TERRACE |  |  | Non-Lead - Other | No | 2003-08-27 | 0 | Installation date is after the lead ban |  |  |  |  | Non-Lead - Other |  |  | Installation date is after the lead ban |  |  |  |  | Non-Lead |  |  |  | Domestic
MTR_029113 | 22330 114TH PL SE | L 9 JOHN VELKOFF ADD |  |  | Non-Lead Plastic | Unknown |  | 0 | Relative Placement | Yes | Visual inspection at the meter pit | 2024-02-01 |  | Non-Lead Plastic |  |  | Field inspection only with no records | Yes | Visual inspection at the meter pit | 2024-02-01 |  | Non-Lead |  |  |  | Assumed
MTR_023405 | 11208 SE 213TH ST | L42 BENSON HILLS #2 |  |  | Non-Lead - Other | Unknown |  | 0 | Statistical analysis |  |  |  |  | Non-Lead - Other |  |  | Statistical analysis |  |  |  |  | Non-Lead |  |  |  | Assumed
MTR_029520 | 11417 SE 226TH ST | LOT 97 KENTON FIRS |  |  | Non-Lead - Other | Unknown |  | 0 | Statistical analysis |  |  |  |  | Non-Lead - Other |  |  | Statistical analysis |  |  |  |  | Non-Lead |  |  |  | Domestic
MTR_024227 | 20812 109TH LN SE | L24 BENSON H TOWNHOUSE |  |  | Non-Lead - Other | No |  | 0 | Installation date is after the lead ban |  |  |  |  | Non-Lead - Other |  |  | Installation date is after the lead ban |  |  |  |  | Non-Lead |  |  |  | Assumed
MTR_028886 | 22127 109TH PL SE | L39 BENSON MEADOWS #2 |  |  | Non-Lead - Other | No |  | 0 | Installation date is after the lead ban |  |  |  |  | Non-Lead - Other |  |  | Installation date is after the lead ban |  |  |  |  | Non-Lead |  |  |  | Domestic
MTR_029715 | 22709 113TH PL SE | L23 KENTON FIRS |  |  | Non-Lead - Other | Unknown |  | 0 | Statistical analysis |  |  |  |  | Non-Lead - Other |  |  | Statistical analysis |  |  |  |  | Non-Lead |  |  |  | Domestic
MTR_024204 | 20825 109TH LN SE | L9 BENSON H TOWNHOUSE |  |  | Non-Lead - Other | No |  | 0 | Installation date is after the lead ban |  |  |  |  | Non-Lead - Other |  |  | Installation date is after the lead ban |  |  |  |  | Non-Lead |  |  |  | Assumed
MTR_025400 | 12040 SE 209TH ST | L 12 HARMONELL ADD. |  |  | Non-Lead - Other | No |  | 0 | Installation date is after the lead ban |  |  |  |  | Non-Lead - Other |  |  | Installation date is after the lead ban |  |  |  |  | Non-Lead |  |  |  | Assumed
MTR_025395 | 21055 120TH PL SE | LOT 8 CARENA TERRACE |  |  | Non-Lead - Other | No |  | 0 | Installation date is after the lead ban |  |  |  |  | Non-Lead - Other |  |  | Installation date is after the lead ban |  |  |  |  | Non-Lead |  |  |  | Domestic
MTR_024214 | 20855 109TH LN SE | L42 BENSON H TOWNHOUSE |  |  | Non-Lead - Other | No |  | 5.25 | Installation date is after the lead ban |  |  |  |  | Non-Lead - Other |  |  | Installation date is after the lead ban |  |  |  |  | Non-Lead |  |  |  | Hydrant
MTR_017112 | 10911 SE 182ND ST | LOT 3 MAPLE GLEN |  |  | Non-Lead - Other | No |  | 0 | Installation date is after the lead ban |  |  |  |  | Non-Lead - Other |  |  | Installation date is after the lead ban |  |  |  |  | Non-Lead |  |  |  | Domestic
MTR_024955 | 11902 SE 209TH PL | LOT 10 BOCEKS 1ST ADDITION |  |  | Non-Lead - Plastic | No | 1995-06-12 | 0 | Rectified Plan | No |  |  |  | Non-Lead - Other |  |  | Installation date is after the lead ban |  |  |  |  | Non-Lead |  |  |  | Domestic
MTR_024251 | 21417 113TH PL SE | L19 CARENA GLEN |  |  | Non-Lead - Other | No |  | 0 | Installation date is after the lead ban |  |  |  |  | Non-Lead - Other |  |  | Installation date is after the lead ban |  |  |  |  | Non-Lead |  |  |  | Domestic
MTR_019546 | 18517 114TH AVE SE | LOT 20 EMERALD GLEN |  |  | Non-Lead - Other | No | 1996-08-20 | 0 | Installation date is after the lead ban |  |  |  |  | Non-Lead - Other |  |  | Installation date is after the lead ban |  |  |  |  | Non-Lead |  |  |  | Domestic
MTR_003525 | 12318 SE 237TH PL | LOT 13 OAKDALE |  |  | Non-Lead - Other | No | 1989-04-20 | 6 | Rectified Plan | No |  |  |  | Non-Lead - Other |  |  | Installation date is after the lead ban |  |  |  |  | Non-Lead |  |  |  | Domestic
MTR_020867 | 18766 130TH AVE SE | L 41 BLVD. LANE 4 |  |  | Non-Lead - Other | No | 1968-06-14 | 0 | Installation date is after the lead ban |  |  |  |  | Non-Lead - Other |  |  | Installation date is after the lead ban |  |  |  |  | Non-Lead |  |  |  | Domestic
MTR_017106 | 11021 SE 182ND ST | LOT 10 MAPLE GLEN |  |  | Non-Lead - Other | No |  | 0 | Installation date is after the lead ban |  |  |  |  | Non-Lead - Other |  |  | Installation date is after the lead ban |  |  |  |  | Non-Lead |  |  |  | Domestic
MTR_029242 | 11264 SE 224TH PL | LOT 8 WILLIAMSBERG ESTATES |  |  | Non-Lead - Other | No | 2000-10-04 | 0 | Installation date is after the lead ban |  |  |  |  | Non-Lead - Other |  |  | Installation date is after the lead ban |  |  |  |  | Non-Lead |  |  |  | Domestic
MTR_020868 | 18760 130TH AVE SE | L 40 BLVD. LANE 4 |  |  | Non-Lead - Other | No | 1968-06-14 | 0 | Installation date is after the lead ban |  |  |  |  | Non-Lead - Other |  |  | Installation date is after the lead ban |  |  |  |  | Non-Lead |  |  |  | Domestic
MTR_017726 | 11455 SE 182ND ST | L 28 VIEW GARDENS 1 |  |  | Non-Lead - Other | Unknown |  | 0 | Statistical analysis |  |  |  |  | Non-Lead - Other |  |  | Statistical analysis |  |  |  |  | Non-Lead |  |  |  | Assumed
MTR_020872 | 18750 130TH AVE SE | L 38 BLVD. LANE 4 |  |  | Non-Lead - Other | No | 1968-06-14 | 0 | Installation date is after the lead ban |  |  |  |  | Non-Lead - Other |  |  | Installation date is after the lead ban |  |  |  |  | Non-Lead |  |  |  | Assumed
MTR_026015 | 20101 111TH WAY SE | LOT 70 VILA REAL |  |  | Non-Lead - Other | No | 2007-05-03 | 0 | Installation date is after the lead ban |  |  |  |  | Non-Lead - Other |  |  | Installation date is after the lead ban |  |  |  |  | Non-Lead |  |  |  | Domestic
MTR_020873 | 18754 130TH AVE SE | L 39 BLVD. LANE 4 |  |  | Non-Lead - Other | No | 1968-06-14 | 0 | Installation date is after the lead ban |  |  |  |  | Non-Lead - Other |  |  | Installation date is after the lead ban |  |  |  |  | Non-Lead |  |  |  | Domestic
MTR_020869 | 18765 130TH AVE SE | L 35 BLVD. LANE 4 |  |  | Non-Lead - Other | No | 1968-06-14 | 0 | Installation date is after the lead ban |  |  |  |  | Non-Lead - Other |  |  | Installation date is after the lead ban |  |  |  |  | Non-Lead |  |  |  | Domestic
MTR_020865 | 18771 130TH AVE SE | LOT 34 BOULEVARD LANE #4 |  |  | Non-Lead - Other | No | 1968-06-14 | 0 | Installation date is after the lead ban |  |  |  |  | Non-Lead - Other |  |  | Installation date is after the lead ban |  |  |  |  | Non-Lead |  |  |  | Domestic
MTR_023088 | 9607 S 216TH ST | L 35 WESTVIEW TERRACE 3 |  |  | Non-Lead - Other | No | 2008-10-29 | 0 | Rectified Plan |  |  |  |  | Non-Lead - Other |  |  | Statistical analysis |  |  |  |  | Non-Lead |  |  |  | Domestic
MTR_026659 | 22931 130TH PL SE | LOT 12 MISTY MEADOWS #4 |  |  | Non-Lead - Other | No |  | 0 | Installation date is after the lead ban |  |  |  |  | Non-Lead - Other |  |  | Installation date is after the lead ban |  |  |  |  | Non-Lead |  |  |  | Assumed
MTR_026001 | 20239 110TH PL SE | LOT 82 VILA REAL |  |  | Non-Lead - Other | No |  | 0 | Installation date is after the lead ban |  |  |  |  | Non-Lead - Other |  |  | Installation date is after the lead ban |  |  |  |  | Non-Lead |  |  |  | Assumed
MTR_027096 | 22668 129TH PL SE | LOT 94 FERN CREST WEST |  |  | Non-Lead - Other | No | 2006-04-28 | 0 | Installation date is after the lead ban |  |  |  |  | Non-Lead - Other |  |  | Installation date is after the lead ban |  |  |  |  | Non-Lead |  |  |  | Domestic
MTR_019830 | 18891 108TH LN SE | LOT 37 BELGROVE @ RENTON PH 4 |  |  | Non-Lead - Other | No | 2004-06-30 | 0 | Installation date is after the lead ban |  |  |  |  | Non-Lead - Other |  |  | Installation date is after the lead ban |  |  |  |  | Non-Lead |  |  |  | Domestic
MTR_029417 | 11636 SE 227TH PL | L 5 SUNNY HILL |  |  | Non-Lead Plastic | No | 2007-05-23 | 0 | Rectified Plan | Yes | Visual inspection at the meter pit | 2024-02-05 |  | Galvanized Requiring Replacement |  |  | Field inspection only with no records | Yes | Visual inspection at the meter pit | 2024-02-05 |  | Galvanized Requiring Replacement |  |  |  | Domestic
MTR_022470 | 10860 SE 196TH ST | E190 LOT 25 PANTHER LAKE GARDEN TR ACTS |  |  | Non-Lead - Other | No |  | 0 | Installation date is after the lead ban |  |  |  |  | Non-Lead - Other |  |  | Installation date is after the lead ban |  |  |  |  | Non-Lead |  |  |  | Assumed
MTR_029851 | 14023 SE 236TH PL | LOT 4 COUNTRY CLUB NORTH 2 |  |  | Non-Lead - Other | No | 1997-10-05 | 0 | Installation date is after the lead ban |  |  |  |  | Non-Lead - Other |  |  | Installation date is after the lead ban |  |  |  |  | Non-Lead |  |  |  | Domestic
MTR_004659 | 12512 SE 166TH ST | L2 B1 CASCADE HILLS 4 |  |  | Non-Lead - Other | Unknown |  | 0.75 | Statistical analysis |  |  |  |  | Non-Lead - Other |  |  | Statistical analysis |  |  |  |  | Non-Lead |  |  |  | Assumed
MTR_027400 | 23910 138TH AVE SE | LOT 47 NORTHPEAK CREST |  |  | Non-Lead - Other | No | 1979-07-01 | 0 | Installation date is after the lead ban |  |  |  |  | Non-Lead - Other |  |  | Installation date is after the lead ban |  |  |  |  | Non-Lead |  |  |  | Domestic
MTR_026376 | 12544 SE 225TH PL | LOT 52 PHEASANTS HOLLOW |  |  | Non-Lead - Other | No | 1996-02-26 | 0 | Installation date is after the lead ban |  |  |  |  | Non-Lead - Other |  |  | Installation date is after the lead ban |  |  |  |  | Non-Lead |  |  |  | Domestic
MTR_003604 | 16430 125TH AVE SE | L1 B1 CASCADE HILLS 4 |  |  | Non-Lead - Other | Unknown |  | 0.75 | Statistical analysis |  |  |  |  | Non-Lead - Other |  |  | Statistical analysis |  |  |  |  | Non-Lead |  |  |  | Assumed
MTR_027382 | 23607 137TH AVE SE | LOT 19 NORTHPEAK CREST |  |  | Non-Lead - Other | No | 1979-07-01 | 0 | Installation date is after the lead ban |  |  |  |  | Non-Lead - Other |  |  | Installation date is after the lead ban |  |  |  |  | Non-Lead |  |  |  | Domestic
MTR_026589 | 12542 SE 232ND ST | L30 CORONADO KNOLLS |  |  | Non-Lead - Other | No |  | 0 | Installation date is after the lead ban |  |  |  |  | Non-Lead - Other |  |  | Installation date is after the lead ban |  |  |  |  | Non-Lead |  |  |  | Domestic
MTR_007218 | 12520 SE 166TH ST | L3 B1 CASCADE HILLS 4 |  |  | Non-Lead Plastic | Unknown |  | 0 | Rectified Plan | Yes | Visual inspection at the meter pit | 2024-02-08 |  | Non-Lead Plastic |  |  | Field inspection only with no records | Yes | Visual inspection at the meter pit | 2024-02-08 |  | Non-Lead |  |  |  | Domestic
MTR_026703 | 23105 126TH AVE SE | L66 CORONADO KNOLLS A |  |  | Non-Lead - Other | No |  | 0 | Installation date is after the lead ban |  |  |  |  | Non-Lead - Other |  |  | Installation date is after the lead ban |  |  |  |  | Non-Lead |  |  |  | Domestic
MTR_026555 | 12911 SE 228TH PL | LOT 7 MISTY MEADOWS #3 |  |  | Non-Lead - Other | No |  | 0 | Installation date is after the lead ban |  |  |  |  | Non-Lead - Other |  |  | Installation date is after the lead ban |  |  |  |  | Non-Lead |  |  |  | Domestic
MTR_016287 | 17810 157TH AVE SE | L11 CANDLEWOOD RIDGE #2 |  |  | Non-Lead - Other | No | 1976-05-06 | 0 | Installation date is after the lead ban |  |  |  |  | Non-Lead - Other |  |  | Installation date is after the lead ban |  |  |  |  | Non-Lead |  |  |  | Domestic
MTR_027017 | 12816 SE 226TH PL | LOT 78 FERN CREST WEST |  |  | Non-Lead - Other | No | 2006-04-28 | 0 | Installation date is after the lead ban |  |  |  |  | Non-Lead - Other |  |  | Installation date is after the lead ban |  |  |  |  | Non-Lead |  |  |  | Domestic
MTR_027006 | 22692 129TH PL SE | LOT 98 FERN CREST WEST |  |  | Non-Lead - Other | No | 2006-04-28 | 0 | Installation date is after the lead ban |  |  |  |  | Non-Lead - Other |  |  | Installation date is after the lead ban |  |  |  |  | Non-Lead |  |  |  | Domestic
MTR_025940 | 20205 111TH WAY SE | LOT 61 VILA REAL |  |  | Non-Lead - Other | No | 2007-05-03 | 0 | Installation date is after the lead ban |  |  |  |  | Non-Lead - Other |  |  | Installation date is after the lead ban |  |  |  |  | Non-Lead |  |  |  | Domestic
MTR_003684 | 12343 SE 237TH PL | LOT 23 OAKDALE |  |  | Non-Lead - Other | No | 1989-04-20 | 6 | Rectified Plan | No |  |  |  | Non-Lead - Other |  |  | Installation date is after the lead ban |  |  |  |  | Non-Lead |  |  |  | Domestic
MTR_027617 | 12221 SE 216TH ST | LOT 5 GLEN MAR |  |  | Non-Lead - Plastic | No | 1975-04-29 | 1 | Rectified Plan | No |  |  |  | Non-Lead - Other |  |  | Installation date is after the lead ban |  |  |  |  | Non-Lead |  |  |  | Domestic
MTR_026207 | 12216 SE 207TH ST | LOT 60 SWANSON COURT. |  |  | Non-Lead Plastic | Unknown |  | 0 | Converted CAD | Yes | Visual inspection at the meter pit | 2024-01-30 |  | Non-Lead Other |  |  | Field inspection only with no records | Yes | Visual inspection at the meter pit | 2024-01-30 |  | Non-Lead |  |  |  | Domestic
MTR_026492 | 13119 SE 231ST WAY | LOT 48 MISTY MEADOWS #1 |  |  | Non-Lead - Other | No |  | 0 | Installation date is after the lead ban |  |  |  |  | Non-Lead - Other |  |  | Installation date is after the lead ban |  |  |  |  | Non-Lead |  |  |  | Domestic
MTR_028432 | 12536 SE 217TH ST | LOT 97 PARKWAY ESTATES |  |  | Non-Lead - Other | No | 1978-07-26 | 0 | Installation date is after the lead ban |  |  |  |  | Non-Lead - Other |  |  | Installation date is after the lead ban |  |  |  |  | Non-Lead |  |  |  | Domestic
MTR_003698 | 23301 127TH AVE SE | L 77 MERIDIAN VILLA EST. |  |  | Non-Lead - Other | No |  | 0 | Installation date is after the lead ban |  |  |  |  | Non-Lead - Other |  |  | Installation date is after the lead ban |  |  |  |  | Non-Lead |  |  |  | Assumed
MTR_021763 | 19712 134TH PL SE | LOT 18 FOREST TRAILS #2 |  |  | Non-Lead - Other | No |  | 0 | Installation date is after the lead ban |  |  |  |  | Non-Lead - Other |  |  | Installation date is after the lead ban |  |  |  |  | Non-Lead |  |  |  | Assumed
MTR_024277 | 21636 98TH AVE S | TL 55 7-22-5 |  |  | Non-Lead - Other | Unknown |  | 0 | Statistical analysis |  |  |  |  | Non-Lead - Other |  |  | Statistical analysis |  |  |  |  | Non-Lead |  |  |  | Assumed
MTR_026385 | 22736 125TH AVE SE | L89 CORONADO KNOLLS |  |  | Non-Lead - Other | No |  | 0 | Installation date is after the lead ban |  |  |  |  | Non-Lead - Other |  |  | Installation date is after the lead ban |  |  |  |  | Non-Lead |  |  |  | Assumed
MTR_015544 | 12848 SE 175TH CT | LOT 8 EMERALD VISTA |  |  | Non-Lead - Other | No | 2001-03-01 | 0 | Installation date is after the lead ban |  |  |  |  | Non-Lead - Other |  |  | Installation date is after the lead ban |  |  |  |  | Non-Lead |  |  |  | Domestic
MTR_022720 | 11911 SE 196TH ST | L20 SPRINGBRK 5 ACRE TR |  |  | Non-Lead - Other | No | 1995-07-13 | 0 | Rectified Plan |  |  |  |  | Non-Lead - Other |  |  | Statistical analysis |  |  |  |  | Non-Lead |  |  |  | Domestic
MTR_020820 | 13027 SE 184TH PL | L 61 BLVD. LANE 4 |  |  | Non-Lead - Other | No | 1968-06-14 | 0 | Installation date is after the lead ban |  |  |  |  | Non-Lead - Other |  |  | Installation date is after the lead ban |  |  |  |  | Non-Lead |  |  |  | Domestic
MTR_021777 | 13340 SE 197TH ST | LOT 20 FOREST TRAILS #2 |  |  | Non-Lead - Other | No |  | 0 | Installation date is after the lead ban |  |  |  |  | Non-Lead - Other |  |  | Installation date is after the lead ban |  |  |  |  | Non-Lead |  |  |  | Assumed
MTR_022749 | 19914 117TH PL SE | LOT 7 SPRING HILL WEST |  |  | Non-Lead - Other | No | 2004-03-09 | 0 | Installation date is after the lead ban |  |  |  |  | Non-Lead - Other |  |  | Installation date is after the lead ban |  |  |  |  | Non-Lead |  |  |  | Domestic
MTR_020806 | 18413 131ST AVE SE | LOT 58 BOULEVARD LANE 4 |  |  | Non-Lead - Other | No | 1968-06-14 | 0 | Installation date is after the lead ban |  |  |  |  | Non-Lead - Other |  |  | Installation date is after the lead ban |  |  |  |  | Non-Lead |  |  |  | Domestic
MTR_017808 | 18304 116TH AVE SE | LOT 2 SHORT PLAT #478197 |  |  | Non-Lead - Other | Unknown |  | 0 | Statistical analysis |  |  |  |  | Non-Lead - Other |  |  | Statistical analysis |  |  |  |  | Non-Lead |  |  |  | Assumed
MTR_022507 | 11427 SE 196TH ST | TAX LOT 216 SECTION 5 TOWNSHIP 22 R |  |  | Non-Lead - Other | No | 2004-07-26 | 0 | Installation date is after the lead ban |  |  |  |  | Non-Lead - Other |  |  | Installation date is after the lead ban |  |  |  |  | Non-Lead |  |  |  | Domestic
MTR_020819 | 13035 SE 184TH PL | L 60 BLVD. LANE 4 |  |  | Non-Lead - Other | No | 1968-06-14 | 0 | Installation date is after the lead ban |  |  |  |  | Non-Lead - Other |  |  | Installation date is after the lead ban |  |  |  |  | Non-Lead |  |  |  | Domestic
MTR_017500 | 18010 118TH AVE SE | 9921-010230 |  |  | Non-Lead - Other | No | 1975-09-11 | 0 | Relative Placement |  |  |  |  | Non-Lead - Other |  |  | Statistical analysis |  |  |  |  | Non-Lead |  |  |  | Assumed
MTR_020807 | 18503 131ST AVE SE | L 57 BLVD. LANE 4 |  |  | Non-Lead - Other | No | 1968-06-14 | 0 | Installation date is after the lead ban |  |  |  |  | Non-Lead - Other |  |  | Installation date is after the lead ban |  |  |  |  | Non-Lead |  |  |  | Domestic
MTR_026112 | 20729 121ST WAY SE | LOT 40 FENTON RIDGE (AKA WILLOW |  |  | Non-Lead - Other | No | 1995-08-31 | 0 | Installation date is after the lead ban |  |  |  |  | Non-Lead - Other |  |  | Installation date is after the lead ban |  |  |  |  | Non-Lead |  |  |  | Domestic
MTR_020803 | 13041 SE 184TH PL | L 59 BLVD. LANE 4 |  |  | Non-Lead - Other | No | 1968-06-14 | 0 | Installation date is after the lead ban |  |  |  |  | Non-Lead - Other |  |  | Installation date is after the lead ban |  |  |  |  | Non-Lead |  |  |  | Domestic
MTR_021792 | 19831 134TH PL SE | LOT 35 FOREST TRAILS #2 |  |  | Non-Lead - Other | No |  | 0 | Installation date is after the lead ban |  |  |  |  | Non-Lead - Other |  |  | Installation date is after the lead ban |  |  |  |  | Non-Lead |  |  |  | Assumed
MTR_026164 | 12208 SE 207TH PL | LOT 8 SWANSON COURT |  |  | Non-Lead - Other | Unknown |  | 0 | Statistical analysis |  |  |  |  | Non-Lead - Other |  |  | Statistical analysis |  |  |  |  | Non-Lead |  |  |  | Domestic
MTR_020802 | 18517 131ST AVE SE | L 55 BLVD. LANE 4 |  |  | Non-Lead - Other | No | 1968-06-14 | 0 | Installation date is after the lead ban |  |  |  |  | Non-Lead - Other |  |  | Installation date is after the lead ban |  |  |  |  | Non-Lead |  |  |  | Domestic
MTR_016962 | 17823 155TH AVE SE | LOT 22 CANDLEWOOD RIDGE #4 |  |  | Non-Lead - Other | No | 1977-07-01 | 0 | Installation date is after the lead ban |  |  |  |  | Non-Lead - Other |  |  | Installation date is after the lead ban |  |  |  |  | Non-Lead |  |  |  | Domestic
MTR_017472 | 11811 SE 184TH ST | L2 B2 NW GARDEN TR |  |  | Non-Lead - Other | No | 1975-09-11 | 0 | Statistical analysis |  |  |  |  | Non-Lead - Other |  |  | Statistical analysis |  |  |  |  | Non-Lead |  |  |  | Assumed
MTR_028195 | 22226 129TH PL SE | LOT 5 MATHESON PARK #1 |  |  | Non-Lead - Other | No | 1995-07-21 | 0 | Installation date is after the lead ban |  |  |  |  | Non-Lead - Other |  |  | Installation date is after the lead ban |  |  |  |  | Non-Lead |  |  |  | Domestic
MTR_012560 | 18245 168TH WAY SE | LOT 22 TROVITSKY PARK 2 |  |  | Non-Lead - Other | No | 2003-03-14 | 4 | Rectified Plan | No |  |  |  | Non-Lead - Other |  |  | Installation date is after the lead ban |  |  |  |  | Non-Lead |  |  |  | Domestic
MTR_022065 | 11726 SE 189TH PL | LOT 20 JESSIE GLEN |  |  | Non-Lead - Other | No | 2007-07-19 | 0 | Rectified Plan | No |  |  |  | Non-Lead - Other |  |  | Installation date is after the lead ban |  |  |  |  | Non-Lead |  |  |  | Domestic
MTR_010961 | 10226 SE 217TH PL | LOT 16 GARRISON GLEN |  |  | Non-Lead - Other | Unknown |  |  | Statistical analysis |  |  |  |  | Non-Lead - Other |  |  | Statistical analysis |  |  |  |  | Non-Lead
MTR_016914 | 15235 SE 178TH PL | LOT 12 CANDLEWOOD RIDGE #5 |  |  | Non-Lead - Other | No | 1978-02-01 | 0 | Installation date is after the lead ban |  |  |  |  | Non-Lead - Other |  |  | Installation date is after the lead ban |  |  |  |  | Non-Lead |  |  |  | Domestic
MTR_017505 | 18037 118TH AVE SE | 9921-010280 |  |  | Non-Lead - Other | No | 1975-09-11 | 0 | Relative Placement |  |  |  |  | Non-Lead - Other |  |  | Statistical analysis |  |  |  |  | Non-Lead |  |  |  | Assumed
MTR_016944 | 15521 SE 179TH ST | LOT 82 CANDLEWOOD RIDGE #4 |  |  | Non-Lead - Other | No | 1977-07-01 | 0 | Installation date is after the lead ban |  |  |  |  | Non-Lead - Other |  |  | Installation date is after the lead ban |  |  |  |  | Non-Lead |  |  |  | Domestic
MTR_022195 | 11913 SE 186TH PL | LOT A-2 LEWIS SUB/DIV. |  |  | Non-Lead - Other | No | 2015-06-13 | 0 | Converted CAD | No |  |  |  | Non-Lead - Other |  |  | Installation date is after the lead ban |  |  |  |  | Non-Lead |  |  |  | Domestic
MTR_023270 | 21252 94TH PL S | LOT 2 CITY OF KENT SHORT PLAT #87-9 |  |  | Non-Lead - Other | Unknown |  | 0 | Statistical analysis |  |  |  |  | Non-Lead - Other |  |  | Statistical analysis |  |  |  |  | Non-Lead |  |  |  | Assumed
MTR_016897 | 17648 152ND PL SE | LOT 43 CANDLEWOOD RIDGE #5 |  |  | Non-Lead - Other | No | 1978-02-01 | 0 | Installation date is after the lead ban |  |  |  |  | Non-Lead - Other |  |  | Installation date is after the lead ban |  |  |  |  | Non-Lead |  |  |  | Domestic
MTR_017886 | 17709 133RD PL SE | LOT 26 FAIRWOOD GROVES CONDOS |  |  | Non-Lead - Other | No | 1998-02-27 | 0 | Installation date is after the lead ban |  |  |  |  | Non-Lead - Other |  |  | Installation date is after the lead ban |  |  |  |  | Non-Lead |  |  |  | Domestic
MTR_026152 | 20655 120TH AVE SE | L1 BLK 2 PANTHER LK TERR |  |  | Non-Lead - Other | No | 1998-08-03 | 0 | Installation date is after the lead ban |  |  |  |  | Non-Lead - Other |  |  | Installation date is after the lead ban |  |  |  |  | Non-Lead |  |  |  | Domestic
MTR_016904 | 15319 SE 179TH ST | LOT 75 CANDLEWOOD RIDGE #5 |  |  | Non-Lead - Other | No | 1978-02-01 | 0 | Installation date is after the lead ban |  |  |  |  | Non-Lead - Other |  |  | Installation date is after the lead ban |  |  |  |  | Non-Lead |  |  |  | Domestic
MTR_022745 | 19927 117TH PL SE | LOT 11 SPRING HILL WEST |  |  | Non-Lead - Other | No | 2004-03-09 | 0 | Installation date is after the lead ban |  |  |  |  | Non-Lead - Other |  |  | Installation date is after the lead ban |  |  |  |  | Non-Lead |  |  |  | Domestic
MTR_022798 | 11802 SE 200TH ST | LOT 47 SPRING HILL |  |  | Non-Lead - Other | No | 1995-07-13 | 0 | Installation date is after the lead ban |  |  |  |  | Non-Lead - Other |  |  | Installation date is after the lead ban |  |  |  |  | Non-Lead |  |  |  | Domestic
MTR_018059 | 13432 SE 182ND ST | LOT 410 FOREST ESTATES 4 |  |  | Non-Lead - Other | No | 1986-04-01 | 0 | Installation date is after the lead ban |  |  |  |  | Non-Lead - Other |  |  | Installation date is after the lead ban |  |  |  |  | Non-Lead |  |  |  | Domestic
MTR_022838 | 11824 SE 198TH ST | LOT 48 SPRING HILL |  |  | Non-Lead - Other | No | 1995-07-13 | 0 | Installation date is after the lead ban |  |  |  |  | Non-Lead - Other |  |  | Installation date is after the lead ban |  |  |  |  | Non-Lead |  |  |  | Domestic
MTR_024400 | 13405 SE 208TH ST | LOT 1 HENNEGE SP 477014 |  |  | Non-Lead - Other | No | 1998-08-03 | 0 | Rectified Plan |  |  |  |  | Non-Lead - Other |  |  | Statistical analysis |  |  |  |  | Non-Lead |  |  |  | Domestic
MTR_018055 | 13431 SE 182ND ST | LOT 406 FOREST ESTATES 4 |  |  | Non-Lead - Other | No | 1986-04-01 | 0 | Installation date is after the lead ban |  |  |  |  | Non-Lead - Other |  |  | Installation date is after the lead ban |  |  |  |  | Non-Lead |  |  |  | Domestic
MTR_026109 | 20552 122ND PL SE | LOT 1 FENTON RIDGE (WILLOW RIDGE) |  |  | Non-Lead - Other | No | 1995-08-31 | 0 | Installation date is after the lead ban |  |  |  |  | Non-Lead - Other |  |  | Installation date is after the lead ban |  |  |  |  | Non-Lead |  |  |  | Domestic
MTR_028029 | 11641 SE 218TH PL | L 5/6 CROWN TERRACE |  |  | Non-Lead - Other | No |  | 0 | Installation date is after the lead ban |  |  |  |  | Non-Lead - Other |  |  | Installation date is after the lead ban |  |  |  |  | Non-Lead |  |  |  | Domestic
MTR_025951 | 11153 SE 202ND CT | LOT 35 VILA REAL |  |  | Non-Lead - Other | No | 2007-05-03 | 0 | Installation date is after the lead ban |  |  |  |  | Non-Lead - Other |  |  | Installation date is after the lead ban |  |  |  |  | Non-Lead |  |  |  | Domestic
MTR_020879 | 13105 SE 188TH ST | LOT 41 BOULEVARD LANE #6 |  |  | Non-Lead - Other | No |  | 0 | Installation date is after the lead ban |  |  |  |  | Non-Lead - Other |  |  | Installation date is after the lead ban |  |  |  |  | Non-Lead |  |  |  | Assumed
MTR_027575 | 21750 123RD AVE SE | LOT 76 GLEN MAR |  |  | Non-Lead - Plastic | No | 1975-04-29 | 1 | Rectified Plan | No |  |  |  | Non-Lead - Other |  |  | Installation date is after the lead ban |  |  |  |  | Non-Lead |  |  |  | Domestic
MTR_028703 | 11246 SE 216TH ST | LOT 31 WEST CREEK MEADOWS |  |  | Non-Lead - Other | No |  | 0 | Installation date is after the lead ban |  |  |  |  | Non-Lead - Other |  |  | Installation date is after the lead ban |  |  |  |  | Non-Lead |  |  |  | Domestic
MTR_020993 | 13314 SE 185TH PL | LOT 49 FOREST ESTATES 1 |  |  | Non-Lead - Other | No | 1978-08-01 | 0 | Installation date is after the lead ban |  |  |  |  | Non-Lead - Other |  |  | Installation date is after the lead ban |  |  |  |  | Non-Lead |  |  |  | Hydrant
MTR_027587 | 12133 SE 217TH PL | LOT 36 GLEN MAR |  |  | Non-Lead - Plastic | No | 1975-04-29 | 1 | Rectified Plan | No |  |  |  | Non-Lead - Other |  |  | Installation date is after the lead ban |  |  |  |  | Non-Lead |  |  |  | Domestic
MTR_026107 | 20531 122ND PL SE | LOT 43 FENTON RIDGE |  |  | Non-Lead - Other | No | 1995-08-31 | 0 | Installation date is after the lead ban |  |  |  |  | Non-Lead - Other |  |  | Installation date is after the lead ban |  |  |  |  | Non-Lead |  |  |  | Domestic
MTR_020970 | 18604 132ND PL SE | LOT 71 FOREST ESTATES |  |  | Non-Lead - Other | No | 1978-08-01 | 0 | Installation date is after the lead ban |  |  |  |  | Non-Lead - Other |  |  | Installation date is after the lead ban |  |  |  |  | Non-Lead |  |  |  | Domestic
MTR_027586 | 12201 SE 217TH PL | LOT 37 GLEN MAR |  |  | Non-Lead - Plastic | No | 1975-04-29 | 1 | Rectified Plan | No |  |  |  | Non-Lead - Other |  |  | Installation date is after the lead ban |  |  |  |  | Non-Lead |  |  |  | Domestic
MTR_023964 | 10113 SE 212TH ST | LOT 23 OLYMPIC VIEW HTS |  |  | Non-Lead - Other | Unknown |  | 0 | Statistical analysis |  |  |  |  | Non-Lead - Other |  |  | Statistical analysis |  |  |  |  | Non-Lead |  |  |  | Domestic
MTR_020901 | 13227 SE 188TH PL | TAX LOT 129 SECTION 34-23-5 |  |  | Non-Lead - Other | No | 2003-10-21 | 0 | Rectified Plan |  |  |  |  | Non-Lead - Other |  |  | Statistical analysis |  |  |  |  | Non-Lead |  |  |  | Assumed
MTR_027597 | 12217 SE 217TH ST | LOT 26 GLEN MAR |  |  | Non-Lead - Plastic | No | 1975-04-29 | 1 | Rectified Plan | No |  |  |  | Non-Lead - Other |  |  | Installation date is after the lead ban |  |  |  |  | Non-Lead |  |  |  | Domestic
MTR_023194 | 21019 97TH PL S | L40 WESTVIEW TERR. #2 |  |  | Non-Lead - Other | No | 2008-10-29 | 0 | Rectified Plan |  |  |  |  | Non-Lead - Other |  |  | Statistical analysis |  |  |  |  | Non-Lead |  |  |  | Domestic
MTR_026485 | 23104 126TH AVE SE | L78 CORONADO KNOLLS |  |  | Non-Lead - Other | No |  | 0 | Installation date is after the lead ban |  |  |  |  | Non-Lead - Other |  |  | Installation date is after the lead ban |  |  |  |  | Non-Lead |  |  |  | Domestic
MTR_027616 | 12301 SE 216TH ST | LOT 6 GLEN MAR |  |  | Non-Lead - Plastic | No | 1975-04-29 | 1 | Rectified Plan | No |  |  |  | Non-Lead - Other |  |  | Installation date is after the lead ban |  |  |  |  | Non-Lead |  |  |  | Domestic
MTR_027470 | 23302 139TH AVE SE | L12 WILDWOOD #2 |  |  | Non-Lead - Plastic | No | 1975-07-25 | 1 | Rectified Plan | No |  |  |  | Non-Lead - Other |  |  | Installation date is after the lead ban |  |  |  |  | Non-Lead |  |  |  | Domestic
MTR_021076 | 18410 135TH PL SE | LOT 222 FOREST EST 2 |  |  | Non-Lead - Other | No |  | 0 | Installation date is after the lead ban |  |  |  |  | Non-Lead - Other |  |  | Installation date is after the lead ban |  |  |  |  | Non-Lead |  |  |  | Domestic
MTR_023328 | 21335 105TH PL SE | LOT 39 STONEPINE EAST |  |  | Non-Lead - Other | No | 1995-10-18 | 0 | Installation date is after the lead ban |  |  |  |  | Non-Lead - Other |  |  | Installation date is after the lead ban |  |  |  |  | Non-Lead |  |  |  | Domestic
MTR_000577 | 23635 126TH PL SE | LOT 34 WINSBERG HAVEN (FIELDSTONE) |  |  | Non-Lead - Other | No | 1995-08-22 | 0 | Rectified Plan | No |  |  |  | Non-Lead - Other |  |  | Installation date is after the lead ban |  |  |  |  | Non-Lead |  |  |  | Domestic
MTR_021075 | 18412 135TH PL SE | LOT 221 FOREST ESTATES#2 |  |  | Non-Lead - Other | No |  | 0 | Installation date is after the lead ban |  |  |  |  | Non-Lead - Other |  |  | Installation date is after the lead ban |  |  |  |  | Non-Lead |  |  |  | Domestic
MTR_023333 | 21329 105TH PL SE | LOT 38 STONEPINE EAST |  |  | Non-Lead - Other | No | 1995-10-18 | 0 | Installation date is after the lead ban |  |  |  |  | Non-Lead - Other |  |  | Installation date is after the lead ban |  |  |  |  | Non-Lead |  |  |  | Domestic
MTR_003096 | 12440 SE 235TH ST | LOT 95 MERIDIAN VILLA ESTATES |  |  | Non-Lead - Other | No | 1966-09-01 | 0.75 | Rectified Plan | No |  |  |  | Non-Lead - Other |  |  | Installation date is after the lead ban |  |  |  |  | Non-Lead |  |  |  | Domestic
MTR_020945 | 18424 135TH PL SE | LOT 218 FOREST ESTATES 2 |  |  | Non-Lead - Other | No |  | 0 | Installation date is after the lead ban |  |  |  |  | Non-Lead - Other |  |  | Installation date is after the lead ban |  |  |  |  | Non-Lead |  |  |  | Domestic
MTR_023316 | 10608 SE 213TH CT | LOT 29 STONEPINE EAST |  |  | Non-Lead - Other | No | 1995-10-18 | 0 | Installation date is after the lead ban |  |  |  |  | Non-Lead - Other |  |  | Installation date is after the lead ban |  |  |  |  | Non-Lead |  |  |  | Domestic
MTR_026535 | 12830 SE 232ND ST | L 18 MISTY MEADOWS#1 |  |  | Non-Lead - Other | No |  | 0 | Installation date is after the lead ban |  |  |  |  | Non-Lead - Other |  |  | Installation date is after the lead ban |  |  |  |  | Non-Lead |  |  |  | Domestic
MTR_020946 | 18440 135TH PL SE | L216 FOREST ESTATES 2 |  |  | Non-Lead - Other | No |  | 0 | Installation date is after the lead ban |  |  |  |  | Non-Lead - Other |  |  | Installation date is after the lead ban |  |  |  |  | Non-Lead |  |  |  | Domestic
MTR_023180 | 9618 S 214TH ST | LOT G WESTVIEW TERRACE 932080 0072 |  |  | Non-Lead - Other | No | 2008-10-29 | 0 | Installation date is after the lead ban |  |  |  |  | Non-Lead - Other |  |  | Installation date is after the lead ban |  |  |  |  | Non-Lead |  |  |  | Domestic
MTR_026564 | 22909 125TH AVE SE | L5 CORONADO KNOLLS |  |  | Non-Lead - Other | No |  | 0 | Installation date is after the lead ban |  |  |  |  | Non-Lead - Other |  |  | Installation date is after the lead ban |  |  |  |  | Non-Lead |  |  |  | Domestic
MTR_021074 | 18418 135TH PL SE | LOT 219 FOREST ESTATES 2 |  |  | Non-Lead - Other | No |  | 0 | Installation date is after the lead ban |  |  |  |  | Non-Lead - Other |  |  | Installation date is after the lead ban |  |  |  |  | Non-Lead |  |  |  | Domestic
MTR_007520 | 16601 122ND AVE SE | LOT 44 CASCADE HILLS #7 |  |  | Non-Lead - Other | No | 2019-08-05 | 1 | Rectified Plan |  |  |  |  | Non-Lead - Other |  |  | Statistical analysis |  |  |  |  | Non-Lead |  |  |  | Domestic
MTR_002435 | 16206 123RD AVE SE | L9 BLK5 CASCADE HILLS #3 |  |  | Non-Lead - Other | No | 2007-07-01 | 1 | Rectified Plan |  |  |  |  | Non-Lead - Other |  |  | Statistical analysis |  |  |  |  | Non-Lead |  |  |  | Domestic
MTR_023449 | 11038 SE 213TH ST | L40 BENSON HILLS #2 |  |  | Non-Lead - Other | Unknown |  | 0 | Statistical analysis |  |  |  |  | Non-Lead - Other |  |  | Statistical analysis |  |  |  |  | Non-Lead |  |  |  | Assumed
MTR_006180 | 12336 SE 164TH ST | LOT 2 SHORT PLAT #679009 |  |  | Non-Lead - Other | No | 2007-07-01 | 1 | Installation date is after the lead ban |  |  |  |  | Non-Lead - Other |  |  | Installation date is after the lead ban |  |  |  |  | Non-Lead |  |  |  | Domestic
MTR_023417 | 10920 SE 212TH ST | L7 BENSON HILLS #1 |  |  | Non-Lead - Other | Unknown |  | 0 | Statistical analysis |  |  |  |  | Non-Lead - Other |  |  | Statistical analysis |  |  |  |  | Non-Lead |  |  |  | Assumed
MTR_006185 | 16238 123RD AVE SE | L2 BLK5 CASCADE HILLS #3 |  |  | Non-Lead - Other | No | 2007-07-01 | 1 | Rectified Plan |  |  |  |  | Non-Lead - Other |  |  | Statistical analysis |  |  |  |  | Non-Lead |  |  |  | Domestic
MTR_024883 | 14406 SE 208TH ST | TAX LOT 64 E 1/2 SEC. 3-22-5 |  |  | Non-Lead - Other | Unknown |  | 0 | Statistical analysis |  |  |  |  | Non-Lead - Other |  |  | Statistical analysis |  |  |  |  | Non-Lead |  |  |  | Assumed
MTR_006181 | 12332 SE 164TH ST | L6 BL5 CASCADE HILLS #3 |  |  | Non-Lead Plastic | No | 2007-07-01 | 1 | Rectified Plan | Yes | Visual inspection at the meter pit | 2024-02-07 |  | Galvanized Requiring Replacement |  |  | Field inspection only with no records | Yes | Visual inspection at the meter pit | 2024-02-07 |  | Galvanized Requiring Replacement |  |  |  | Domestic
MTR_024615 | 12412 SE 201ST PL | L12 LINDA CREST #1 |  |  | Non-Lead - Other | No |  | 0 | Installation date is after the lead ban |  |  |  |  | Non-Lead - Other |  |  | Installation date is after the lead ban |  |  |  |  | Non-Lead |  |  |  | Domestic
MTR_006183 | 12316 SE 164TH ST | L4 BL5 CASCADE HILLS #3 |  |  | Non-Lead - Other | No | 2007-07-01 | 1 | Rectified Plan |  |  |  |  | Non-Lead - Other |  |  | Statistical analysis |  |  |  |  | Non-Lead |  |  |  | Domestic
MTR_024848 | 20324 140TH AVE SE | LOT 2 K. C. S. P. 387010 |  |  | Non-Lead - Other | No |  | 0 | Installation date is after the lead ban |  |  |  |  | Non-Lead - Other |  |  | Installation date is after the lead ban |  |  |  |  | Non-Lead |  |  |  | Assumed
MTR_006182 | 12322 SE 164TH ST | L5 BL5 CASCADE HILLS #3 |  |  | Non-Lead - Other | No | 2007-07-01 | 1 | Rectified Plan |  |  |  |  | Non-Lead - Other |  |  | Statistical analysis |  |  |  |  | Non-Lead |  |  |  | Domestic
MTR_024754 | 20115 148TH AVE SE | TAX LOT 209 SE 1/4 3-22-5 |  |  | Non-Lead - Other | No |  | 0 | Installation date is after the lead ban |  |  |  |  | Non-Lead - Other |  |  | Installation date is after the lead ban |  |  |  |  | Non-Lead |  |  |  | Assumed
MTR_021834 | 19207 135TH AVE SE | LOT 34 FAIRFIELD GLEN |  |  | Non-Lead - Other | No |  | 0 | Installation date is after the lead ban |  |  |  |  | Non-Lead - Other |  |  | Installation date is after the lead ban |  |  |  |  | Non-Lead |  |  |  | Domestic
MTR_021034 | 18612 135TH PL SE | L4 FOREST ESTATES |  |  | Non-Lead - Other | No | 1978-08-01 | 1 | Installation date is after the lead ban |  |  |  |  | Non-Lead - Other |  |  | Installation date is after the lead ban |  |  |  |  | Non-Lead |  |  |  | Domestic
MTR_021916 | 13332 SE 195TH ST | LOT 20 FOREST TRAILS #3 |  |  | Non-Lead - Other | No |  | 0 | Rectified Plan | No |  |  |  | Non-Lead - Other |  |  | Installation date is after the lead ban |  |  |  |  | Non-Lead |  |  |  | Domestic
MTR_020976 | 13409 SE 187TH PL | LOT 2 FOREST EST. |  |  | Non-Lead - Other | No | 1978-08-01 | 1 | Installation date is after the lead ban |  |  |  |  | Non-Lead - Other |  |  | Installation date is after the lead ban |  |  |  |  | Non-Lead |  |  |  | Domestic
MTR_021808 | 19622 133RD AVE SE | LOT 3 FOREST TRAILS 3 |  |  | Non-Lead - Other | No |  | 0 | Rectified Plan | No |  |  |  | Non-Lead - Other |  |  | Installation date is after the lead ban |  |  |  |  | Non-Lead |  |  |  | Domestic
MTR_021105 | 18600 135TH PL SE | LOT 6 FOREST ESTATES |  |  | Non-Lead - Other | No | 1978-08-01 | 1 | Installation date is after the lead ban |  |  |  |  | Non-Lead - Other |  |  | Installation date is after the lead ban |  |  |  |  | Non-Lead |  |  |  | Domestic
MTR_021871 | 19313 133RD PL SE | LOT 2 FOREST TRAILS #4 |  |  | Non-Lead - Other | No |  | 0 | Rectified Plan | No |  |  |  | Non-Lead - Other |  |  | Installation date is after the lead ban |  |  |  |  | Non-Lead |  |  |  | Domestic
MTR_021104 | 18606 135TH PL SE | LOT 5 FOREST EST. #1 |  |  | Non-Lead - Other | No | 1978-08-01 | 1 | Installation date is after the lead ban |  |  |  |  | Non-Lead - Other |  |  | Installation date is after the lead ban |  |  |  |  | Non-Lead |  |  |  | Domestic
MTR_026586 | 22801 126TH PL SE | L14 MERIDIAN HIGHLANDS |  |  | Non-Lead - Other | No |  | 0 | Installation date is after the lead ban |  |  |  |  | Non-Lead - Other |  |  | Installation date is after the lead ban |  |  |  |  | Non-Lead |  |  |  | Domestic
MTR_021054 | 18530 135TH PL SE | LOT 7 FOREST EST. #1 |  |  | Non-Lead - Other | No | 1978-08-01 | 1 | Installation date is after the lead ban |  |  |  |  | Non-Lead - Other |  |  | Installation date is after the lead ban |  |  |  |  | Non-Lead |  |  |  | Domestic
MTR_004010 | 12720 SE 237TH PL | LOT 18 WINSBERG HAVEN (FIELDSTONE) |  |  | Non-Lead - Other | No |  | 0 | Installation date is after the lead ban |  |  |  |  | Non-Lead - Other |  |  | Installation date is after the lead ban |  |  |  |  | Non-Lead |  |  |  | Assumed
MTR_024597 | 12818 SE 201ST ST | L17 LINDA HIGHLANDS |  |  | Non-Lead - Other | No |  | 0 | Installation date is after the lead ban |  |  |  |  | Non-Lead - Other |  |  | Installation date is after the lead ban |  |  |  |  | Non-Lead |  |  |  | Domestic
MTR_030136 | 15841 124TH AVE SE | L10 B4 CASCADE VILLAGE 2 |  |  | Non-Lead - Other | No | 2016-06-22 | 0.75 | Rectified Plan |  |  |  |  | Non-Lead - Other |  |  | Statistical analysis |  |  |  |  | Non-Lead |  |  |  | Domestic
MTR_021057 | 13529 SE 185TH CT | LOT 204 FOREST ESTATES 2 |  |  | Non-Lead - Other | No |  | 0 | Installation date is after the lead ban |  |  |  |  | Non-Lead - Other |  |  | Installation date is after the lead ban |  |  |  |  | Non-Lead |  |  |  | Domestic
MTR_018882 | 18420 107TH CT SE | LOT 10 VANTAGE GLEN II |  |  | Non-Lead - Other | No | 1996-01-16 | 0 | Statistical analysis |  |  |  |  | Non-Lead - Other |  |  | Statistical analysis |  |  |  |  | Non-Lead |  |  |  | Domestic
MTR_021046 | 18630 139TH WAY SE | LOT 43 CEDARWOOD ESTATES (WINDHAM R |  |  | Non-Lead - Other | No | 1989-09-20 | 0 | Installation date is after the lead ban |  |  |  |  | Non-Lead - Other |  |  | Installation date is after the lead ban |  |  |  |  | Non-Lead |  |  |  | Domestic
MTR_026934 | 22467 134TH PL SE | LOT 24 FERN CREST 2 |  |  | Non-Lead - Other | No | 2005-09-02 | 0 | Installation date is after the lead ban |  |  |  |  | Non-Lead - Other |  |  | Installation date is after the lead ban |  |  |  |  | Non-Lead |  |  |  | Domestic
MTR_027236 | 13220 SE 236TH PL | LOT 13 MERIDIAN FOREST |  |  | Non-Lead - Plastic | No | 1995-08-24 | 1 | Rectified Plan | No |  |  |  | Non-Lead - Other |  |  | Installation date is after the lead ban |  |  |  |  | Non-Lead |  |  |  | Domestic
MTR_008510 | 16639 122ND AVE SE | L 49 CASCADE HILLS 7 |  |  | Non-Lead - Other | No | 2019-08-05 | 1 | Rectified Plan |  |  |  |  | Non-Lead - Other |  |  | Statistical analysis |  |  |  |  | Non-Lead |  |  |  | Domestic
MTR_021045 | 18638 139TH WAY SE | LOT 42 CEDARWOOD ESTATES (WINDHAM R IDGE) |  |  | Non-Lead - Other | No | 1989-09-20 | 0 | Installation date is after the lead ban |  |  |  |  | Non-Lead - Other |  |  | Installation date is after the lead ban |  |  |  |  | Non-Lead |  |  |  | Domestic
MTR_024714 | 13621 SE 200TH ST | LOT 42 FOREST GLEN SOUTH |  |  | Non-Lead - Other | No |  | 0 | Installation date is after the lead ban |  |  |  |  | Non-Lead - Other |  |  | Installation date is after the lead ban |  |  |  |  | Non-Lead |  |  |  | Domestic
MTR_007551 | 16537 119TH AVE SE | L 42 CASCADE HILLS 6 |  |  | Non-Lead - Other | No | 2019-08-05 | 0.75 | Rectified Plan |  |  |  |  | Non-Lead - Other |  |  | Statistical analysis |  |  |  |  | Non-Lead |  |  |  | Assumed
MTR_021065 | 18643 139TH WAY SE | LOT 50 CEDARWOOD ESTATES (WINDHAM R IDGE) |  |  | Non-Lead - Other | No | 1989-09-20 | 0 | Installation date is after the lead ban |  |  |  |  | Non-Lead - Other |  |  | Installation date is after the lead ban |  |  |  |  | Non-Lead |  |  |  | Domestic
MTR_024719 | 13737 SE 201ST ST | LOT 27 FOREST GLEN SOUTH |  |  | Non-Lead - Other | No |  | 0 | Installation date is after the lead ban |  |  |  |  | Non-Lead - Other |  |  | Installation date is after the lead ban |  |  |  |  | Non-Lead |  |  |  | Domestic
MTR_007207 | 11701 SE 165TH ST | L 44 CASCADE HILLS 5 |  |  | Non-Lead - Other | No | 2019-08-05 | 0.75 | Rectified Plan |  |  |  |  | Non-Lead - Other |  |  | Statistical analysis |  |  |  |  | Non-Lead |  |  |  | Domestic
MTR_021047 | 18637 139TH WAY SE | LOT 49 CEDARWOOD ESTATES (WINDHAM R IDGE) |  |  | Non-Lead - Other | No | 1989-09-20 | 0 | Installation date is after the lead ban |  |  |  |  | Non-Lead - Other |  |  | Installation date is after the lead ban |  |  |  |  | Non-Lead |  |  |  | Domestic
MTR_021712 | 13738 SE 199TH PL | LOT 14 SOOS CREEK MEADOWS |  |  | Non-Lead - Other | No |  | 0 | Rectified Plan | No |  |  |  | Non-Lead - Other |  |  | Installation date is after the lead ban |  |  |  |  | Non-Lead |  |  |  | Domestic
MTR_014554 | 11936 SE 168TH ST | L 69 CASCADE HILLS 6 |  |  | Non-Lead - Other | No | 2006-06-08 | 1 | Rectified Plan |  |  |  |  | Non-Lead - Other |  |  | Statistical analysis |  |  |  |  | Non-Lead |  |  |  | Domestic
MTR_021067 | 18711 139TH WAY SE | LOT 52 CEDARWOOD ESTATES (WINDHAM R IDGE) |  |  | Non-Lead - Other | No | 1989-09-20 | 0 | Installation date is after the lead ban |  |  |  |  | Non-Lead - Other |  |  | Installation date is after the lead ban |  |  |  |  | Non-Lead |  |  |  | Domestic
MTR_021695 | 19827 138TH AVE SE | L 42 STAFFORD HANSELL#11 |  |  | Non-Lead - Other | No |  | 0 | Rectified Plan | No |  |  |  | Non-Lead - Other |  |  | Installation date is after the lead ban |  |  |  |  | Non-Lead |  |  |  | Domestic
MTR_026111 | 20546 122ND PL SE | LOT 2 FENTON RIDGE AKA WILLOW RIDGE |  |  | Non-Lead - Other | No | 1995-08-31 | 0 | Installation date is after the lead ban |  |  |  |  | Non-Lead - Other |  |  | Installation date is after the lead ban |  |  |  |  | Non-Lead |  |  |  | Domestic
MTR_021066 | 18705 139TH WAY SE | LOT 51 CEDARWOOD ESTATES (WINDHAM R IDGE) |  |  | Non-Lead - Other | No | 1989-09-20 | 0 | Installation date is after the lead ban |  |  |  |  | Non-Lead - Other |  |  | Installation date is after the lead ban |  |  |  |  | Non-Lead |  |  |  | Domestic
MTR_024510 | 20426 130TH PL SE | L 70 GREEN ACRES EAST |  |  | Non-Lead - Other | No |  | 0 | Installation date is after the lead ban |  |  |  |  | Non-Lead - Other |  |  | Installation date is after the lead ban |  |  |  |  | Non-Lead |  |  |  | Domestic
MTR_015287 | 16926 130TH AVE SE | L38 RENTON PARK #3 |  |  | Non-Lead - Other | Unknown |  | 0 | Statistical analysis |  |  |  |  | Non-Lead - Other |  |  | Statistical analysis |  |  |  |  | Non-Lead |  |  |  | Domestic
MTR_015855 | 14008 SE 188TH WAY | LOT 1 FAIRHAVEN |  |  | Non-Lead - Other | No | 1995-08-03 | 0 | Installation date is after the lead ban |  |  |  |  | Non-Lead - Other |  |  | Installation date is after the lead ban |  |  |  |  | Non-Lead |  |  |  | Domestic
MTR_006015 | 16642 113TH AVE SE | PORTION LOTS 2 & 3 BLOCK 11 AKERS FARMS #6 |  |  | Non-Lead - Other | No |  | 0.75 | Installation date is after the lead ban |  |  |  |  | Non-Lead - Other |  |  | Installation date is after the lead ban |  |  |  |  | Non-Lead |  |  |  | Assumed
MTR_020671 | 19105 130TH AVE SE | L2 BLVD. LANE 7 |  |  | Non-Lead - Other | No | 1976-05-24 | 0 | Installation date is after the lead ban |  |  |  |  | Non-Lead - Other |  |  | Installation date is after the lead ban |  |  |  |  | Non-Lead |  |  |  | Domestic
MTR_020648 | 19122 130TH AVE SE | L5 BLVD. LANE 7 |  |  | Non-Lead - Other | No | 1976-05-24 | 0 | Installation date is after the lead ban |  |  |  |  | Non-Lead - Other |  |  | Installation date is after the lead ban |  |  |  |  | Non-Lead |  |  |  | Domestic
MTR_021632 | 19812 138TH AVE SE | LOT 8 STAFFORD HANSELL #11 |  |  | Non-Lead - Other | No |  | 0 | Installation date is after the lead ban |  |  |  |  | Non-Lead - Other |  |  | Installation date is after the lead ban |  |  |  |  | Non-Lead |  |  |  | Domestic
MTR_020697 | 19118 130TH AVE SE | L6 BLVD. LANE 7 |  |  | Non-Lead - Other | No | 1976-05-24 | 0 | Installation date is after the lead ban |  |  |  |  | Non-Lead - Other |  |  | Installation date is after the lead ban |  |  |  |  | Non-Lead |  |  |  | Domestic
MTR_021150 | 13721 SE 188TH ST | LOT 32 CEDARWOOD ESTATES (WINDHAM R IDGE) |  |  | Non-Lead - Other | No | 1989-09-20 | 0 | Installation date is after the lead ban |  |  |  |  | Non-Lead - Other |  |  | Installation date is after the lead ban |  |  |  |  | Non-Lead |  |  |  | Domestic
MTR_007521 | 12200 SE 166TH ST | L 43 CASCADE HILLS 7 |  |  | Non-Lead - Other | No | 2019-08-05 | 1 | Rectified Plan |  |  |  |  | Non-Lead - Other |  |  | Statistical analysis |  |  |  |  | Non-Lead |  |  |  | Domestic
MTR_021122 | 18715 137TH CT SE | LOT 63 CEDARWOOD ESTATES (WINDHAM R IDGE) |  |  | Non-Lead - Other | No | 1989-09-20 | 0 | Installation date is after the lead ban |  |  |  |  | Non-Lead - Other |  |  | Installation date is after the lead ban |  |  |  |  | Non-Lead |  |  |  | Domestic
MTR_002154 | 11939 SE 167TH ST | L 52 CASCADE HILLS 6 |  |  | Non-Lead - Other | No | 2019-08-05 | 0.75 | Rectified Plan |  |  |  |  | Non-Lead - Other |  |  | Statistical analysis |  |  |  |  | Non-Lead |  |  |  | Assumed
MTR_021001 | 18528 139TH WAY SE | LOT 2 CEDARWOOD ESTATES (WINDHAM RI DGE) |  |  | Non-Lead - Other | No | 2018-06-05 | 0 | Installation date is after the lead ban |  |  |  |  | Non-Lead - Other |  |  | Installation date is after the lead ban |  |  |  |  | Non-Lead |  |  |  | Domestic
MTR_002444 | 12112 SE 167TH ST | L50 CASCADE HILLS 7 |  |  | Non-Lead - Other | No | 2019-08-05 | 0.75 | Rectified Plan |  |  |  |  | Non-Lead - Other |  |  | Statistical analysis |  |  |  |  | Non-Lead |  |  |  | Assumed
MTR_021139 | 13704 SE 186TH PL | LOT 10 CEDARWOOD ESTATES |  |  | Non-Lead - Other | No | 1989-09-20 | 0 | Installation date is after the lead ban |  |  |  |  | Non-Lead - Other |  |  | Installation date is after the lead ban |  |  |  |  | Non-Lead |  |  |  | Hydrant
MTR_022649 | 19420 116TH AVE SE | 9921-001900 |  |  | Non-Lead - Other | No | 2001-03-28 | 0 | Rectified Plan |  |  |  |  | Non-Lead - Other |  |  | Statistical analysis |  |  |  |  | Non-Lead |  |  |  | Domestic
MTR_024467 | 13019 SE 207TH PL | L33 GREENACRES EAST |  |  | Non-Lead - Other | No |  | 0 | Installation date is after the lead ban |  |  |  |  | Non-Lead - Other |  |  | Installation date is after the lead ban |  |  |  |  | Non-Lead |  |  |  | Domestic
MTR_011211 | 11512 SE 165TH ST | LOT 17 BIEGLER-NILLES ADDITION |  |  | Non-Lead - Other | Unknown |  | 0 | Statistical analysis |  |  |  |  | Non-Lead - Other |  |  | Statistical analysis |  |  |  |  | Non-Lead |  |  |  | Assumed
MTR_024468 | 13027 SE 207TH PL | L34 GREENACRES EAST |  |  | Non-Lead - Other | No |  | 0 | Installation date is after the lead ban |  |  |  |  | Non-Lead - Other |  |  | Installation date is after the lead ban |  |  |  |  | Non-Lead |  |  |  | Domestic
MTR_025916 | 20264 111TH WAY SE | LOT 25 VILA REAL |  |  | Non-Lead - Other | No | 2007-05-03 | 0 | Installation date is after the lead ban |  |  |  |  | Non-Lead - Other |  |  | Installation date is after the lead ban |  |  |  |  | Non-Lead |  |  |  | Domestic
MTR_016669 | 18134 149TH AVE SE | LOT 30 CARRIAGEWOOD #3 |  |  | Non-Lead - Other | No | 1983-04-01 | 0 | Installation date is after the lead ban |  |  |  |  | Non-Lead - Other |  |  | Installation date is after the lead ban |  |  |  |  | Non-Lead |  |  |  | Domestic
MTR_007605 | 16565 121ST AVE SE | L 54 CASCADE HILLS 6 |  |  | Non-Lead - Other | No | 2019-08-05 | 0.75 | Rectified Plan |  |  |  |  | Non-Lead - Other |  |  | Statistical analysis |  |  |  |  | Non-Lead |  |  |  | Assumed
MTR_026330 | 20639 120TH AVE SE | L3 BLK 2 PANTHER LK TERR |  |  | Non-Lead - Other | No |  | 0 | Installation date is after the lead ban |  |  |  |  | Non-Lead - Other |  |  | Installation date is after the lead ban |  |  |  |  | Non-Lead |  |  |  | Domestic
MTR_026178 | 12214 SE 207TH PL | LOT 7 SWANSON COURT. |  |  | Non-Lead Plastic | Unknown |  | 0 | Converted CAD | Yes | Visual inspection at the meter pit | 2024-01-30 |  | Non-Lead Plastic |  |  | Field inspection only with no records | Yes | Visual inspection at the meter pit | 2024-01-30 |  | Non-Lead |  |  |  | Domestic
MTR_024022 | 21362 103RD PL SE | TL 113 8-22-5 |  |  | Non-Lead - Other | Unknown |  | 0.75 | Statistical analysis |  |  |  |  | Non-Lead - Other |  |  | Statistical analysis |  |  |  |  | Non-Lead |  |  |  | Domestic
MTR_002079 | 20620 119TH AVE SE | LOT 1 PANTHER LAKE TERRACE #4 |  |  | Non-Lead - Other | No |  | 0 | Installation date is after the lead ban |  |  |  |  | Non-Lead - Other |  |  | Installation date is after the lead ban |  |  |  |  | Non-Lead |  |  |  | Assumed
MTR_026257 | 20316 122ND CT SE | LOT 9 WHITNEY GLENN |  |  | Non-Lead - Other | No |  | 0 | Installation date is after the lead ban |  |  |  |  | Non-Lead - Other |  |  | Installation date is after the lead ban |  |  |  |  | Non-Lead |  |  |  | Domestic
MTR_023036 | 21216 100TH AVE SE | L 16 B 2 OLYMPIC VIEW HT |  |  | Non-Lead - Other | No | 2003-04-23 | 0 | Installation date is after the lead ban |  |  |  |  | Non-Lead - Other |  |  | Installation date is after the lead ban |  |  |  |  | Non-Lead |  |  |  | Domestic
MTR_024872 | 20420 142ND AVE SE | TAX LOT 166 3-22-5 |  |  | Non-Lead - Other | No | 2014-04-16 | 0 | Rectified Plan |  |  |  |  | Non-Lead - Other |  |  | Statistical analysis |  |  |  |  | Non-Lead |  |  |  | Domestic
MTR_023945 | 10326 SE 212TH ST | LOT 39 STONEPINE |  |  | Non-Lead - Other | No |  | 0 | Installation date is after the lead ban |  |  |  |  | Non-Lead - Other |  |  | Installation date is after the lead ban |  |  |  |  | Non-Lead |  |  |  | Domestic
MTR_019128 | 10629 SE 187TH ST | L10 VISTA HILLS |  |  | Non-Lead - Other | Unknown |  | 0 | Statistical analysis |  |  |  |  | Non-Lead - Other |  |  | Statistical analysis |  |  |  |  | Non-Lead |  |  |  | Assumed
MTR_016460 | 15928 SE 176TH PL | L 68 CANDLEWOOD 1 |  |  | Non-Lead - Other | No |  | 0 | Installation date is after the lead ban |  |  |  |  | Non-Lead - Other |  |  | Installation date is after the lead ban |  |  |  |  | Non-Lead |  |  |  | Domestic
MTR_011148 | 16225 114TH AVE SE | LOT 2 LUND SHORT PLAT |  |  | Non-Lead - Other | No |  | 0 | Installation date is after the lead ban |  |  |  |  | Non-Lead - Other |  |  | Installation date is after the lead ban |  |  |  |  | Non-Lead |  |  |  | Domestic
MTR_023977 | 10309 SE 210TH PL | LOT 46 STONEPINE |  |  | Non-Lead - Other | No |  | 0 | Installation date is after the lead ban |  |  |  |  | Non-Lead - Other |  |  | Installation date is after the lead ban |  |  |  |  | Non-Lead |  |  |  | Domestic
MTR_022862 | 13055 SE 192ND ST | TAX LOT 41 S-T-R 4-22-5 - Det check |  |  | Non-Lead - Other | No | 2001-01-31 | 8 | Rectified Plan | No |  |  |  | Non-Lead - Other |  |  | Installation date is after the lead ban |  |  |  |  | Non-Lead |  |  |  | Fire
MTR_024006 | 10314 SE 209TH PL | LOT 77 STONEPINE |  |  | Non-Lead - Other | No |  | 0 | Installation date is after the lead ban |  |  |  |  | Non-Lead - Other |  |  | Installation date is after the lead ban |  |  |  |  | Non-Lead |  |  |  | Domestic
MTR_015129 | 15665 123RD AVE SE | L7 B1 CASCADE VILLAGE 2 |  |  | Non-Lead - Other | No | 2014-04-16 | 1 | Rectified Plan |  |  |  |  | Non-Lead - Other |  |  | Statistical analysis |  |  |  |  | Non-Lead |  |  |  | Domestic
MTR_027641 | 11821 SE 221ST ST | LOT 5 MEADOW GLEN #2 |  |  | Non-Lead - Other | No |  | 0 | Installation date is after the lead ban |  |  |  |  | Non-Lead - Other |  |  | Installation date is after the lead ban |  |  |  |  | Non-Lead |  |  |  | Domestic
MTR_023978 | 10315 SE 210TH PL | LOT 47 STONEPINE |  |  | Non-Lead - Other | No |  | 0 | Installation date is after the lead ban |  |  |  |  | Non-Lead - Other |  |  | Installation date is after the lead ban |  |  |  |  | Non-Lead |  |  |  | Assumed
MTR_027725 | 22103 120TH AVE SE | LOT 34 MEADOW GLEN #1 |  |  | Non-Lead - Other | No |  | 0 | Installation date is after the lead ban |  |  |  |  | Non-Lead - Other |  |  | Installation date is after the lead ban |  |  |  |  | Non-Lead |  |  |  | Assumed
MTR_011364 | 1417 S 28TH ST | LOT 19 ROSA MEADOWS |  |  | Non-Lead - Other | No | 2014-09-02 | 0 | Installation date is after the lead ban |  |  |  |  | Non-Lead - Other |  |  | Installation date is after the lead ban |  |  |  |  | Non-Lead |  |  |  | Domestic
MTR_029766 | 22558 116TH PL SE | LOT 8 EMERALD COURT |  |  | Non-Lead - Other | No | 2002-08-27 | 0 | Installation date is after the lead ban |  |  |  |  | Non-Lead - Other |  |  | Installation date is after the lead ban |  |  |  |  | Non-Lead |  |  |  | Domestic
MTR_029083 | 11540 SE 221ST PL | TAX LOT 278 8-22-5 |  |  | Non-Lead - Other | Unknown |  | 0 | Statistical analysis |  |  |  |  | Non-Lead - Other |  |  | Statistical analysis |  |  |  |  | Non-Lead |  |  |  | Domestic
MTR_015374 | 16937 125TH PL SE | L155 CASCADE VISTA #3 |  |  | Non-Lead - Other | No | 2010-10-25 | 0 | Rectified Plan |  |  |  |  | Non-Lead - Other |  |  | Statistical analysis |  |  |  |  | Non-Lead |  |  |  | Domestic
MTR_029468 | 22603 119TH AVE SE | LOT 31 MAPLEWOOD EAST |  |  | Non-Lead - Other | No |  | 0 | Installation date is after the lead ban |  |  |  |  | Non-Lead - Other |  |  | Installation date is after the lead ban |  |  |  |  | Non-Lead |  |  |  | Domestic
MTR_029599 | 11450 SE 225TH ST | L 55 STOCKTON |  |  | Non-Lead - Other | No |  | 0 | Installation date is after the lead ban |  |  |  |  | Non-Lead - Other |  |  | Installation date is after the lead ban |  |  |  |  | Non-Lead |  |  |  | Domestic
MTR_015207 | 17117 125TH PL SE | L4 CASCADE VISTA #6 |  |  | Non-Lead - Other | No | 2010-10-25 | 0 | Rectified Plan |  |  |  |  | Non-Lead - Other |  |  | Statistical analysis |  |  |  |  | Non-Lead |  |  |  | Domestic
MTR_029367 | 11805 SE 229TH PL | LOT 35 HUNTERS RUN DIVISION 2 |  |  | Non-Lead - Other | No |  | 0 | Installation date is after the lead ban |  |  |  |  | Non-Lead - Other |  |  | Installation date is after the lead ban |  |  |  |  | Non-Lead |  |  |  | Domestic
MTR_028528 | 12354 SE 223RD DR | LOT 19 SUMMERGLEN #1 |  |  | Non-Lead - Other | No |  | 0 | Installation date is after the lead ban |  |  |  |  | Non-Lead - Other |  |  | Installation date is after the lead ban |  |  |  |  | Non-Lead |  |  |  | Domestic
MTR_028730 | 11229 SE 219TH PL | LOT 23 MONTERA |  |  | Non-Lead - Other | No | 1995-09-05 | 0 | Installation date is after the lead ban |  |  |  |  | Non-Lead - Other |  |  | Installation date is after the lead ban |  |  |  |  | Non-Lead |  |  |  | Domestic
MTR_027844 | 11913 SE 222ND PL | L104 MEADOWGREEN |  |  | Non-Lead - Other | No |  | 0 | Installation date is after the lead ban |  |  |  |  | Non-Lead - Other |  |  | Installation date is after the lead ban |  |  |  |  | Non-Lead |  |  |  | Domestic
MTR_029430 | 11616 SE 228TH PL | LOT 41 HUNTERS RUN |  |  | Non-Lead - Other | No |  | 0 | Installation date is after the lead ban |  |  |  |  | Non-Lead - Other |  |  | Installation date is after the lead ban |  |  |  |  | Non-Lead |  |  |  | Domestic
MTR_025377 | 21022 121ST PL SE | L 32 CARENA TERRACE 1 |  |  | Non-Lead - Other | No |  | 0 | Installation date is after the lead ban |  |  |  |  | Non-Lead - Other |  |  | Installation date is after the lead ban |  |  |  |  | Non-Lead |  |  |  | Domestic
MTR_027944 | 12226 SE 223RD DR | LOT 56 MEADOWGREEN EST |  |  | Non-Lead - Other | No |  | 5.25 | Installation date is after the lead ban |  |  |  |  | Non-Lead - Other |  |  | Installation date is after the lead ban |  |  |  |  | Non-Lead |  |  |  | Hydrant
MTR_029218 | 11911 SE 226TH ST | LOT 47 MAPLEWOOD EAST |  |  | Non-Lead - Other | No |  | 0 | Installation date is after the lead ban |  |  |  |  | Non-Lead - Other |  |  | Installation date is after the lead ban |  |  |  |  | Non-Lead |  |  |  | Domestic
MTR_027067 | 12830 SE 227TH ST | LOT 67 FERN CREST WEST |  |  | Non-Lead - Other | No | 2006-04-28 | 0 | Installation date is after the lead ban |  |  |  |  | Non-Lead - Other |  |  | Installation date is after the lead ban |  |  |  |  | Non-Lead |  |  |  | Domestic
MTR_027966 | 12003 SE 221ST ST | LOT 1 GLENCARIN SOUTH |  |  | Non-Lead - Other | No |  | 0 | Installation date is after the lead ban |  |  |  |  | Non-Lead - Other |  |  | Installation date is after the lead ban |  |  |  |  | Non-Lead |  |  |  | Domestic
MTR_029843 | 23861 140TH LN SE | LOT 9 VILLAGE AT SOOS CREEK |  |  | Non-Lead - Other | No |  | 0 | Installation date is after the lead ban |  |  |  |  | Non-Lead - Other |  |  | Installation date is after the lead ban |  |  |  |  | Non-Lead |  |  |  | Assumed
MTR_027008 | 22654 128TH AVE SE | LOT 70 FERN CREST WEST |  |  | Non-Lead - Other | No | 2006-04-28 | 0 | Installation date is after the lead ban |  |  |  |  | Non-Lead - Other |  |  | Installation date is after the lead ban |  |  |  |  | Non-Lead |  |  |  | Domestic
MTR_007634 | 11901 SE 167TH ST | L 45 CASCADE HILLS 6 |  |  | Non-Lead - Other | No | 2019-08-05 | 0.75 | Rectified Plan |  |  |  |  | Non-Lead - Other |  |  | Statistical analysis |  |  |  |  | Non-Lead |  |  |  | Assumed
MTR_020654 | 19115 130TH AVE SE | L3 BLVD. LANE 7 |  |  | Non-Lead - Other | No | 1976-05-24 | 0 | Installation date is after the lead ban |  |  |  |  | Non-Lead - Other |  |  | Installation date is after the lead ban |  |  |  |  | Non-Lead |  |  |  | Domestic
MTR_027118 | 22661 128TH AVE SE | LOT 45 FERN CREST WEST |  |  | Non-Lead - Other | No | 2006-04-28 | 0 | Installation date is after the lead ban |  |  |  |  | Non-Lead - Other |  |  | Installation date is after the lead ban |  |  |  |  | Non-Lead |  |  |  | Domestic
MTR_007632 | 11905 SE 167TH ST | L 46 CASCADE HILLS 6 |  |  | Non-Lead Plastic | No | 2019-08-05 | 0.75 | Rectified Plan | Yes | Visual inspection at the meter pit | 2024-02-08 |  | Non-Lead Plastic |  |  | Field inspection only with no records | Yes | Visual inspection at the meter pit | 2024-02-08 |  | Non-Lead |  |  |  | Assumed
MTR_027068 | 12836 SE 227TH ST | LOT 66 FERN CREST WEST |  |  | Non-Lead - Other | No | 2006-04-28 | 0 | Installation date is after the lead ban |  |  |  |  | Non-Lead - Other |  |  | Installation date is after the lead ban |  |  |  |  | Non-Lead |  |  |  | Domestic
MTR_020785 | 18631 131ST AVE SE | L 48 BLVD. LANE 4 |  |  | Non-Lead - Other | No | 1968-06-14 | 0 | Installation date is after the lead ban |  |  |  |  | Non-Lead - Other |  |  | Installation date is after the lead ban |  |  |  |  | Non-Lead |  |  |  | Domestic
MTR_028133 | 13111 SE 223RD CT | LOT 2 MATHESON PARK #2 |  |  | Non-Lead - Other | No | 1995-07-21 | 0 | Installation date is after the lead ban |  |  |  |  | Non-Lead - Other |  |  | Installation date is after the lead ban |  |  |  |  | Non-Lead |  |  |  | Domestic
MTR_020659 | 18924 131ST PL SE | L 20 BLVD. LANE 7 |  |  | Non-Lead - Other | No | 1976-05-24 | 0 | Installation date is after the lead ban |  |  |  |  | Non-Lead - Other |  |  | Installation date is after the lead ban |  |  |  |  | Non-Lead |  |  |  | Domestic
MTR_028164 | 22224 131ST AVE SE | LOT 16 MATHESON PARK #2 |  |  | Non-Lead - Other | No | 1995-07-21 | 0 | Installation date is after the lead ban |  |  |  |  | Non-Lead - Other |  |  | Installation date is after the lead ban |  |  |  |  | Non-Lead |  |  |  | Domestic
MTR_020792 | 18611 131ST AVE SE | LOT 51 BOULEVARD LANE #4 |  |  | Non-Lead - Other | No | 1968-06-14 | 0 | Installation date is after the lead ban |  |  |  |  | Non-Lead - Other |  |  | Installation date is after the lead ban |  |  |  |  | Non-Lead |  |  |  | Domestic
MTR_023627 | 9831 S 220TH PL | LOT 9 GLEN KARA |  |  | Non-Lead - Other | No | 1998-03-30 | 0 | Installation date is after the lead ban |  |  |  |  | Non-Lead - Other |  |  | Installation date is after the lead ban |  |  |  |  | Non-Lead |  |  |  | Domestic
MTR_025062 | 12018 SE 212TH PL | L 27 GREEN TREE EAST |  |  | Non-Lead - Other | No | 1972-06-01 | 0 | Installation date is after the lead ban |  |  |  |  | Non-Lead - Other |  |  | Installation date is after the lead ban |  |  |  |  | Non-Lead |  |  |  | Domestic
MTR_023555 | 11213 SE 216TH ST | LOT 11 WEST CREEK COURT |  |  | Non-Lead - Other | No | 2006-01-24 | 0 | Installation date is after the lead ban |  |  |  |  | Non-Lead - Other |  |  | Installation date is after the lead ban |  |  |  |  | Non-Lead |  |  |  | Domestic
MTR_024937 | 11913 SE 209TH PL | LOT 4 BOCEKS 1ST ADDITION |  |  | Non-Lead - Plastic | No | 1995-06-12 | 0 | Rectified Plan | No |  |  |  | Non-Lead - Other |  |  | Installation date is after the lead ban |  |  |  |  | Non-Lead |  |  |  | Domestic
MTR_018106 | 13621 SE 180TH ST | LOT 2 SHORT PLAT #578106 |  |  | Non-Lead - Other | No |  | 0 | Installation date is after the lead ban |  |  |  |  | Non-Lead - Other |  |  | Installation date is after the lead ban |  |  |  |  | Non-Lead |  |  |  | Assumed
MTR_025059 | 21304 120TH AVE SE | L 55 GREEN TREE EAST |  |  | Non-Lead - Other | No | 1972-06-01 | 0 | Installation date is after the lead ban |  |  |  |  | Non-Lead - Other |  |  | Installation date is after the lead ban |  |  |  |  | Non-Lead |  |  |  | Domestic
MTR_023794 | 22024 102ND PL SE | LOT 14 ANNANDALE |  |  | Non-Lead - Other | No | 2004-07-27 | 0 | Installation date is after the lead ban |  |  |  |  | Non-Lead - Other |  |  | Installation date is after the lead ban |  |  |  |  | Non-Lead |  |  |  | Domestic
MTR_025761 | 21252 116TH AVE SE | TL 45 9-22-5 |  |  | Non-Lead - Other | Unknown |  | 0 | Statistical analysis |  |  |  |  | Non-Lead - Other |  |  | Statistical analysis |  |  |  |  | Non-Lead |  |  |  | Assumed
MTR_005090 | 21319 108TH AVE SE | TAX LOT 195 8-22-5 |  |  | Non-Lead - Other | Unknown |  | 0 | Statistical analysis |  |  |  |  | Non-Lead - Other |  |  | Statistical analysis |  |  |  |  | Non-Lead |  |  |  | Assumed
MTR_025154 | 21013 124TH AVE SE | L13 GLENCARIN # 1 |  |  | Non-Lead - Other | No | 1968-03-08 | 0 | Installation date is after the lead ban |  |  |  |  | Non-Lead - Other |  |  | Installation date is after the lead ban |  |  |  |  | Non-Lead |  |  |  | Domestic
MTR_022034 | 12014 SE 191ST PL | LOT 3 KELSEY'S CROSSING |  |  | Non-Lead - Other | No | 2014-03-03 | 0 | Installation date is after the lead ban |  |  |  |  | Non-Lead - Other |  |  | Installation date is after the lead ban |  |  |  |  | Non-Lead |  |  |  | Domestic
MTR_025314 | 21507 125TH AVE SE | L313 GLENCARIN #2 |  |  | Non-Lead - Other | No | 1968-07-31 | 0 | Installation date is after the lead ban |  |  |  |  | Non-Lead - Other |  |  | Installation date is after the lead ban |  |  |  |  | Non-Lead |  |  |  | Domestic
MTR_017919 | 13314 SE 176TH LN | LOT 14 FAIRWOOD GROVES CONDOS |  |  | Non-Lead - Other | No | 1998-02-27 | 0 | Installation date is after the lead ban |  |  |  |  | Non-Lead - Other |  |  | Installation date is after the lead ban |  |  |  |  | Non-Lead |  |  |  | Domestic
MTR_023268 | 9517 S 213TH ST | LOT 6 EVERGREEN HILLS |  |  | Non-Lead - Other | No |  | 0 | Installation date is after the lead ban |  |  |  |  | Non-Lead - Other |  |  | Installation date is after the lead ban |  |  |  |  | Non-Lead |  |  |  | Domestic
MTR_021175 | 13218 SE 192ND ST |  |  |  | Non-Lead - Other | Unknown |  | 0 | Statistical analysis |  |  |  |  | Non-Lead - Other |  |  | Statistical analysis |  |  |  |  | Non-Lead |  |  |  | Assumed
MTR_023161 | 9805 S 213TH PL | L49 WESTVIEW TERR. #3 |  |  | Non-Lead - Other | No | 2008-10-29 | 0 | Rectified Plan |  |  |  |  | Non-Lead - Other |  |  | Statistical analysis |  |  |  |  | Non-Lead |  |  |  | Domestic
MTR_018020 | 13439 SE 183RD ST | LOT 322 FOREST ESTATES #3 |  |  | Non-Lead - Other | No | 1983-08-01 | 0 | Installation date is after the lead ban |  |  |  |  | Non-Lead - Other |  |  | Installation date is after the lead ban |  |  |  |  | Non-Lead |  |  |  | Domestic
MTR_022898 | 19803 121ST AVE SE | L14 SPRINGBROOK RANCH |  |  | Non-Lead - Other | Unknown |  | 0 | Statistical analysis |  |  |  |  | Non-Lead - Other |  |  | Statistical analysis |  |  |  |  | Non-Lead |  |  |  | Assumed
MTR_022804 | 12125 SE 200TH ST | TL 85 W1/2 SEC 4-22-5 |  |  | Non-Lead - Other | Unknown |  | 0 | Statistical analysis |  |  |  |  | Non-Lead - Other |  |  | Statistical analysis |  |  |  |  | Non-Lead |  |  |  | Assumed
MTR_022730 | 11621 SE 199TH ST | LOT 18 SPRING HILL WEST |  |  | Non-Lead - Other | No | 2004-03-09 | 0 | Installation date is after the lead ban |  |  |  |  | Non-Lead - Other |  |  | Installation date is after the lead ban |  |  |  |  | Non-Lead |  |  |  | Domestic
MTR_022858 | 19708 119TH AVE SE | L2 SH PLAT 1279018 |  |  | Non-Lead - Other | No | 1995-07-13 | 0 | Installation date is after the lead ban |  |  |  |  | Non-Lead - Other |  |  | Installation date is after the lead ban |  |  |  |  | Non-Lead |  |  |  | Domestic
MTR_016577 | 15235 SE 183RD DR | LOT 44 CARRIAGEWOOD #1 |  |  | Non-Lead - Other | No | 1980-06-01 | 0 | Installation date is after the lead ban |  |  |  |  | Non-Lead - Other |  |  | Installation date is after the lead ban |  |  |  |  | Non-Lead |  |  |  | Domestic
MTR_025028 | 21133 119TH AVE SE | LOT 5 EL DORADO HILLS #1 |  |  | Non-Lead - Other | No | 1981-02-01 | 0 | Installation date is after the lead ban |  |  |  |  | Non-Lead - Other |  |  | Installation date is after the lead ban |  |  |  |  | Non-Lead |  |  |  | Domestic
MTR_025192 | 21104 125TH AVE SE | L55 GLENCARIN # 1 |  |  | Non-Lead - Other | No | 1968-03-08 | 0 | Installation date is after the lead ban |  |  |  |  | Non-Lead - Other |  |  | Installation date is after the lead ban |  |  |  |  | Non-Lead |  |  |  | Domestic
MTR_004008 | 23420 124TH AVE SE | L 66 MERIDIAN VILLA EST. |  |  | Non-Lead - Other | No |  | 0 | Installation date is after the lead ban |  |  |  |  | Non-Lead - Other |  |  | Installation date is after the lead ban |  |  |  |  | Non-Lead |  |  |  | Assumed
MTR_018248 | 18029 143RD AVE SE | LOT 55 FAIRWOOD FIRS |  |  | Non-Lead - Other | No | 1986-05-01 | 0 | Installation date is after the lead ban |  |  |  |  | Non-Lead - Other |  |  | Installation date is after the lead ban |  |  |  |  | Non-Lead |  |  |  | Domestic
MTR_025382 | 12016 SE 210TH PL | LOT 40 CARENA TERRACE #1 |  |  | Non-Lead - Other | No |  | 0 | Installation date is after the lead ban |  |  |  |  | Non-Lead - Other |  |  | Installation date is after the lead ban |  |  |  |  | Non-Lead |  |  |  | Domestic
MTR_001006 | 23423 130TH AVE SE | LOT 7 BUILDING B VILLAGE AT SINGLE |  |  | Non-Lead - Other | No | 1983-07-01 | 0 | Installation date is after the lead ban |  |  |  |  | Non-Lead - Other |  |  | Installation date is after the lead ban |  |  |  |  | Non-Lead |  |  |  | Domestic
MTR_017430 | 12027 SE 184TH ST | 9921-006595 |  |  | Non-Lead - Other | No | 2010-01-14 | 0 | Installation date is after the lead ban |  |  |  |  | Non-Lead - Other |  |  | Installation date is after the lead ban |  |  |  |  | Non-Lead |  |  |  | Domestic
MTR_025485 | 20815 127TH PL SE | LOT 2 JASON LANE |  |  | Non-Lead - Other | No |  | 0 | Installation date is after the lead ban |  |  |  |  | Non-Lead - Other |  |  | Installation date is after the lead ban |  |  |  |  | Non-Lead |  |  |  | Domestic
MTR_026417 | 22546 125TH PL SE | LOT 67 PHEASANTS HOLLOW |  |  | Non-Lead - Other | No | 1996-02-26 | 0 | Installation date is after the lead ban |  |  |  |  | Non-Lead - Other |  |  | Installation date is after the lead ban |  |  |  |  | Non-Lead |  |  |  | Domestic
MTR_017433 | 12045 SE 184TH ST | 9921-006700 |  |  | Non-Lead - Other | No | 2010-01-14 | 0 | Rectified Plan |  |  |  |  | Non-Lead - Other |  |  | Statistical analysis |  |  |  |  | Non-Lead |  |  |  | Domestic
MTR_029258 | 11243 SE 224TH PL | LOT 21 WILLIAMSBERG ESTATES |  |  | Non-Lead - Other | No | 2000-10-04 | 0 | Installation date is after the lead ban |  |  |  |  | Non-Lead - Other |  |  | Installation date is after the lead ban |  |  |  |  | Non-Lead |  |  |  | Domestic
MTR_024492 | 20411 131ST PL SE | L75 GREENACRES EAST |  |  | Non-Lead - Other | No |  | 0 | Installation date is after the lead ban |  |  |  |  | Non-Lead - Other |  |  | Installation date is after the lead ban |  |  |  |  | Non-Lead |  |  |  | Domestic
MTR_022920 | 19467 122ND PL SE | LOT 12 VISTA VIEW HGTS 3 |  |  | Non-Lead - Other | No |  | 0 | Installation date is after the lead ban |  |  |  |  | Non-Lead - Other |  |  | Installation date is after the lead ban |  |  |  |  | Non-Lead |  |  |  | Assumed
MTR_029200 | 22633 114TH AVE SE | LOT 120 KENTON FIRS #1 |  |  | Non-Lead - Other | Unknown |  | 0 | Statistical analysis |  |  |  |  | Non-Lead - Other |  |  | Statistical analysis |  |  |  |  | Non-Lead |  |  |  | Domestic
MTR_007371 | 11705 SE 166TH PL | L 25 CASCADE HILLS 5 |  |  | Non-Lead - Other | No | 2019-08-05 | 0.75 | Rectified Plan |  |  |  |  | Non-Lead - Other |  |  | Statistical analysis |  |  |  |  | Non-Lead |  |  |  | Domestic
MTR_012274 | 12625 SE 192ND ST | TL 82 E1/2 SEC 4-22-5 |  |  | Non-Lead - Other | Unknown |  | 0 | Statistical analysis |  |  |  |  | Non-Lead - Other |  |  | Statistical analysis |  |  |  |  | Non-Lead |  |  |  | Assumed
MTR_024093 | 10707 SE 211TH ST | LOT A KCSP 675077 |  |  | Non-Lead - Other | No |  | 0.75 | Installation date is after the lead ban |  |  |  |  | Non-Lead - Other |  |  | Installation date is after the lead ban |  |  |  |  | Non-Lead |  |  |  | Assumed
MTR_029661 | 22632 112TH AVE SE | LOT 133 KENTON FIRS |  |  | Non-Lead - Other | Unknown |  | 0 | Statistical analysis |  |  |  |  | Non-Lead - Other |  |  | Statistical analysis |  |  |  |  | Non-Lead |  |  |  | Domestic
MTR_024333 | 22214 104TH PL SE | E128.90 S367 N143.93 TR 45 UNEEDAN ORCHARDS |  |  | Non-Lead - Other | Unknown |  | 0 | Statistical analysis |  |  |  |  | Non-Lead - Other |  |  | Statistical analysis |  |  |  |  | Non-Lead |  |  |  | Domestic
MTR_022510 | 19312 113TH PL SE | LOT 31 PANTHER MEADOWS |  |  | Non-Lead - Other | No | 2004-07-26 | 0 | Installation date is after the lead ban |  |  |  |  | Non-Lead - Other |  |  | Installation date is after the lead ban |  |  |  |  | Non-Lead |  |  |  | Domestic
MTR_019143 | 18603 108TH AVE SE | S 70 TL 135 SEC 32-23-5 |  |  | Non-Lead - Other | Unknown |  | 0 | Statistical analysis |  |  |  |  | Non-Lead - Other |  |  | Statistical analysis |  |  |  |  | Non-Lead |  |  |  | Assumed
MTR_026476 | 12706 SE 227TH CT | LOT 22 PHEASANTS HOLLOW |  |  | Non-Lead - Other | No | 1996-02-27 | 0 | Installation date is after the lead ban |  |  |  |  | Non-Lead - Other |  |  | Installation date is after the lead ban |  |  |  |  | Non-Lead |  |  |  | Domestic
MTR_022503 | 19309 113TH AVE SE | LOT 40 PANTHER MEADOWS |  |  | Non-Lead - Other | No | 2004-07-26 | 0 | Installation date is after the lead ban |  |  |  |  | Non-Lead - Other |  |  | Installation date is after the lead ban |  |  |  |  | Non-Lead |  |  |  | Domestic
MTR_011286 | 16483 111TH AVE SE | LOT 9 BLOCK 7 AKERS FARMS #6 |  |  | Non-Lead - Other | Unknown |  | 0 | Statistical analysis |  |  |  |  | Non-Lead - Other |  |  | Statistical analysis |  |  |  |  | Non-Lead |  |  |  | Domestic
MTR_004016 | 12346 SE 236TH PL | LOT 30 OAKDALE |  |  | Non-Lead - Other | No | 1989-04-20 | 6 | Rectified Plan | No |  |  |  | Non-Lead - Other |  |  | Installation date is after the lead ban |  |  |  |  | Non-Lead |  |  |  | Domestic
MTR_017830 | 17814 116TH AVE SE | L6 B1 NW GARDEN TR 1 |  |  | Non-Lead - Other | Unknown |  | 0 | Statistical analysis |  |  |  |  | Non-Lead - Other |  |  | Statistical analysis |  |  |  |  | Non-Lead |  |  |  | Assumed
MTR_006107 | 11723 SE 157TH ST | L27 B7 CASCADE VISTA 2 |  |  | Non-Lead - Other | No | 2014-04-16 | 0 | Rectified Plan |  |  |  |  | Non-Lead - Other |  |  | Statistical analysis |  |  |  |  | Non-Lead |  |  |  | Domestic
MTR_003536 | 23515 128TH CT SE | LOT 6 SINGLE CREEK #1 |  |  | Non-Lead - Plastic | No | 1978-04-01 | 1 | Rectified Plan |  |  |  |  | Non-Lead - Other |  |  | Installation date is after the lead ban |  |  |  |  | Non-Lead |  |  |  | Domestic
MTR_027328 | 23506 132ND AVE SE | TAX LOT 62 SW 1/4 15-22-5 |  |  | Non-Lead - Other | Unknown |  | 0 | Statistical analysis |  |  |  |  | Non-Lead - Other |  |  | Statistical analysis |  |  |  |  | Non-Lead |  |  |  | Assumed
MTR_015146 | 16055 123RD AVE SE | LOT 1 BLOCK 2 CASCADE VILLAGE #2 |  |  | Non-Lead - Other | No | 2014-04-16 | 1 | Rectified Plan |  |  |  |  | Non-Lead - Other |  |  | Statistical analysis |  |  |  |  | Non-Lead |  |  |  | Domestic
MTR_003774 | 23436 130TH AVE SE | LOT 35 BUILDING K VILLAGE AT SINGLE |  |  | Non-Lead - Other | No | 1983-07-01 | 0 | Installation date is after the lead ban |  |  |  |  | Non-Lead - Other |  |  | Installation date is after the lead ban |  |  |  |  | Non-Lead |  |  |  | Domestic
MTR_020740 | 12919 SE 188TH ST | L 66 BLVD. LANE 3 |  |  | Non-Lead - Other | No |  | 1 | Installation date is after the lead ban |  |  |  |  | Non-Lead - Other |  |  | Installation date is after the lead ban |  |  |  |  | Non-Lead |  |  |  | Domestic
MTR_006861 | 16136 121ST AVE SE | L3 B 3 CASCADE HILLS 3 |  |  | Non-Lead - Other | No | 2006-08-31 | 1 | Rectified Plan |  |  |  |  | Non-Lead - Other |  |  | Statistical analysis |  |  |  |  | Non-Lead |  |  |  | Domestic
MTR_003969 | 23613 127TH CT SE | LOT 12 WINSBERG HAVEN (FIELDSTONE) |  |  | Non-Lead - Other | No | 1995-08-22 | 0 | Rectified Plan | No |  |  |  | Non-Lead - Other |  |  | Installation date is after the lead ban |  |  |  |  | Non-Lead |  |  |  | Domestic
MTR_027373 | 13518 SE 233RD ST | L49 WILDWOOD #2 |  |  | Non-Lead - Plastic | No | 1975-07-25 | 1 | Converted CAD | No |  |  |  | Non-Lead - Other |  |  | Installation date is after the lead ban |  |  |  |  | Non-Lead |  |  |  | Domestic
MTR_000685 | 23819 127TH PL SE | LOT 54 WINSBERG HAVEN |  |  | Non-Lead - Other | No | 1995-08-22 | 0 | Rectified Plan | No |  |  |  | Non-Lead - Other |  |  | Installation date is after the lead ban |  |  |  |  | Non-Lead |  |  |  | Domestic
MTR_001458 | 16153 119TH AVE SE | L1 BL1 CASCADE HILLS #2 |  |  | Non-Lead - Other | No | 2006-08-31 | 1 | Rectified Plan |  |  |  |  | Non-Lead - Other |  |  | Statistical analysis |  |  |  |  | Non-Lead |  |  |  | Domestic
MTR_020744 | 13001 SE 188TH ST | L 23 BLVD. LANE 6 |  |  | Non-Lead - Other | No |  | 1 | Installation date is after the lead ban |  |  |  |  | Non-Lead - Other |  |  | Installation date is after the lead ban |  |  |  |  | Non-Lead |  |  |  | Domestic
MTR_005274 | 23913 124TH AVE SE | LOT 1 FRANKS SHORT PLAT |  |  | Non-Lead - Other | No |  | 0 | Installation date is after the lead ban |  |  |  |  | Non-Lead - Other |  |  | Installation date is after the lead ban |  |  |  |  | Non-Lead |  |  |  | Assumed
MTR_003339 | 12105 SE 167TH ST | L 70 CASCADE HILLS 6 |  |  | Non-Lead Plastic | No | 2019-08-05 | 0.75 | Rectified Plan | Yes | Visual inspection at the meter pit | 2024-02-08 |  | Non-Lead Plastic |  |  | Field inspection only with no records | Yes | Visual inspection at the meter pit | 2024-02-08 |  | Non-Lead |  |  |  | Assumed
MTR_020737 | 12927 SE 188TH ST | L 65 BLVD. LANE 3 |  |  | Non-Lead - Other | No |  | 1 | Installation date is after the lead ban |  |  |  |  | Non-Lead - Other |  |  | Installation date is after the lead ban |  |  |  |  | Non-Lead |  |  |  | Domestic
MTR_000689 | 23923 127TH PL SE | LOT 59 WINSBERG HAVEN (FIELDSTONE) |  |  | Non-Lead - Other | No | 1995-08-22 | 0 | Rectified Plan | No |  |  |  | Non-Lead - Other |  |  | Installation date is after the lead ban |  |  |  |  | Non-Lead |  |  |  | Domestic
MTR_006893 | 11632 SE 164TH ST | L23 BL1 CASCADE HILLS #1 |  |  | Non-Lead - Other | Unknown |  | 0.75 | Statistical analysis |  |  |  |  | Non-Lead - Other |  |  | Statistical analysis |  |  |  |  | Non-Lead |  |  |  | Assumed
MTR_014842 | 16840 125TH AVE SE | L145 CASCADE VISTA #3 |  |  | Non-Lead - Other | No | 2010-10-25 | 1 | Rectified Plan |  |  |  |  | Non-Lead - Other |  |  | Statistical analysis |  |  |  |  | Non-Lead |  |  |  | Domestic
MTR_029214 | 11624 SE 230TH PL | LOT 11 HUNTERS GROVE |  |  | Non-Lead - Other | No | 1997-08-22 | 0 | Installation date is after the lead ban |  |  |  |  | Non-Lead - Other |  |  | Installation date is after the lead ban |  |  |  |  | Non-Lead |  |  |  | Domestic
MTR_007573 | 12301 SE 167TH ST | L 85 CASCADE HILLS 7 |  |  | Non-Lead - Other | No | 2019-08-05 | 1 | Rectified Plan |  |  |  |  | Non-Lead - Other |  |  | Statistical analysis |  |  |  |  | Non-Lead |  |  |  | Domestic
MTR_015008 | 12015 SE 169TH PL | L25 BL7 CASCADE VISTA #1 |  |  | Non-Lead - Other | No | 2002-05-02 | 0 | Rectified Plan |  |  |  |  | Non-Lead - Other |  |  | Statistical analysis |  |  |  |  | Non-Lead |  |  |  | Domestic
MTR_021740 | 19920 133RD AVE SE | LOT 9 FOREST TRAILS #1 |  |  | Non-Lead - Other | No |  | 0 | Rectified Plan | No |  |  |  | Non-Lead - Other |  |  | Installation date is after the lead ban |  |  |  |  | Non-Lead |  |  |  | Domestic
MTR_021551 | 14421 SE 192ND ST | TAX LOT 267 OF NE 3-22-5 |  |  | Non-Lead - Other | Unknown |  | 0 | Statistical analysis |  |  |  |  | Non-Lead - Other |  |  | Statistical analysis |  |  |  |  | Non-Lead |  |  |  | Assumed
MTR_010761 | 23417 119TH AVE SE | LOT 2 GREWAL SHORT PLAT |  |  | Non-Lead - Other | No | 2009-03-11 | 0 | Rectified Plan | No |  |  |  | Non-Lead - Other |  |  | Installation date is after the lead ban |  |  |  |  | Non-Lead |  |  |  | Domestic
MTR_016332 | 17910 156TH PL SE | L83 CANDLEWOOD RIDGE #2 |  |  | Non-Lead - Other | No | 1976-05-06 | 0 | Installation date is after the lead ban |  |  |  |  | Non-Lead - Other |  |  | Installation date is after the lead ban |  |  |  |  | Non-Lead |  |  |  | Domestic
MTR_007572 | 12213 SE 167TH ST | L 86 CASCADE HILLS 7 |  |  | Non-Lead - Other | No | 2019-08-05 | 1 | Rectified Plan |  |  |  |  | Non-Lead - Other |  |  | Statistical analysis |  |  |  |  | Non-Lead |  |  |  | Domestic
MTR_005831 | 20404 110TH AVE SE | TAX LOT 62 SEC 5-22-5 |  |  | Non-Lead - Other | No |  | 0 | Installation date is after the lead ban |  |  |  |  | Non-Lead - Other |  |  | Installation date is after the lead ban |  |  |  |  | Non-Lead |  |  |  | Assumed
MTR_024541 | 20229 125TH PL SE | L9 SHERLYN PARK |  |  | Non-Lead - Other | No |  | 0 | Installation date is after the lead ban |  |  |  |  | Non-Lead - Other |  |  | Installation date is after the lead ban |  |  |  |  | Non-Lead |  |  |  | Domestic
MTR_019411 | 11527 SE 190TH LN | LK YOUNGS HOUSING |  |  | Non-Lead - Other | Unknown |  | 0.75 | Statistical analysis |  |  |  |  | Non-Lead - Other |  |  | Statistical analysis |  |  |  |  | Non-Lead |  |  |  | Assumed
MTR_025973 | 11034 SE 201ST ST | LOT 113 VILA REAL |  |  | Non-Lead - Other | No | 2007-05-03 | 0 | Installation date is after the lead ban |  |  |  |  | Non-Lead - Other |  |  | Installation date is after the lead ban |  |  |  |  | Non-Lead |  |  |  | Domestic
MTR_016191 | 16133 SE 179TH ST | LOT 3 CANDLEWOOD RIDGE 3 |  |  | Non-Lead - Plastic | No | 1977-07-13 | 1 | Rectified Plan | No |  |  |  | Non-Lead - Other |  |  | Installation date is after the lead ban |  |  |  |  | Non-Lead |  |  |  | Domestic
MTR_015620 | 1111 S CARR RD | TAX LOT 81 32-23-5 |  |  | Non-Lead - Copper | No |  | 1 | Installation date is after the lead ban | No |  |  |  | Non-Lead - Other |  |  | Installation date is after the lead ban |  |  |  |  | Non-Lead |  |  |  | Domestic
MTR_026121 | 20607 120TH AVE SE | L7 BLK 2 PANTHER LK TERR |  |  | Non-Lead - Other | No | 1978-07-26 | 0 | Installation date is after the lead ban |  |  |  |  | Non-Lead - Other |  |  | Installation date is after the lead ban |  |  |  |  | Non-Lead |  |  |  | Domestic
MTR_020688 | 13034 SE 189TH CT | L 42 BLVD. LANES 7 |  |  | Non-Lead - Other | No | 1976-05-24 | 0 | Installation date is after the lead ban |  |  |  |  | Non-Lead - Other |  |  | Installation date is after the lead ban |  |  |  |  | Non-Lead |  |  |  | Domestic
MTR_007522 | 16603 125TH AVE SE | L 71 CASCADE HILLS 7 |  |  | Non-Lead - Other | No | 2019-08-05 | 1 | Rectified Plan |  |  |  |  | Non-Lead - Other |  |  | Statistical analysis |  |  |  |  | Non-Lead |  |  |  | Domestic
MTR_026087 | 12112 SE 205TH PL | LOT 8 FENTON RIDGE (WILLOW RIDGE) |  |  | Non-Lead - Other | No | 1995-08-31 | 0 | Installation date is after the lead ban |  |  |  |  | Non-Lead - Other |  |  | Installation date is after the lead ban |  |  |  |  | Non-Lead |  |  |  | Domestic
MTR_020687 | 13028 SE 189TH CT | L 43 BLVD. LANE 7 |  |  | Non-Lead - Other | No | 1976-05-24 | 0 | Installation date is after the lead ban |  |  |  |  | Non-Lead - Other |  |  | Installation date is after the lead ban |  |  |  |  | Non-Lead |  |  |  | Domestic
MTR_018611 | 9517 S 204TH PL | LOT 18 CHESTNUT RIDGE #2 |  |  | Non-Lead - Other | No |  | 0 | Installation date is after the lead ban |  |  |  |  | Non-Lead - Other |  |  | Installation date is after the lead ban |  |  |  |  | Non-Lead |  |  |  | Domestic
MTR_020686 | 13018 SE 189TH CT | L45 BLVD. LANES #7 |  |  | Non-Lead - Other | No | 1976-05-24 | 0 | Installation date is after the lead ban |  |  |  |  | Non-Lead - Other |  |  | Installation date is after the lead ban |  |  |  |  | Non-Lead |  |  |  | Domestic
MTR_015392 | 17244 128TH AVE SE | LOT 17 BLOCK 1 RENTON PARK |  |  | Non-Lead - Other | Unknown |  | 0 | Statistical analysis |  |  |  |  | Non-Lead - Other |  |  | Statistical analysis |  |  |  |  | Non-Lead |  |  |  | Domestic
MTR_020689 | 13022 SE 189TH CT | LOT 44 BOULEVARD LANE #7 |  |  | Non-Lead - Other | No | 1976-05-24 | 0 | Installation date is after the lead ban |  |  |  |  | Non-Lead - Other |  |  | Installation date is after the lead ban |  |  |  |  | Non-Lead |  |  |  | Domestic
MTR_018531 | 9606 S 208TH ST | PN TR15 WA FRTLND ADD |  |  | Non-Lead - Other | Unknown |  | 0 | Statistical analysis |  |  |  |  | Non-Lead - Other |  |  | Statistical analysis |  |  |  |  | Non-Lead |  |  |  | Domestic
MTR_017138 | 11131 SE 183RD PL | LOT 77 MAPLE GLEN |  |  | Non-Lead - Other | No | 1977-03-18 | 0 | Installation date is after the lead ban |  |  |  |  | Non-Lead - Other |  |  | Installation date is after the lead ban |  |  |  |  | Non-Lead |  |  |  | Domestic
MTR_020694 | 13035 SE 189TH CT | L 48 BLVD. LANE 7 |  |  | Non-Lead - Other | No | 1976-05-24 | 0 | Installation date is after the lead ban |  |  |  |  | Non-Lead - Other |  |  | Installation date is after the lead ban |  |  |  |  | Non-Lead |  |  |  | Domestic
MTR_019949 | 19919 101ST AVE SE | LOT 21 WATERSHED TERRACE |  |  | Non-Lead - Other | No | 2003-08-27 | 0 | Installation date is after the lead ban |  |  |  |  | Non-Lead - Other |  |  | Installation date is after the lead ban |  |  |  |  | Non-Lead |  |  |  | Domestic
MTR_014955 | 17045 122ND AVE SE | L18 B4 CASCADE VISTA #1 |  |  | Non-Lead - Other | No | 2010-10-25 | 1 | Rectified Plan |  |  |  |  | Non-Lead - Other |  |  | Statistical analysis |  |  |  |  | Non-Lead |  |  |  | Domestic
MTR_020695 | 13029 SE 189TH CT | L 47 BLVD. LANE 7 |  |  | Non-Lead - Other | No | 1976-05-24 | 0 | Installation date is after the lead ban |  |  |  |  | Non-Lead - Other |  |  | Installation date is after the lead ban |  |  |  |  | Non-Lead |  |  |  | Domestic
MTR_019191 | 9657 S 194TH ST | LOT 8 TALBOT HOMES |  |  | Non-Lead - Other | No | 1995-07-13 | 0 | Installation date is after the lead ban |  |  |  |  | Non-Lead - Other |  |  | Installation date is after the lead ban |  |  |  |  | Non-Lead |  |  |  | Domestic
MTR_015526 | 16855 125TH AVE SE | L27 BL1 CASCADE VISTA #1 |  |  | Non-Lead - Other | No | 2010-10-25 | 0 | Statistical analysis |  |  |  |  | Non-Lead - Other |  |  | Statistical analysis |  |  |  |  | Non-Lead |  |  |  | Domestic
MTR_017265 | 17948 110TH PL SE | LOT 1 SERENITY RIDGE |  |  | Non-Lead - Other | No | 2001-07-10 | 0 | Installation date is after the lead ban |  |  |  |  | Non-Lead - Other |  |  | Installation date is after the lead ban |  |  |  |  | Non-Lead |  |  |  | Domestic
MTR_019272 | 9497 S 196TH PL | LOT 1 OLYMPIC PEAK ESTATES |  |  | Non-Lead - Other | No | 2004-07-14 | 0 | Installation date is after the lead ban |  |  |  |  | Non-Lead - Other |  |  | Installation date is after the lead ban |  |  |  |  | Non-Lead |  |  |  | Domestic
MTR_018468 | 20118 95TH PL S | LOT 12 BRIARMOUNT |  |  | Non-Lead - Other | No | 1998-08-21 | 0 | Installation date is after the lead ban |  |  |  |  | Non-Lead - Other |  |  | Installation date is after the lead ban |  |  |  |  | Non-Lead |  |  |  | Domestic
MTR_014367 | 11418 SE 171ST ST | LOT 17 GLACIER VIEW TOWNHOMES |  |  | Non-Lead - Other | No | 2005-10-28 | 1 | Installation date is after the lead ban |  |  |  |  | Non-Lead - Other |  |  | Installation date is after the lead ban |  |  |  |  | Non-Lead |  |  |  | Domestic
MTR_017033 | 17724 112TH AVE SE | LOT 12 ORCHARD PARK #2 |  |  | Non-Lead - Other | No | 1995-09-05 | 0 | Installation date is after the lead ban |  |  |  |  | Non-Lead - Other |  |  | Installation date is after the lead ban |  |  |  |  | Non-Lead |  |  |  | Domestic
MTR_019971 | 10115 SE 200TH ST | PORTION OF TAX LOT 261 5-22-5 |  |  | Non-Lead - Other | No | 2003-08-27 | 0 | Installation date is after the lead ban |  |  |  |  | Non-Lead - Other |  |  | Installation date is after the lead ban |  |  |  |  | Non-Lead |  |  |  | Domestic
MTR_014348 | 11401 SE 171ST PL | LOT 36 GLACIER VIEW TOWNHOMES |  |  | Non-Lead - Other | No | 2005-10-28 | 2 | Installation date is after the lead ban |  |  |  |  | Non-Lead - Other |  |  | Installation date is after the lead ban |  |  |  |  | Non-Lead |  |  |  | Fire
MTR_019879 | 11404 SE 186TH ST | L 8 B 1 WALHAVEN |  |  | Non-Lead - Other | Unknown |  | 0 | Statistical analysis |  |  |  |  | Non-Lead - Other |  |  | Statistical analysis |  |  |  |  | Non-Lead |  |  |  | Domestic
MTR_020338 | 20003 104TH PL SE | LOT 1 KCSP L00S0005 |  |  | Non-Lead - Other | No |  | 0 | Installation date is after the lead ban |  |  |  |  | Non-Lead - Other |  |  | Installation date is after the lead ban |  |  |  |  | Non-Lead |  |  |  | Assumed
MTR_014817 | 11867 SE 170TH PL | L15 BLK8 CASCADE VISTA#1 |  |  | Non-Lead Plastic | No | 2010-10-25 | 1 | Rectified Plan | Yes | Visual inspection at the meter pit | 2024-02-12 |  | Non-Lead Plastic |  |  | Field inspection only with no records | Yes | Visual inspection at the meter pit | 2024-02-12 |  | Non-Lead |  |  |  | Domestic
MTR_022922 | 19511 122ND PL SE | LOT 14 VISTA VIEW HGTS 3 |  |  | Non-Lead - Other | No |  | 0 | Installation date is after the lead ban |  |  |  |  | Non-Lead - Other |  |  | Installation date is after the lead ban |  |  |  |  | Non-Lead |  |  |  | Assumed
MTR_022637 | 19401 115TH PL SE | LOT 78 PLATEAU @ PANTHER LAKE |  |  | Non-Lead - Other | No | 2007-03-05 | 0 | Installation date is after the lead ban |  |  |  |  | Non-Lead - Other |  |  | Installation date is after the lead ban |  |  |  |  | Non-Lead |  |  |  | Domestic
MTR_014371 | 11403 SE 171ST ST | LOT 30 GLACIER VIEW TOWNHOMES |  |  | Non-Lead - Other | No | 2005-10-28 | 1 | Installation date is after the lead ban |  |  |  |  | Non-Lead - Other |  |  | Installation date is after the lead ban |  |  |  |  | Non-Lead |  |  |  | Domestic
MTR_018974 | 1210 S 47TH PL | LOT 17 PANTHER RIDGE |  |  | Non-Lead - Other | No | 2012-08-28 | 0 | Installation date is after the lead ban |  |  |  |  | Non-Lead - Other |  |  | Installation date is after the lead ban |  |  |  |  | Non-Lead |  |  |  | Domestic
MTR_019548 | 19175 110TH PL SE | BLDG 12 FORD TOWNHOMES (VILLAGE GATE) |  |  | Non-Lead - Other | No | 1997-06-17 | 0 | Installation date is after the lead ban |  |  |  |  | Non-Lead - Other |  |  | Installation date is after the lead ban |  |  |  |  | Non-Lead |  |  |  | Domestic
MTR_011119 | 11224 SE 162ND ST | LOT 4 BLK 1 AKERS FARMS #6 |  |  | Non-Lead - Other | No |  | 0 | Installation date is after the lead ban |  |  |  |  | Non-Lead - Other |  |  | Installation date is after the lead ban |  |  |  |  | Non-Lead |  |  |  | Domestic
MTR_018868 | 10413 SE 186TH PL | LOT 17 FREDERICKS PLACE |  |  | Non-Lead - Other | No | 1995-09-21 | 0 | Installation date is after the lead ban |  |  |  |  | Non-Lead - Other |  |  | Installation date is after the lead ban |  |  |  |  | Non-Lead |  |  |  | Domestic
MTR_022493 | 19462 113TH PL SE | LOT 9 PANTHER MEADOWS |  |  | Non-Lead - Other | No | 2004-07-26 | 0 | Installation date is after the lead ban |  |  |  |  | Non-Lead - Other |  |  | Installation date is after the lead ban |  |  |  |  | Non-Lead |  |  |  | Domestic
MTR_029579 | 11100 SE 226TH ST | LOT11 KENTON FIRS #2 |  |  | Non-Lead - Other | Unknown |  | 0 | Statistical analysis |  |  |  |  | Non-Lead - Other |  |  | Statistical analysis |  |  |  |  | Non-Lead |  |  |  | Domestic
MTR_022451 | 19390 113TH PL SE | LOT 18 PANTHER MEADOWS |  |  | Non-Lead - Other | No | 2004-07-26 | 0 | Installation date is after the lead ban |  |  |  |  | Non-Lead - Other |  |  | Installation date is after the lead ban |  |  |  |  | Non-Lead |  |  |  | Domestic
MTR_014390 | 11416 SE 169TH ST | W80 FO THE E97.32 LOT 8 BLK 2 GRE EN TRACTS #1 |  |  | Non-Lead - Other | Unknown |  | 1 | Statistical analysis |  |  |  |  | Non-Lead - Other |  |  | Statistical analysis |  |  |  |  | Non-Lead |  |  |  | Domestic
MTR_014815 | 11851 SE 170TH PL | L13 BLK8 CASCADE VISTA#1 |  |  | Non-Lead - Other | No | 2010-10-25 | 1 | Rectified Plan |  |  |  |  | Non-Lead - Other |  |  | Statistical analysis |  |  |  |  | Non-Lead |  |  |  | Domestic
MTR_019477 | 10822 SE 190TH PL | L11 PANTHER LK GARD TR |  |  | Non-Lead - Other | Unknown |  | 0 | Statistical analysis |  |  |  |  | Non-Lead - Other |  |  | Statistical analysis |  |  |  |  | Non-Lead |  |  |  | Domestic
MTR_015420 | 12690 SE 169TH ST | L 26 CASCADE VISTA 3 |  |  | Non-Lead - Other | No | 2011-08-10 | 0 | Rectified Plan |  |  |  |  | Non-Lead - Other |  |  | Statistical analysis |  |  |  |  | Non-Lead |  |  |  | Domestic
MTR_019436 | 18615 114TH AVE SE | TAX LOT 280 SE 1/4 32-23-5 |  |  | Non-Lead - Other | No |  | 0 | Installation date is after the lead ban |  |  |  |  | Non-Lead - Other |  |  | Installation date is after the lead ban |  |  |  |  | Non-Lead |  |  |  | Domestic
MTR_022449 | 19359 113TH PL SE | LOT 58 PANTHER MEADOWS |  |  | Non-Lead - Other | No | 2004-07-26 | 0 | Installation date is after the lead ban |  |  |  |  | Non-Lead - Other |  |  | Installation date is after the lead ban |  |  |  |  | Non-Lead |  |  |  | Domestic
MTR_014931 | 16864 122ND AVE SE | L9 B3 CASCADE VISTA #1 |  |  | Non-Lead - Other | No | 2010-10-25 | 1 | Rectified Plan |  |  |  |  | Non-Lead - Other |  |  | Statistical analysis |  |  |  |  | Non-Lead |  |  |  | Domestic
MTR_027716 | 11809 SE 218TH PL | L 14 CROWN TERRACE |  |  | Non-Lead - Other | No |  | 0 | Installation date is after the lead ban |  |  |  |  | Non-Lead - Other |  |  | Installation date is after the lead ban |  |  |  |  | Non-Lead |  |  |  | Domestic
MTR_029803 | 14031 SE 236TH PL | LOT 6 COUNTRY CLUB NORTH 2 |  |  | Non-Lead - Other | No | 1997-10-05 | 0 | Installation date is after the lead ban |  |  |  |  | Non-Lead - Other |  |  | Installation date is after the lead ban |  |  |  |  | Non-Lead |  |  |  | Domestic
MTR_015900 | 14703 SE 190TH ST | LOT 3 KING COUNTY SHORT PLAT 384047 |  |  | Non-Lead - Other | No |  | 0 | Installation date is after the lead ban |  |  |  |  | Non-Lead - Other |  |  | Installation date is after the lead ban |  |  |  |  | Non-Lead |  |  |  | Domestic
MTR_021064 | 13618 SE 192ND ST | TL 67 W1/2 SEC 34-23-5 |  |  | Non-Lead - Other | Unknown |  | 0 | Statistical analysis |  |  |  |  | Non-Lead - Other |  |  | Statistical analysis |  |  |  |  | Non-Lead |  |  |  | Assumed
MTR_027293 | 23825 139TH PL SE | LOT 6 COUNTRY CLUB NORTH #1 |  |  | Non-Lead - Plastic | No | 1999-02-03 | 0.75 | Rectified Plan | No |  |  |  | Non-Lead - Other |  |  | Installation date is after the lead ban |  |  |  |  | Non-Lead |  |  |  | Domestic
MTR_015972 | 14737 SE 189TH PL | LOT 14 FIELDSTONE 2 |  |  | Non-Lead - Other | No | 2004-12-14 | 0 | Installation date is after the lead ban |  |  |  |  | Non-Lead - Other |  |  | Installation date is after the lead ban |  |  |  |  | Non-Lead |  |  |  | Domestic
MTR_015066 | 15766 118TH PL SE | L5 BLK5 CASCADE VISTA#2 |  |  | Non-Lead - Other | No | 2014-04-16 | 1 | Rectified Plan |  |  |  |  | Non-Lead - Other |  |  | Statistical analysis |  |  |  |  | Non-Lead |  |  |  | Domestic
MTR_029795 | 14038 SE 237TH PL | LOT 1 KCSP #L95S0062 |  |  | Non-Lead - Other | No | 1995-08-21 | 0 | Installation date is after the lead ban |  |  |  |  | Non-Lead - Other |  |  | Installation date is after the lead ban |  |  |  |  | Non-Lead |  |  |  | Domestic
MTR_006084 | 11838 SE 157TH PL | L6 B9 CASCADE VISTA 2 |  |  | Non-Lead - Other | No | 2014-04-16 | 0 | Rectified Plan |  |  |  |  | Non-Lead - Other |  |  | Statistical analysis |  |  |  |  | Non-Lead |  |  |  | Domestic
MTR_029788 | 14039 SE 237TH PL | LOT 9 SHAMROCK PARK |  |  | Non-Lead - Other | No | 1995-08-21 | 0 | Installation date is after the lead ban |  |  |  |  | Non-Lead - Other |  |  | Installation date is after the lead ban |  |  |  |  | Non-Lead |  |  |  | Domestic
MTR_011369 | 1507 S 28TH ST | LOT 14 ROSA MEADOWS |  |  | Non-Lead - Other | No | 2014-09-02 | 0 | Installation date is after the lead ban |  |  |  |  | Non-Lead - Other |  |  | Installation date is after the lead ban |  |  |  |  | Non-Lead |  |  |  | Domestic
MTR_027238 | 13228 SE 236TH PL | LOT 12 MERIDIAN FOREST |  |  | Non-Lead - Plastic | No | 1995-08-24 | 1 | Rectified Plan | No |  |  |  | Non-Lead - Other |  |  | Installation date is after the lead ban |  |  |  |  | Non-Lead |  |  |  | Domestic
MTR_015137 | 12008 SE 157TH PL | L2 B2 CASCADE VILLAGE 1 |  |  | Non-Lead - Other | No | 2014-04-16 | 1 | Rectified Plan |  |  |  |  | Non-Lead - Other |  |  | Statistical analysis |  |  |  |  | Non-Lead |  |  |  | Domestic
MTR_027251 | 23816 135TH PL SE | TAX LOT 66 (SHORT PLAT #59050411) N NORTHERLY LOT |  |  | Non-Lead - Other | No | 1988-04-01 | 0 | Converted CAD |  |  |  |  | Non-Lead - Other |  |  | Statistical analysis |  |  |  |  | Non-Lead |  |  |  | Domestic
MTR_011217 | 16523 115TH AVE SE | LOT 23 BIEGLER-NILLES ADDITION |  |  | Non-Lead Plastic | Unknown |  | 0 | Relative Placement | Yes | Visual inspection at the meter pit | 2024-02-06 |  | Copper |  |  | Field inspection only with no records | Yes | Visual inspection at the meter pit | 2024-02-06 |  | Non-Lead |  |  |  | Assumed
MTR_017685 | 11207 SE 181ST ST | L7 VIEW GARDENS #2 |  |  | Galvanized Requiring Replacement | Unknown |  | 0 | Relative Placement | Yes | Visual inspection at the meter pit | 2024-02-15 |  | Non-Lead Plastic |  |  | Field inspection only with no records | Yes | Visual inspection at the meter pit | 2024-02-15 |  | Galvanized Requiring Replacement |  |  |  | Assumed
MTR_011296 | 16430 109TH AVE SE | LOT 3 BLOCK 7 AKERS FARMS #6 |  |  | Non-Lead - Other | Unknown |  | 0 | Statistical analysis |  |  |  |  | Non-Lead - Other |  |  | Statistical analysis |  |  |  |  | Non-Lead |  |  |  | Assumed
MTR_024573 | 20204 125TH PL SE | L63 SHERLYN PARK |  |  | Non-Lead - Other | No |  | 0 | Installation date is after the lead ban |  |  |  |  | Non-Lead - Other |  |  | Installation date is after the lead ban |  |  |  |  | Non-Lead |  |  |  | Domestic
MTR_017774 | 10827 SE 180TH PL | L5 BLK2 BENSON TERR. #3 |  |  | Non-Lead - Other | Unknown |  | 0 | Statistical analysis |  |  |  |  | Non-Lead - Other |  |  | Statistical analysis |  |  |  |  | Non-Lead |  |  |  | Assumed
MTR_019154 | 18429 108TH AVE SE | N 108 TL 135 32 23 5 |  |  | Non-Lead - Other | Unknown |  | 0 | Statistical analysis |  |  |  |  | Non-Lead - Other |  |  | Statistical analysis |  |  |  |  | Non-Lead |  |  |  | Assumed
MTR_018969 | 1140 S 47TH PL | LOT 19 PANTHER RIDGE |  |  | Non-Lead - Other | No | 2012-08-28 | 0 | Installation date is after the lead ban |  |  |  |  | Non-Lead - Other |  |  | Installation date is after the lead ban |  |  |  |  | Non-Lead |  |  |  | Domestic
MTR_024670 | 12514 SE 202ND PL | L35 SHERLYN PARK |  |  | Non-Lead - Other | No |  | 0 | Installation date is after the lead ban |  |  |  |  | Non-Lead - Other |  |  | Installation date is after the lead ban |  |  |  |  | Non-Lead |  |  |  | Domestic
MTR_019067 | 10101 SE 188TH ST | LOT 4 KCSP #S90S0355 |  |  | Non-Lead - Other | No | 1989-12-12 | 0 | Installation date is after the lead ban |  |  |  |  | Non-Lead - Other |  |  | Installation date is after the lead ban |  |  |  |  | Non-Lead |  |  |  | Domestic
MTR_018148 | 14505 SE 178TH PL | LOT 39 CARRIAGE LANE #2 |  |  | Non-Lead - Other | No | 2004-04-02 | 0 | Rectified Plan |  |  |  |  | Non-Lead - Other |  |  | Statistical analysis |  |  |  |  | Non-Lead |  |  |  | Domestic
MTR_008384 | 19031 108TH AVE SE | 9915-000420 |  |  | Non-Lead - Other | Unknown |  | 0.75 | Statistical analysis |  |  |  |  | Non-Lead - Other |  |  | Statistical analysis |  |  |  |  | Non-Lead |  |  |  | Assumed
MTR_021758 | 19832 134TH PL SE | LOT 13 FOREST TRAILS #2 |  |  | Non-Lead - Other | No |  | 0 | Installation date is after the lead ban |  |  |  |  | Non-Lead - Other |  |  | Installation date is after the lead ban |  |  |  |  | Non-Lead |  |  |  | Assumed
MTR_019109 | 19018 104TH PL SE | LOT 11 EAGLEBROOK |  |  | Non-Lead - Other | No |  | 0 | Installation date is after the lead ban |  |  |  |  | Non-Lead - Other |  |  | Installation date is after the lead ban |  |  |  |  | Non-Lead |  |  |  | Assumed
MTR_014279 | 10971 SE 169TH PL | LOT 15 THRESHOLD I |  |  | Non-Lead - Other | No | 1995-08-21 | 1 | Rectified Plan | No |  |  |  | Non-Lead - Other |  |  | Installation date is after the lead ban |  |  |  |  | Non-Lead |  |  |  | Domestic
MTR_018776 | 18631 106TH PL SE | LOT 10 VISTA RIDGE |  |  | Non-Lead - Other | No | 1995-09-21 | 0 | Installation date is after the lead ban |  |  |  |  | Non-Lead - Other |  |  | Installation date is after the lead ban |  |  |  |  | Non-Lead |  |  |  | Domestic
MTR_014189 | 10843 SE 173RD ST | LOT 7 BLOCK 2 CLIFFORDS ADDITION |  |  | Non-Lead - Other | Unknown |  | 1 | Statistical analysis |  |  |  |  | Non-Lead - Other |  |  | Statistical analysis |  |  |  |  | Non-Lead |  |  |  | Domestic
MTR_022043 | 18826 120TH AVE SE | 9921-004740 |  |  | Non-Lead - Other | Unknown |  | 0 | Statistical analysis |  |  |  |  | Non-Lead - Other |  |  | Statistical analysis |  |  |  |  | Non-Lead |  |  |  | Assumed
MTR_015452 | 12615 SE 170TH ST | L 79 CASCADE VISTA 3 |  |  | Non-Lead Plastic | No | 2011-08-10 | 0 | Rectified Plan | Yes | Visual inspection at the meter pit | 2024-02-13 |  | Galvanized Requiring Replacement |  |  | Field inspection only with no records | Yes | Visual inspection at the meter pit | 2024-02-13 |  | Galvanized Requiring Replacement |  |  |  | Domestic
MTR_021056 | 18506 135TH PL SE | LOT 203 FOREST ESTATES 2 |  |  | Non-Lead - Other | No |  | 0 | Installation date is after the lead ban |  |  |  |  | Non-Lead - Other |  |  | Installation date is after the lead ban |  |  |  |  | Non-Lead |  |  |  | Domestic
MTR_014304 | 10945 SE 168TH ST | TAX LOT 60 SE 1/4 29-23-5 |  |  | Non-Lead - Other | No | 2004-10-13 | 1 | Rectified Plan |  |  |  |  | Non-Lead - Other |  |  | Statistical analysis |  |  |  |  | Non-Lead |  |  |  | Domestic
MTR_017336 | 11211 SE 183RD ST | LOT 3 BIRCHWOOD ESTATES |  |  | Non-Lead - Other | No | 1986-09-01 | 1 | Installation date is after the lead ban |  |  |  |  | Non-Lead - Other |  |  | Installation date is after the lead ban |  |  |  |  | Non-Lead |  |  |  | Domestic
MTR_019723 | 10911 SE 186TH ST | L 2 B 2 WALHAVEN NO 2 |  |  | Non-Lead - Other | No |  | 0 | Installation date is after the lead ban |  |  |  |  | Non-Lead - Other |  |  | Installation date is after the lead ban |  |  |  |  | Non-Lead |  |  |  | Domestic
MTR_017742 | 11335 SE 179TH ST | LOT 19 BELTERRA #10 |  |  | Non-Lead - Other | No |  | 0 | Installation date is after the lead ban |  |  |  |  | Non-Lead - Other |  |  | Installation date is after the lead ban |  |  |  |  | Non-Lead |  |  |  | Assumed
MTR_015323 | 17423 129TH AVE SE | L10 BLK1 RENTON PARK |  |  | Non-Lead - Other | No | 2011-08-10 | 0 | Rectified Plan |  |  |  |  | Non-Lead - Other |  |  | Statistical analysis |  |  |  |  | Non-Lead |  |  |  | Domestic
MTR_018085 | 18233 132ND PL SE | LOT 37 FOREST ESTATES #5 |  |  | Non-Lead - Other | No |  | 0 | Installation date is after the lead ban |  |  |  |  | Non-Lead - Other |  |  | Installation date is after the lead ban |  |  |  |  | Non-Lead |  |  |  | Domestic
MTR_021889 | 19411 134TH AVE SE | LOT 20 FOREST TRAILS #4 |  |  | Non-Lead - Other | No |  | 0 | Rectified Plan | No |  |  |  | Non-Lead - Other |  |  | Installation date is after the lead ban |  |  |  |  | Non-Lead |  |  |  | Domestic
MTR_014986 | 16828 120TH AVE SE | LOT 4 BLOCK 5 CASCADE VISTA #1 |  |  | Non-Lead - Other | No | 2002-05-02 | 0 | Rectified Plan |  |  |  |  | Non-Lead - Other |  |  | Statistical analysis |  |  |  |  | Non-Lead |  |  |  | Domestic
MTR_015550 | 12810 SE 175TH CT | LOT 1 EMERALD VISTA |  |  | Non-Lead - Other | No | 2001-03-01 | 0 | Installation date is after the lead ban |  |  |  |  | Non-Lead - Other |  |  | Installation date is after the lead ban |  |  |  |  | Non-Lead |  |  |  | Domestic
MTR_020628 | 20320 106TH PL SE | PARC D DOWNING SHORT PLT |  |  | Non-Lead - Other | No | 1978-07-26 | 0 | Installation date is after the lead ban |  |  |  |  | Non-Lead - Other |  |  | Installation date is after the lead ban |  |  |  |  | Non-Lead |  |  |  | Domestic
MTR_003377 | 11609 SE 166TH PL | L 22 CASCADE HILLS 5 |  |  | Non-Lead - Other | No | 2019-08-05 | 0.75 | Rectified Plan |  |  |  |  | Non-Lead - Other |  |  | Statistical analysis |  |  |  |  | Non-Lead |  |  |  | Domestic
MTR_023022 | 12426 SE 198TH PL | LOT 19 MORFORD PARK |  |  | Non-Lead - Other | No |  | 0 | Installation date is after the lead ban |  |  |  |  | Non-Lead - Other |  |  | Installation date is after the lead ban |  |  |  |  | Non-Lead |  |  |  | Assumed
MTR_021441 | 19825 144TH PL SE | LOT 66 RUDDELLS 3RD ADDITION |  |  | Non-Lead - Other | No |  | 0 | Installation date is after the lead ban |  |  |  |  | Non-Lead - Other |  |  | Installation date is after the lead ban |  |  |  |  | Non-Lead |  |  |  | Domestic
MTR_006928 | 11617 SE 166TH PL | L23 CASCADE HILLS #5 |  |  | Non-Lead - Other | No | 2019-08-05 | 0.75 | Rectified Plan |  |  |  |  | Non-Lead - Other |  |  | Statistical analysis |  |  |  |  | Non-Lead |  |  |  | Domestic
MTR_019789 | 18929 108TH LN SE | LOT 1 BELGROVE @ RENTON PH 1 |  |  | Non-Lead - Other | No | 2004-06-30 | 0 | Installation date is after the lead ban |  |  |  |  | Non-Lead - Other |  |  | Installation date is after the lead ban |  |  |  |  | Non-Lead |  |  |  | Domestic
MTR_017117 | 10902 SE 183RD PL | LOT 34 MAPLE GLEN |  |  | Non-Lead - Other | No | 1977-03-18 | 0 | Installation date is after the lead ban |  |  |  |  | Non-Lead - Other |  |  | Installation date is after the lead ban |  |  |  |  | Non-Lead |  |  |  | Domestic
MTR_016211 | 17833 163RD PL SE | LOT 107 CANDLEWOOD RIDGE #3 |  |  | Non-Lead - Plastic | No | 1977-07-13 | 1 | Rectified Plan | No |  |  |  | Non-Lead - Other |  |  | Installation date is after the lead ban |  |  |  |  | Non-Lead |  |  |  | Domestic
MTR_022682 | 19520 121ST AVE SE | LOT 7 SPRINGBROOK PH 1 |  |  | Non-Lead - Other | No | 2013-04-30 | 0 | Installation date is after the lead ban |  |  |  |  | Non-Lead - Other |  |  | Installation date is after the lead ban |  |  |  |  | Non-Lead |  |  |  | Domestic
MTR_020550 | 10404 SE 196TH ST | LOT1 BLK1 OLYMPIC VISTA |  |  | Non-Lead - Other | No |  | 0 | Installation date is after the lead ban |  |  |  |  | Non-Lead - Other |  |  | Installation date is after the lead ban |  |  |  |  | Non-Lead |  |  |  | Assumed
MTR_019778 | 10809 SE 186TH ST | LOT 1 BLK1 WALHAVEN #2 |  |  | Non-Lead - Other | No |  | 0 | Installation date is after the lead ban |  |  |  |  | Non-Lead - Other |  |  | Installation date is after the lead ban |  |  |  |  | Non-Lead |  |  |  | Domestic
MTR_016488 | 15913 SE 176TH PL | LOT 78 CANDLEWOOD RIDGE #1 |  |  | Non-Lead - Other | No |  | 0 | Installation date is after the lead ban |  |  |  |  | Non-Lead - Other |  |  | Installation date is after the lead ban |  |  |  |  | Non-Lead |  |  |  | Domestic
MTR_019392 | 11004 SE 184TH PL | LOT 7 ALTMYER PLAT |  |  | Non-Lead - Other | No | 2013-07-26 | 0 | Installation date is after the lead ban |  |  |  |  | Non-Lead - Other |  |  | Installation date is after the lead ban |  |  |  |  | Non-Lead |  |  |  | Domestic
MTR_016872 | 15215 SE 179TH ST | LOT 71 CANDLEWOOD RIDGE #5 |  |  | Non-Lead - Other | No | 1978-02-01 | 0 | Installation date is after the lead ban |  |  |  |  | Non-Lead - Other |  |  | Installation date is after the lead ban |  |  |  |  | Non-Lead |  |  |  | Domestic
MTR_017288 | 18012 110TH AVE SE | L1 BLK3 BENSON TERR.#3 |  |  | Non-Lead - Other | No | 2011-08-10 | 1 | Rectified Plan |  |  |  |  | Non-Lead - Other |  |  | Statistical analysis |  |  |  |  | Non-Lead |  |  |  | Domestic
MTR_016946 | 15407 SE 179TH ST | LOT 73 CANDLEWOOD RIDGE #4 |  |  | Non-Lead - Other | No | 1977-07-01 | 0 | Installation date is after the lead ban |  |  |  |  | Non-Lead - Other |  |  | Installation date is after the lead ban |  |  |  |  | Non-Lead |  |  |  | Domestic
MTR_017134 | 11105 SE 183RD PL | LOT 71 MAPLE GLEN |  |  | Non-Lead - Other | No | 1977-03-18 | 0 | Installation date is after the lead ban |  |  |  |  | Non-Lead - Other |  |  | Installation date is after the lead ban |  |  |  |  | Non-Lead |  |  |  | Domestic
MTR_020160 | 19236 106TH AVE SE | LOT 3 COUNTRY SIDE ADD |  |  | Non-Lead - Other | Unknown |  | 0 | Statistical analysis |  |  |  |  | Non-Lead - Other |  |  | Statistical analysis |  |  |  |  | Non-Lead |  |  |  | Assumed
MTR_020776 | 13008 SE 188TH PL | L 30 BLVD. LANE 6 |  |  | Non-Lead - Other | No | 1969-05-01 | 0 | Installation date is after the lead ban |  |  |  |  | Non-Lead - Other |  |  | Installation date is after the lead ban |  |  |  |  | Non-Lead |  |  |  | Domestic
MTR_008387 | 19009 108TH AVE SE | 9915-000400 |  |  | Non-Lead - Other | Unknown |  | 0.75 | Statistical analysis |  |  |  |  | Non-Lead - Other |  |  | Statistical analysis |  |  |  |  | Non-Lead |  |  |  | Assumed
MTR_020768 | 13019 SE 188TH PL | LOT 34 BOULEVARD LANE #6 |  |  | Non-Lead - Other | No | 1969-05-01 | 0 | Installation date is after the lead ban |  |  |  |  | Non-Lead - Other |  |  | Installation date is after the lead ban |  |  |  |  | Non-Lead |  |  |  | Domestic
MTR_019024 | 10302 SE 190TH PL | LOT 6 PANTHER MEADOW |  |  | Non-Lead - Other | No | 1989-06-05 | 0 | Installation date is after the lead ban |  |  |  |  | Non-Lead - Other |  |  | Installation date is after the lead ban |  |  |  |  | Non-Lead |  |  |  | Domestic
MTR_020734 | 13009 SE 188TH ST | L 24 BLVD. LANE 6 |  |  | Non-Lead - Other | No |  | 1 | Installation date is after the lead ban |  |  |  |  | Non-Lead - Other |  |  | Installation date is after the lead ban |  |  |  |  | Non-Lead |  |  |  | Domestic
MTR_019080 | 18729 102ND AVE SE | L1 KCSP #683076 |  |  | Non-Lead - Other | No | 1979-09-01 | 0 | Installation date is after the lead ban |  |  |  |  | Non-Lead - Other |  |  | Installation date is after the lead ban |  |  |  |  | Non-Lead |  |  |  | Assumed
MTR_020739 | 12933 SE 188TH ST | L 21 BLVD. LANE 6 |  |  | Non-Lead - Other | No |  | 1 | Installation date is after the lead ban |  |  |  |  | Non-Lead - Other |  |  | Installation date is after the lead ban |  |  |  |  | Non-Lead |  |  |  | Domestic
MTR_019159 | 19035 102ND AVE SE | L14 HI VIEW HTS |  |  | Non-Lead - Other | Unknown |  | 0 | Statistical analysis |  |  |  |  | Non-Lead - Other |  |  | Statistical analysis |  |  |  |  | Non-Lead |  |  |  | Assumed
MTR_020775 | 13038 SE 188TH PL | L 26 BLVD. LANE 6 |  |  | Non-Lead - Other | No | 1969-05-01 | 0 | Installation date is after the lead ban |  |  |  |  | Non-Lead - Other |  |  | Installation date is after the lead ban |  |  |  |  | Non-Lead |  |  |  | Domestic
MTR_019092 | 10055 SE 190TH ST | L10 HI-VIEW HEIGHTS |  |  | Non-Lead - Other | No |  | 0 | Installation date is after the lead ban |  |  |  |  | Non-Lead - Other |  |  | Installation date is after the lead ban |  |  |  |  | Non-Lead |  |  |  | Assumed
MTR_020777 | 13022 SE 188TH PL | L 28 BLVD. LANE 6 |  |  | Non-Lead - Other | No | 1969-05-01 | 0 | Installation date is after the lead ban |  |  |  |  | Non-Lead - Other |  |  | Installation date is after the lead ban |  |  |  |  | Non-Lead |  |  |  | Domestic
MTR_014990 | 16803 120TH AVE SE | L9 BL6 CASCADE VISTA #1 |  |  | Non-Lead - Other | No | 2002-05-02 | 0 | Rectified Plan |  |  |  |  | Non-Lead - Other |  |  | Statistical analysis |  |  |  |  | Non-Lead |  |  |  | Domestic
MTR_028920 | 11526 SE 221ST PL | LOT 5 PEDERSON PLACE #1 |  |  | Non-Lead - Other | No |  | 0 | Installation date is after the lead ban |  |  |  |  | Non-Lead - Other |  |  | Installation date is after the lead ban |  |  |  |  | Non-Lead |  |  |  | Domestic
MTR_019533 | 19168 110TH PL SE | BLDG 2 FORD TOWNHOMES (VILLAGE GATE) |  |  | Non-Lead - Other | No | 1997-06-17 | 0 | Installation date is after the lead ban |  |  |  |  | Non-Lead - Other |  |  | Installation date is after the lead ban |  |  |  |  | Non-Lead |  |  |  | Domestic
MTR_020602 | 10410 SE 200TH ST | TL 205 W1/2 SEC 5-22-5 |  |  | Non-Lead - Other | Unknown |  | 0 | Statistical analysis |  |  |  |  | Non-Lead - Other |  |  | Statistical analysis |  |  |  |  | Non-Lead |  |  |  | Assumed
MTR_019374 | 11013 SE 184TH PL | LOT 12 ALTMYER PLAT |  |  | Non-Lead - Other | No | 2013-07-26 | 0 | Installation date is after the lead ban |  |  |  |  | Non-Lead - Other |  |  | Installation date is after the lead ban |  |  |  |  | Non-Lead |  |  |  | Domestic
MTR_025579 | 12636 SE 211TH ST | LOT 16 JASON LANE |  |  | Non-Lead - Other | No |  | 0 | Installation date is after the lead ban |  |  |  |  | Non-Lead - Other |  |  | Installation date is after the lead ban |  |  |  |  | Non-Lead |  |  |  | Domestic
MTR_014904 | 16812 123RD AVE SE | L2 B2 CASCADE VISTA #1 |  |  | Non-Lead - Other | No | 2010-10-25 | 1 | Rectified Plan |  |  |  |  | Non-Lead - Other |  |  | Statistical analysis |  |  |  |  | Non-Lead |  |  |  | Domestic
MTR_003971 | 23633 127TH CT SE | LOT 16 WINSBERG HAVEN (FIELDSTONE) |  |  | Non-Lead - Other | No | 1995-08-22 | 0 | Rectified Plan | No |  |  |  | Non-Lead - Other |  |  | Installation date is after the lead ban |  |  |  |  | Non-Lead |  |  |  | Domestic
MTR_020175 | 19246 107TH AVE SE | PORTION LOT 18 PANTHER LAKE GARDEN TRACTS |  |  | Non-Lead - Other | Unknown |  | 0 | Statistical analysis |  |  |  |  | Non-Lead - Other |  |  | Statistical analysis |  |  |  |  | Non-Lead |  |  |  | Assumed
MTR_015315 | 12820 SE 172ND ST | LOT 13 RENTON PARK #2 |  |  | Non-Lead - Other | No | 2011-08-10 | 0 | Rectified Plan |  |  |  |  | Non-Lead - Other |  |  | Statistical analysis |  |  |  |  | Non-Lead |  |  |  | Domestic
MTR_027226 | 23115 135TH AVE SE | L 25 WILDWOOD EST |  |  | Non-Lead - Other | No |  | 0 | Installation date is after the lead ban |  |  |  |  | Non-Lead - Other |  |  | Installation date is after the lead ban |  |  |  |  | Non-Lead |  |  |  | Domestic
MTR_020143 | 10412 SE 194TH PL | LOT 8 BLOCK 2 OLYMPIC VISTA |  |  | Copper | Unknown |  | 0 | Relative Placement | Yes | Visual inspection at the meter pit | 2024-02-14 |  | Copper |  |  | Field inspection only with no records | Yes | Visual inspection at the meter pit | 2024-02-14 |  | Non-Lead |  |  |  | Assumed
MTR_014375 | 11416 SE 171ST PL | LOT 34 GLACIER VIEW TOWNHOMES |  |  | Non-Lead - Other | No | 2005-10-28 | 1 | Installation date is after the lead ban |  |  |  |  | Non-Lead - Other |  |  | Installation date is after the lead ban |  |  |  |  | Non-Lead |  |  |  | Domestic
MTR_016263 | 16201 SE 178TH PL | LOT 53 CANDLEWOOD RIDGE #3 |  |  | Non-Lead - Other | No | 1977-07-13 | 1 | Installation date is after the lead ban |  |  |  |  | Non-Lead - Other |  |  | Installation date is after the lead ban |  |  |  |  | Non-Lead |  |  |  | Domestic
MTR_018159 | 17831 145TH AVE SE | LOT 34 CARRIAGE LANE #2 |  |  | Non-Lead - Other | No | 2004-04-02 | 0 | Rectified Plan |  |  |  |  | Non-Lead - Other |  |  | Statistical analysis |  |  |  |  | Non-Lead |  |  |  | Domestic
MTR_016085 | 17902 158TH PL SE | L21 CANDLEWOOD RIDGE #6 |  |  | Non-Lead - Plastic | No | 1980-08-01 | 0 | Rectified Plan | No |  |  |  | Non-Lead - Other |  |  | Installation date is after the lead ban |  |  |  |  | Non-Lead |  |  |  | Domestic
MTR_016886 | 15210 SE 176TH PL | LOT 54 CANDLEWOOD RIDGE #5 |  |  | Non-Lead - Other | No | 1978-02-01 | 0 | Installation date is after the lead ban |  |  |  |  | Non-Lead - Other |  |  | Installation date is after the lead ban |  |  |  |  | Non-Lead |  |  |  | Domestic
MTR_014350 | 11413 SE 171ST PL | LOT 38 GLACIER VIEW TOWNHOMES |  |  | Non-Lead - Other | No | 2005-10-28 | 1 | Installation date is after the lead ban |  |  |  |  | Non-Lead - Other |  |  | Installation date is after the lead ban |  |  |  |  | Non-Lead |  |  |  | Domestic
MTR_016778 | 14936 SE 184TH ST | LOT 48 CARRIAGEWOOD #5 |  |  | Non-Lead - Other | No | 1983-07-01 | 0 | Installation date is after the lead ban |  |  |  |  | Non-Lead - Other |  |  | Installation date is after the lead ban |  |  |  |  | Non-Lead |  |  |  | Domestic
MTR_016507 | 15911 SE 177TH ST | L94 CANDLEWOOD RIDGE #1 |  |  | Non-Lead - Other | No |  | 0 | Installation date is after the lead ban |  |  |  |  | Non-Lead - Other |  |  | Installation date is after the lead ban |  |  |  |  | Non-Lead |  |  |  | Domestic
MTR_016777 | 14933 SE 184TH ST | LOT 10 CARRIAGEWOOD 5 |  |  | Non-Lead - Other | No | 1983-07-01 | 0 | Installation date is after the lead ban |  |  |  |  | Non-Lead - Other |  |  | Installation date is after the lead ban |  |  |  |  | Non-Lead |  |  |  | Domestic
MTR_024665 | 12616 SE 202ND PL | L30 SHERLYN PARK |  |  | Non-Lead - Other | No |  | 0 | Installation date is after the lead ban |  |  |  |  | Non-Lead - Other |  |  | Installation date is after the lead ban |  |  |  |  | Non-Lead |  |  |  | Assumed
MTR_016762 | 18200 156TH AVE SE | L39 CARRIAGEWOOD #4 |  |  | Non-Lead - Other | No | 1983-07-01 | 0 | Installation date is after the lead ban |  |  |  |  | Non-Lead - Other |  |  | Installation date is after the lead ban |  |  |  |  | Non-Lead |  |  |  | Domestic
MTR_016734 | 18213 154TH PL SE | L20 CARRIAGEWOOD #4 |  |  | Non-Lead - Other | No | 1983-07-01 | 0 | Installation date is after the lead ban |  |  |  |  | Non-Lead - Other |  |  | Installation date is after the lead ban |  |  |  |  | Non-Lead |  |  |  | Domestic
MTR_027319 | 13226 SE 234TH ST | LOT 7 MEAGANS MEADOW |  |  | Non-Lead - Plastic | No |  | 0 | Rectified Plan | No |  |  |  | Non-Lead - Other |  |  | Installation date is after the lead ban |  |  |  |  | Non-Lead |  |  |  | Domestic
MTR_006139 | 11715 SE 160TH ST | L4 B3 CASCADE VISTA 2 |  |  | Non-Lead - Other | No | 2014-04-16 | 0 | Rectified Plan |  |  |  |  | Non-Lead - Other |  |  | Statistical analysis |  |  |  |  | Non-Lead |  |  |  | Domestic
MTR_029221 | 11633 SE 230TH PL | LOT 5 HUNTERS GROVE |  |  | Non-Lead - Other | No | 1997-08-22 | 0 | Installation date is after the lead ban |  |  |  |  | Non-Lead - Other |  |  | Installation date is after the lead ban |  |  |  |  | Non-Lead |  |  |  | Domestic
MTR_015112 | 12021 SE 160TH ST | L4 B3 CASCADE VILLAGE 1 |  |  | Non-Lead Plastic | No | 2014-04-16 | 1 | Rectified Plan | Yes | Visual inspection at the meter pit | 2024-02-07 |  | Copper |  |  | Field inspection only with no records | Yes | Visual inspection at the meter pit | 2024-02-07 |  | Non-Lead |  |  |  | Domestic
MTR_007571 | 12207 SE 167TH ST | L 87 CASCADE HILLS 7 |  |  | Non-Lead Plastic | No | 2019-08-05 | 1 | Rectified Plan | Yes | Visual inspection at the meter pit | 2024-02-08 |  | Non-Lead Plastic |  |  | Field inspection only with no records | Yes | Visual inspection at the meter pit | 2024-02-08 |  | Non-Lead |  |  |  | Domestic
MTR_006179 | 12512 SE 164TH PL | L4 B1 CASCADE VISTA 8 |  |  | Non-Lead - Other | No | 2016-06-22 | 0.75 | Rectified Plan |  |  |  |  | Non-Lead - Other |  |  | Statistical analysis |  |  |  |  | Non-Lead |  |  |  | Domestic
MTR_027402 | 23314 133RD CT SE | LOTS 8 & 9 WILDWOOD 1 |  |  | Non-Lead - Other | No |  | 0 | Installation date is after the lead ban |  |  |  |  | Non-Lead - Other |  |  | Installation date is after the lead ban |  |  |  |  | Non-Lead |  |  |  | Domestic
MTR_006240 | 16130 119TH AVE SE | L12 BL2 CASCADE HILLS #2 |  |  | Non-Lead - Other | No | 2006-08-31 | 1 | Rectified Plan |  |  |  |  | Non-Lead - Other |  |  | Statistical analysis |  |  |  |  | Non-Lead |  |  |  | Domestic
MTR_007570 | 12305 SE 167TH ST | L 84 CASCADE HILLS 7 |  |  | Non-Lead - Other | No | 2019-08-05 | 1 | Rectified Plan |  |  |  |  | Non-Lead - Other |  |  | Statistical analysis |  |  |  |  | Non-Lead |  |  |  | Domestic
MTR_006868 | 16223 121ST AVE SE | L 4 B 1 CASCADE HILLS 3 |  |  | Non-Lead Plastic | No | 2006-08-31 | 1 | Rectified Plan | Yes | Visual inspection at the meter pit | 2024-02-08 |  | Galvanized Requiring Replacement |  |  | Field inspection only with no records | Yes | Visual inspection at the meter pit | 2024-02-08 |  | Galvanized Requiring Replacement |  |  |  | Domestic
MTR_007575 | 12309 SE 167TH ST | LOT 83 CASCADE HILLS #7 |  |  | Non-Lead - Other | No | 2019-08-05 | 1 | Rectified Plan |  |  |  |  | Non-Lead - Other |  |  | Statistical analysis |  |  |  |  | Non-Lead |  |  |  | Domestic
MTR_000796 | 16141 121ST AVE SE | L 10 B 1 CASCADE HILLS 3 |  |  | Non-Lead - Other | No | 2006-08-31 | 1 | Rectified Plan |  |  |  |  | Non-Lead - Other |  |  | Statistical analysis |  |  |  |  | Non-Lead |  |  |  | Domestic
MTR_017215 | 18436 114TH AVE SE | LOT 3 LARSON PARKE |  |  | Non-Lead - Other | No | 2002-01-16 | 0 | Installation date is after the lead ban |  |  |  |  | Non-Lead - Other |  |  | Installation date is after the lead ban |  |  |  |  | Non-Lead |  |  |  | Domestic
MTR_026754 | 22802 132ND AVE SE | TL 68 SEC. 15-22-5 |  |  | Non-Lead - Other | No |  | 0 | Installation date is after the lead ban |  |  |  |  | Non-Lead - Other |  |  | Installation date is after the lead ban |  |  |  |  | Non-Lead |  |  |  | Assumed
MTR_019890 | 10808 SE 186TH ST | LOT 1 BLK3 WALHAVEN #2 |  |  | Non-Lead - Other | No |  | 0 | Installation date is after the lead ban |  |  |  |  | Non-Lead - Other |  |  | Installation date is after the lead ban |  |  |  |  | Non-Lead |  |  |  | Domestic
MTR_026506 | 22818 132ND AVE SE | LOT 44 S-T-R 15-22-05 |  |  | Non-Lead - Other | No |  | 0 | Installation date is after the lead ban |  |  |  |  | Non-Lead - Other |  |  | Installation date is after the lead ban |  |  |  |  | Non-Lead |  |  |  | Assumed
MTR_019733 | 18810 111TH PL SE | L5 GARDENVIEW EST |  |  | Non-Lead - Other | No |  | 0 | Installation date is after the lead ban |  |  |  |  | Non-Lead - Other |  |  | Installation date is after the lead ban |  |  |  |  | Non-Lead |  |  |  | Domestic
MTR_019736 | 18823 110TH CT SE | L20 GARDENVIEW EST |  |  | Non-Lead - Other | No |  | 0 | Installation date is after the lead ban |  |  |  |  | Non-Lead - Other |  |  | Installation date is after the lead ban |  |  |  |  | Non-Lead |  |  |  | Domestic
MTR_017031 | 17736 112TH AVE SE | LOT 10 ORCHARD PARK #2 |  |  | Non-Lead - Other | No | 1995-09-05 | 0 | Installation date is after the lead ban |  |  |  |  | Non-Lead - Other |  |  | Installation date is after the lead ban |  |  |  |  | Non-Lead |  |  |  | Domestic
MTR_022439 | 11060 SE 196TH ST | LOT 27 PANTHER LAKE GARDEN TRACTS |  |  | Non-Lead - Other | Unknown |  | 0 | Statistical analysis |  |  |  |  | Non-Lead - Other |  |  | Statistical analysis |  |  |  |  | Non-Lead |  |  |  | Assumed
MTR_019443 | 11241 SE 189TH CT | LOT 91 CHINQUAPIN RIDGE |  |  | Non-Lead - Other | No | 1995-09-19 | 0 | Installation date is after the lead ban |  |  |  |  | Non-Lead - Other |  |  | Installation date is after the lead ban |  |  |  |  | Non-Lead |  |  |  | Domestic
MTR_014161 | 17535 110TH LN SE | LOT 10 PALM COURT |  |  | Non-Lead - Plastic | No | 1998-06-18 | 1 | Rectified Plan |  |  |  |  | Non-Lead - Other |  |  | Installation date is after the lead ban |  |  |  |  | Non-Lead |  |  |  | Domestic
MTR_017034 | 17718 112TH AVE SE | LOT 13 ORCHARD PARK #2 |  |  | Non-Lead - Other | No | 1995-09-05 | 0 | Installation date is after the lead ban |  |  |  |  | Non-Lead - Other |  |  | Installation date is after the lead ban |  |  |  |  | Non-Lead |  |  |  | Domestic
MTR_019465 | 11253 SE 190TH CT | LOT 65 CHINQUAPIN RIDGE #1 |  |  | Non-Lead - Other | No | 1995-09-19 | 0 | Installation date is after the lead ban |  |  |  |  | Non-Lead - Other |  |  | Installation date is after the lead ban |  |  |  |  | Non-Lead |  |  |  | Domestic
MTR_026983 | 12821 SE 225TH CT | LOT 4 FERN CREST WEST |  |  | Non-Lead - Other | No | 2006-04-28 | 0 | Installation date is after the lead ban |  |  |  |  | Non-Lead - Other |  |  | Installation date is after the lead ban |  |  |  |  | Non-Lead |  |  |  | Domestic
MTR_017204 | 17685 112TH AVE SE | LOT 30 BENSON HILL |  |  | Non-Lead - Other | No | 1999-09-22 | 0 | Installation date is after the lead ban |  |  |  |  | Non-Lead - Other |  |  | Installation date is after the lead ban |  |  |  |  | Non-Lead |  |  |  | Domestic
MTR_017144 | 11007 SE 183RD PL | LOT 69 MAPLE GLEN |  |  | Non-Lead - Other | No | 1977-03-18 | 0 | Installation date is after the lead ban |  |  |  |  | Non-Lead - Other |  |  | Installation date is after the lead ban |  |  |  |  | Non-Lead |  |  |  | Domestic
MTR_024484 | 20448 131ST PL SE | L50 GREENACRES EAST |  |  | Non-Lead - Other | No |  | 0 | Installation date is after the lead ban |  |  |  |  | Non-Lead - Other |  |  | Installation date is after the lead ban |  |  |  |  | Non-Lead |  |  |  | Domestic
MTR_014957 | 12116 SE 170TH PL | L16 B4 CASCADE VISTA #1 |  |  | Non-Lead - Other | No | 2010-10-25 | 1 | Rectified Plan |  |  |  |  | Non-Lead - Other |  |  | Statistical analysis |  |  |  |  | Non-Lead |  |  |  | Domestic
MTR_017695 | 18102 113TH AVE SE | L3 VIEW GARDENS #2 |  |  | Non-Lead - Other | No |  | 0 | Installation date is after the lead ban |  |  |  |  | Non-Lead - Other |  |  | Installation date is after the lead ban |  |  |  |  | Non-Lead |  |  |  | Assumed
MTR_011205 | 11433 SE 164TH ST | EAST 110 LOT 3 BLOCK 5 AKERS FARM S #6 |  |  | Non-Lead - Other | Unknown |  | 0 | Statistical analysis |  |  |  |  | Non-Lead - Other |  |  | Statistical analysis |  |  |  |  | Non-Lead |  |  |  | Assumed
MTR_017945 | 133RD AVE SE & SE 180TH ST | IRRIGATION TRACT C HOSCHEIT SHORT PLAT |  |  | Non-Lead - Other | No | 2000-01-05 | 1 | Statistical analysis |  |  |  |  | Non-Lead - Other |  |  | Statistical analysis |  |  |  |  | Non-Lead |  |  |  | Domestic
MTR_017251 | 17806 110TH PL SE | LOT 14 SERENITY RIDGE |  |  | Non-Lead - Other | No | 2001-07-10 | 0 | Installation date is after the lead ban |  |  |  |  | Non-Lead - Other |  |  | Installation date is after the lead ban |  |  |  |  | Non-Lead |  |  |  | Domestic
MTR_024412 | 20318 131ST PL SE | LOT 6 GREYSTONE |  |  | Non-Lead - Other | No | 1995-08-03 | 0 | Installation date is after the lead ban |  |  |  |  | Non-Lead - Other |  |  | Installation date is after the lead ban |  |  |  |  | Non-Lead |  |  |  | Domestic
MTR_017062 | 17704 114TH PL SE | LOT 5 MORNING GLEN |  |  | Non-Lead - Other | No | 1996-03-12 | 0 | Installation date is after the lead ban |  |  |  |  | Non-Lead - Other |  |  | Installation date is after the lead ban |  |  |  |  | Non-Lead |  |  |  | Domestic
MTR_024537 | 12431 SE 202ND PL | L5 SHERYLN PARK |  |  | Non-Lead - Other | No |  | 0 | Installation date is after the lead ban |  |  |  |  | Non-Lead - Other |  |  | Installation date is after the lead ban |  |  |  |  | Non-Lead |  |  |  | Domestic
MTR_017258 | 17918 110TH PL SE | LOT 5 SERENITY RIDGE |  |  | Non-Lead - Other | No | 2001-07-10 | 0 | Installation date is after the lead ban |  |  |  |  | Non-Lead - Other |  |  | Installation date is after the lead ban |  |  |  |  | Non-Lead |  |  |  | Domestic
MTR_019525 | 11203 SE 190TH PL | LOT 2 KCSP S90S0211 (CHINQUAPIN RIDGE) |  |  | Non-Lead - Other | No | 1995-09-19 | 0 | Installation date is after the lead ban |  |  |  |  | Non-Lead - Other |  |  | Installation date is after the lead ban |  |  |  |  | Non-Lead |  |  |  | Domestic
MTR_016181 | 16204 SE 176TH PL | LOT 33 CANDLEWOOD RIDGE #3 |  |  | Non-Lead - Other | No | 1977-07-13 | 1 | Installation date is after the lead ban |  |  |  |  | Non-Lead - Other |  |  | Installation date is after the lead ban |  |  |  |  | Non-Lead |  |  |  | Domestic
MTR_007654 | 12320 SE 166TH ST | L 36 CASCADE HILLS 7 |  |  | Non-Lead - Other | No | 2019-08-05 | 1 | Rectified Plan |  |  |  |  | Non-Lead - Other |  |  | Statistical analysis |  |  |  |  | Non-Lead |  |  |  | Domestic
MTR_019507 | 18807 112TH PL SE | LOT 44 CHINQUAPIN RIDGE |  |  | Non-Lead - Other | No | 1995-09-19 | 0 | Installation date is after the lead ban |  |  |  |  | Non-Lead - Other |  |  | Installation date is after the lead ban |  |  |  |  | Non-Lead |  |  |  | Domestic
MTR_024700 | 13758 SE 202ND PL | LOT 10 FOREST GLEN SOUTH |  |  | Non-Lead - Other | No |  | 0 | Installation date is after the lead ban |  |  |  |  | Non-Lead - Other |  |  | Installation date is after the lead ban |  |  |  |  | Non-Lead |  |  |  | Domestic
MTR_007578 | 12213 SE 165TH ST | L 31 CASCADE HILLS 7 |  |  | Non-Lead - Other | No | 2019-08-05 | 1 | Rectified Plan |  |  |  |  | Non-Lead - Other |  |  | Statistical analysis |  |  |  |  | Non-Lead |  |  |  | Domestic
MTR_017183 | 17813 112TH AVE SE | LOT 10 BENSON HILL |  |  | Non-Lead - Other | No | 1999-09-22 | 0 | Installation date is after the lead ban |  |  |  |  | Non-Lead - Other |  |  | Installation date is after the lead ban |  |  |  |  | Non-Lead |  |  |  | Domestic
MTR_022201 | 18819 120TH AVE SE | 9921-011170 |  |  | Non-Lead - Other | Unknown |  | 0 | Statistical analysis |  |  |  |  | Non-Lead - Other |  |  | Statistical analysis |  |  |  |  | Non-Lead |  |  |  | Assumed
MTR_021167 | 18920 133RD PL SE | LOT 13 FOREST ESTATES #6 |  |  | Non-Lead - Other | No | 1986-08-21 | 0 | Installation date is after the lead ban |  |  |  |  | Non-Lead - Other |  |  | Installation date is after the lead ban |  |  |  |  | Non-Lead |  |  |  | Domestic
MTR_017054 | 17802 114TH PL SE | LOT 15 MORNING GLEN |  |  | Non-Lead - Other | No | 1996-03-12 | 0 | Installation date is after the lead ban |  |  |  |  | Non-Lead - Other |  |  | Installation date is after the lead ban |  |  |  |  | Non-Lead |  |  |  | Domestic
MTR_017451 | 18405 120TH AVE SE | 9921-010630 |  |  | Non-Lead - Other | No | 1975-08-05 | 0 | Relative Placement |  |  |  |  | Non-Lead - Other |  |  | Statistical analysis |  |  |  |  | Non-Lead |  |  |  | Assumed
MTR_020780 | 18706 131ST AVE SE | L 31 BLVD. LANE 4 |  |  | Non-Lead - Other | No | 1968-06-14 | 0 | Installation date is after the lead ban |  |  |  |  | Non-Lead - Other |  |  | Installation date is after the lead ban |  |  |  |  | Non-Lead |  |  |  | Domestic
MTR_022208 | 19030 116TH AVE SE | N 1/2 OF W 1/2 LOT 7 BLK 1 NW GARDEN TRACTS 4 |  |  | Non-Lead - Other | No |  | 0 | Relative Placement | No |  |  |  | Non-Lead - Other |  |  | Installation date is after the lead ban |  |  |  |  | Non-Lead |  |  |  | Assumed
MTR_017747 | 11305 SE 179TH ST | L 16 HIGH CHAPARRAL |  |  | Non-Lead - Other | No |  | 0 | Installation date is after the lead ban |  |  |  |  | Non-Lead - Other |  |  | Installation date is after the lead ban |  |  |  |  | Non-Lead |  |  |  | Assumed
MTR_021031 | 18414 135TH PL SE | LOT 220 FOREST ESTATES#2 |  |  | Non-Lead - Other | No |  | 0 | Installation date is after the lead ban |  |  |  |  | Non-Lead - Other |  |  | Installation date is after the lead ban |  |  |  |  | Non-Lead |  |  |  | Domestic
MTR_007799 | 12127 SE 167TH ST | L 89 CASCADE HILLS 7 |  |  | Non-Lead - Other | No | 2019-08-05 | 1 | Rectified Plan |  |  |  |  | Non-Lead - Other |  |  | Statistical analysis |  |  |  |  | Non-Lead |  |  |  | Domestic
MTR_017070 | 17720 114TH PL SE | LOT 10 MORNING GLEN |  |  | Non-Lead - Other | No | 1996-03-12 | 0 | Installation date is after the lead ban |  |  |  |  | Non-Lead - Other |  |  | Installation date is after the lead ban |  |  |  |  | Non-Lead |  |  |  | Domestic
MTR_018026 | 13426 SE 182ND ST | LOT 11 FOREST ESTATES #4 |  |  | Non-Lead - Other | No | 1986-04-01 | 0 | Installation date is after the lead ban |  |  |  |  | Non-Lead - Other |  |  | Installation date is after the lead ban |  |  |  |  | Non-Lead |  |  |  | Domestic
MTR_007574 | 12201 SE 167TH ST | L 88 CASCADE HILLS 7 |  |  | Non-Lead - Other | No | 2019-08-05 | 1 | Rectified Plan |  |  |  |  | Non-Lead - Other |  |  | Statistical analysis |  |  |  |  | Non-Lead |  |  |  | Domestic
MTR_017728 | 17740 113TH PL SE | L 29 HIGH CHAPARRAL |  |  | Non-Lead - Other | No |  | 0 | Installation date is after the lead ban |  |  |  |  | Non-Lead - Other |  |  | Installation date is after the lead ban |  |  |  |  | Non-Lead |  |  |  | Assumed
MTR_018091 | 13305 SE 181ST PL | LOT 20 FOREST ESTATES #5 |  |  | Non-Lead - Other | No |  | 0 | Installation date is after the lead ban |  |  |  |  | Non-Lead - Other |  |  | Installation date is after the lead ban |  |  |  |  | Non-Lead |  |  |  | Domestic
MTR_003349 | 12317 SE 167TH ST | L 81 CASCADE HILLS 7 |  |  | Non-Lead - Other | No | 2019-08-05 | 1 | Rectified Plan |  |  |  |  | Non-Lead - Other |  |  | Statistical analysis |  |  |  |  | Non-Lead |  |  |  | Domestic
MTR_017076 | 17732 114TH PL SE | LOT 13 MORNING GLEN |  |  | Non-Lead - Other | No | 1996-03-12 | 0 | Installation date is after the lead ban |  |  |  |  | Non-Lead - Other |  |  | Installation date is after the lead ban |  |  |  |  | Non-Lead |  |  |  | Domestic
MTR_020608 | 19917 108TH AVE SE | LOT 16 SEC 5-22-5 |  |  | Non-Lead - Other | Unknown |  | 0 | Statistical analysis |  |  |  |  | Non-Lead - Other |  |  | Statistical analysis |  |  |  |  | Non-Lead |  |  |  | Assumed
MTR_007525 | 16604 124TH AVE SE | L 74 CASCADE HILLS 7 |  |  | Non-Lead - Other | No | 2019-08-05 | 1 | Rectified Plan |  |  |  |  | Non-Lead - Other |  |  | Statistical analysis |  |  |  |  | Non-Lead |  |  |  | Domestic
MTR_020110 | 10033 SE 192ND ST | L24 HI VIEW HEIGHTS |  |  | Non-Lead - Other | No | 2004-01-26 | 0 | Installation date is after the lead ban |  |  |  |  | Non-Lead - Other |  |  | Installation date is after the lead ban |  |  |  |  | Non-Lead |  |  |  | Domestic
MTR_015455 | 17202 130TH AVE SE | L16 RENTON PARK #3 |  |  | Non-Lead - Other | Unknown |  | 0 | Statistical analysis |  |  |  |  | Non-Lead - Other |  |  | Statistical analysis |  |  |  |  | Non-Lead |  |  |  | Domestic
MTR_020126 | 10313 SE 192ND ST | POR TL 127 SEC 5-22-5 |  |  | Non-Lead - Other | Unknown |  | 0 | Statistical analysis |  |  |  |  | Non-Lead - Other |  |  | Statistical analysis |  |  |  |  | Non-Lead |  |  |  | Assumed
MTR_007532 | 16516 124TH AVE SE | L 73 CASCADE HILLS 7 |  |  | Non-Lead - Other | No | 2019-08-05 | 1 | Rectified Plan |  |  |  |  | Non-Lead - Other |  |  | Statistical analysis |  |  |  |  | Non-Lead |  |  |  | Domestic
MTR_021250 | 19358 142ND PL SE | L29 LORI LANE |  |  | Non-Lead - Other | No | 2004-04-16 | 0 | Installation date is after the lead ban |  |  |  |  | Non-Lead - Other |  |  | Installation date is after the lead ban |  |  |  |  | Non-Lead |  |  |  | Domestic
MTR_018809 | 10326 SE 185TH PL | LOT 13 WINDSOR HEIGHTS |  |  | Non-Lead - Other | No | 1995-06-28 | 0 | Installation date is after the lead ban |  |  |  |  | Non-Lead - Other |  |  | Installation date is after the lead ban |  |  |  |  | Non-Lead |  |  |  | Domestic
MTR_002845 | 12318 SE 165TH ST | L 18 CASCADE HILLS 7 |  |  | Non-Lead - Other | No | 2019-08-05 | 1 | Rectified Plan |  |  |  |  | Non-Lead - Other |  |  | Statistical analysis |  |  |  |  | Non-Lead |  |  |  | Domestic
MTR_018279 | 13656 SE 180TH ST | 9923-000835 |  |  | Non-Lead - Other | Unknown |  |  | Statistical analysis |  |  |  |  | Non-Lead - Other |  |  | Statistical analysis |  |  |  |  | Non-Lead
MTR_020637 | 10424 SE 192ND ST | LOT 2 EAGLEBROOK |  |  | Non-Lead - Other | No |  | 0 | Installation date is after the lead ban |  |  |  |  | Non-Lead - Other |  |  | Installation date is after the lead ban |  |  |  |  | Non-Lead |  |  |  | Assumed
MTR_002434 | 12208 SE 165TH ST | LOT 24 CASCADE HILLS #7 |  |  | Non-Lead - Other | No | 2019-08-05 | 1 | Rectified Plan |  |  |  |  | Non-Lead - Other |  |  | Statistical analysis |  |  |  |  | Non-Lead |  |  |  | Domestic
MTR_021997 | 19232 140TH AVE SE | TAX LOT 111 3-22-5 |  |  | Non-Lead - Other | No | 2004-11-04 | 0 | Rectified Plan | No |  |  |  | Non-Lead - Other |  |  | Statistical analysis |  |  |  |  | Non-Lead |  |  |  | Domestic
MTR_022017 | 12054 SE 192ND ST | 9921-003900 |  |  | Non-Lead - Other | Unknown |  | 0 | Converted CAD | No |  |  |  | Non-Lead - Other |  |  | Statistical analysis |  |  |  |  | Non-Lead |  |  |  | Domestic
MTR_002153 | 12300 SE 165TH ST | L 21 CASCADE HILLS 7 |  |  | Non-Lead - Other | No | 2019-08-05 | 1 | Rectified Plan |  |  |  |  | Non-Lead - Other |  |  | Statistical analysis |  |  |  |  | Non-Lead |  |  |  | Domestic
MTR_014684 | 13060 SE 159TH PL | LOT 90 FAIRLANE WOODS |  |  | Non-Lead - Other | No | 1978-09-22 | 0 | Installation date is after the lead ban |  |  |  |  | Non-Lead - Other |  |  | Installation date is after the lead ban |  |  |  |  | Non-Lead |  |  |  | Domestic
MTR_020145 | 19407 106TH AVE SE | L9 BLK 2 OLYMPIC VISTA |  |  | Non-Lead - Other | Unknown |  | 0 | Statistical analysis |  |  |  |  | Non-Lead - Other |  |  | Statistical analysis |  |  |  |  | Non-Lead |  |  |  | Assumed
MTR_000879 | 16530 121ST AVE SE | L 94 CASCADE HILLS 6 |  |  | Non-Lead - Other | No | 2019-08-05 | 0.75 | Rectified Plan |  |  |  |  | Non-Lead - Other |  |  | Statistical analysis |  |  |  |  | Non-Lead |  |  |  | Domestic
MTR_030080 | 12647 SE 160TH ST | L8 BK3 CASCADE VILLAGE#4 |  |  | Non-Lead - Other | No | 2016-06-22 | 0.75 | Rectified Plan |  |  |  |  | Non-Lead - Other |  |  | Statistical analysis |  |  |  |  | Non-Lead |  |  |  | Domestic
MTR_015451 | 17235 130TH AVE SE | L4 RENTON PARK #4 |  |  | Non-Lead - Other | No |  | 0 | Installation date is after the lead ban |  |  |  |  | Non-Lead - Other |  |  | Installation date is after the lead ban |  |  |  |  | Non-Lead |  |  |  | Domestic
MTR_011779 | 13085 SE 160TH PL | L21 FAIRWOOD DIV. #9 |  |  | Non-Lead - Other | No |  | 1 | Installation date is after the lead ban |  |  |  |  | Non-Lead - Other |  |  | Installation date is after the lead ban |  |  |  |  | Non-Lead |  |  |  | Domestic
MTR_007579 | 16512 121ST AVE SE | L 96 CASCADE HILLS 6 |  |  | Non-Lead - Other | No | 2019-08-05 | 0.75 | Rectified Plan |  |  |  |  | Non-Lead - Other |  |  | Statistical analysis |  |  |  |  | Non-Lead |  |  |  | Domestic
MTR_015190 | 12659 SE 170TH ST | L 73 CASCADE VISTA 3 |  |  | Non-Lead Plastic | No | 2011-08-10 | 0 | Rectified Plan | Yes | Visual inspection at the meter pit | 2024-02-13 |  | Non-Lead Plastic |  |  | Field inspection only with no records | Yes | Visual inspection at the meter pit | 2024-02-13 |  | Non-Lead |  |  |  | Domestic
MTR_030053 | 12684 SE 161ST ST | L 15 B 1 CASCADE VISTA 4 |  |  | Non-Lead - Other | No | 2016-06-22 | 0.75 | Rectified Plan |  |  |  |  | Non-Lead - Other |  |  | Statistical analysis |  |  |  |  | Non-Lead |  |  |  | Domestic
MTR_007630 | 16540 121ST AVE SE | L 92 CASCADE HILLS 6 |  |  | Non-Lead - Other | No | 2019-08-05 | 0.75 | Rectified Plan |  |  |  |  | Non-Lead - Other |  |  | Statistical analysis |  |  |  |  | Non-Lead |  |  |  | Domestic
MTR_015400 | 12615 SE 169TH PL | L 60 CASCADE VISTA 3 |  |  | Non-Lead - Other | No | 2011-08-10 | 0 | Rectified Plan |  |  |  |  | Non-Lead - Other |  |  | Statistical analysis |  |  |  |  | Non-Lead |  |  |  | Domestic
MTR_015378 | 17116 125TH PL SE | L2 CASCADE VISTA #6 |  |  | Non-Lead Plastic | No | 2010-10-25 | 0 | Rectified Plan | Yes | Visual inspection at the meter pit | 2024-02-13 |  | Galvanized Requiring Replacement |  |  | Field inspection only with no records | Yes | Visual inspection at the meter pit | 2024-02-13 |  | Galvanized Requiring Replacement |  |  |  | Domestic
MTR_007580 | 16536 121ST AVE SE | L 93 CASCADE HILLS 6 |  |  | Non-Lead - Other | No | 2019-08-05 | 0.75 | Rectified Plan |  |  |  |  | Non-Lead - Other |  |  | Statistical analysis |  |  |  |  | Non-Lead |  |  |  | Domestic
MTR_017156 | 10912 SE 183RD CT | LOT 57 MAPLE GLEN |  |  | Non-Lead - Other | No | 1977-03-18 | 0 | Installation date is after the lead ban |  |  |  |  | Non-Lead - Other |  |  | Installation date is after the lead ban |  |  |  |  | Non-Lead |  |  |  | Domestic
MTR_030055 | 12642 SE 161ST ST | L8 B1 CASCADE VISTA #4 |  |  | Non-Lead Plastic | No | 2016-06-22 | 0.75 | Rectified Plan | Yes | Visual inspection at the meter pit | 2024-02-09 |  | Non-Lead Plastic |  |  | Field inspection only with no records | Yes | Visual inspection at the meter pit | 2024-02-09 |  | Non-Lead |  |  |  | Domestic
MTR_007246 | 16547 121ST AVE SE | L 89 CASCADE HILLS 6 |  |  | Non-Lead - Other | No | 2019-08-05 | 0.75 | Rectified Plan |  |  |  |  | Non-Lead - Other |  |  | Statistical analysis |  |  |  |  | Non-Lead |  |  |  | Domestic
MTR_023030 | 21415 100TH AVE SE | L26 MC CANNS WESTVIEW |  |  | Non-Lead Plastic | No | 2003-04-23 | 0 | Rectified Plan | Yes | Visual inspection at the meter pit | 2024-01-31 |  | Copper |  |  | Field inspection only with no records | Yes | Visual inspection at the meter pit | 2024-01-31 |  | Non-Lead |  |  |  | Domestic
MTR_017196 | 17709 112TH AVE SE | LOT 29 BENSON HILL |  |  | Non-Lead - Other | No | 1999-09-22 | 0 | Installation date is after the lead ban |  |  |  |  | Non-Lead - Other |  |  | Installation date is after the lead ban |  |  |  |  | Non-Lead |  |  |  | Domestic
MTR_007247 | 16548 121ST AVE SE | L 90 CASCADE HILLS 6 |  |  | Non-Lead - Other | No | 2019-08-05 | 0.75 | Rectified Plan |  |  |  |  | Non-Lead - Other |  |  | Statistical analysis |  |  |  |  | Non-Lead |  |  |  | Domestic
MTR_015373 | 16925 125TH PL SE | L156 CASCADE VISTA #3 |  |  | Non-Lead Plastic | No | 2010-10-25 | 0 | Field inspection only with no records | Yes | Visual inspection at meter pit | 2023-11-30 |  | Non-Lead Plastic |  |  | Field inspection only with no records | Yes | Visual inspection at meter pit | 2023-11-30 |  | Non-Lead |  |  |  | Domestic
MTR_019375 | 11008 SE 184TH PL | LOT 6 ALTMYER PLAT |  |  | Non-Lead - Other | No | 2013-07-26 | 0 | Installation date is after the lead ban |  |  |  |  | Non-Lead - Other |  |  | Installation date is after the lead ban |  |  |  |  | Non-Lead |  |  |  | Domestic
MTR_022019 | 19118 121ST PL SE | LOT2 K.C.SP. #582064 |  |  | Non-Lead - Other | No |  | 0 | Relative Placement | No |  |  |  | Non-Lead - Other |  |  | Installation date is after the lead ban |  |  |  |  | Non-Lead |  |  |  | Assumed
MTR_022779 | 19217 121ST PL SE | LOT 4 GOLDEN HILLS |  |  | Non-Lead - Other | No | 1978-07-26 | 0 | Installation date is after the lead ban |  |  |  |  | Non-Lead - Other |  |  | Installation date is after the lead ban |  |  |  |  | Non-Lead |  |  |  | Domestic
MTR_019875 | 11434 SE 186TH ST | L 4 B 1 WALHAVEN |  |  | Non-Lead - Other | Unknown |  | 0 | Statistical analysis |  |  |  |  | Non-Lead - Other |  |  | Statistical analysis |  |  |  |  | Non-Lead |  |  |  | Domestic
MTR_022119 | 12037 SE 186TH ST | LOT 25 AURIA WOODS |  |  | Non-Lead - Other | No | 2004-03-31 | 0 | Rectified Plan | No |  |  |  | Non-Lead - Other |  |  | Installation date is after the lead ban |  |  |  |  | Non-Lead |  |  |  | Domestic
MTR_025040 | 11907 SE 212TH PL | LOT 11 EL DORADO #1 |  |  | Non-Lead - Other | No | 1981-02-01 | 0 | Installation date is after the lead ban |  |  |  |  | Non-Lead - Other |  |  | Installation date is after the lead ban |  |  |  |  | Non-Lead |  |  |  | Domestic
MTR_017192 | 17737 112TH AVE SE | LOT 18 BENSON HILL |  |  | Non-Lead - Other | No | 1999-09-22 | 0 | Installation date is after the lead ban |  |  |  |  | Non-Lead - Other |  |  | Installation date is after the lead ban |  |  |  |  | Non-Lead |  |  |  | Domestic
MTR_027346 | 13312 SE 233RD ST | L 50 WILDWOOD EST 1 |  |  | Non-Lead - Other | No |  | 0 | Installation date is after the lead ban |  |  |  |  | Non-Lead - Other |  |  | Installation date is after the lead ban |  |  |  |  | Non-Lead |  |  |  | Domestic
MTR_019517 | 19021 113TH WAY SE | LOT 63 CHINQUAPIN RIDGE |  |  | Non-Lead - Other | No | 1995-09-19 | 0 | Installation date is after the lead ban |  |  |  |  | Non-Lead - Other |  |  | Installation date is after the lead ban |  |  |  |  | Non-Lead |  |  |  | Domestic
MTR_025348 | 12363 SE 214TH ST | L254 GLENCARIN #2 |  |  | Non-Lead - Other | No | 1968-07-31 | 0 | Installation date is after the lead ban |  |  |  |  | Non-Lead - Other |  |  | Installation date is after the lead ban |  |  |  |  | Non-Lead |  |  |  | Domestic
MTR_017591 | 11223 SE 182ND ST | L 17 VIEW GARDENS 1 |  |  | Non-Lead - Other | Unknown |  | 0 | Statistical analysis |  |  |  |  | Non-Lead - Other |  |  | Statistical analysis |  |  |  |  | Non-Lead |  |  |  | Assumed
MTR_025012 | 21125 119TH AVE SE | LOT 4 EL DORADO HILLS #1 |  |  | Non-Lead - Other | No | 1981-02-01 | 0 | Installation date is after the lead ban |  |  |  |  | Non-Lead - Other |  |  | Installation date is after the lead ban |  |  |  |  | Non-Lead |  |  |  | Domestic
MTR_014727 | 15645 129TH CT SE | LOT 54 FAIRLANE WOODS |  |  | Non-Lead - Other | No | 1978-09-22 | 0 | Installation date is after the lead ban |  |  |  |  | Non-Lead - Other |  |  | Installation date is after the lead ban |  |  |  |  | Non-Lead |  |  |  | Domestic
MTR_006886 | 16611 116TH PL SE | L 89 CASCADE HILLS 5 |  |  | Non-Lead - Other | No | 2019-08-05 | 0.75 | Rectified Plan |  |  |  |  | Non-Lead - Other |  |  | Statistical analysis |  |  |  |  | Non-Lead |  |  |  | Domestic
MTR_030133 | 12351 SE 158TH ST | LOT 7 BLOCK 4 CASCADE VILLAGE #2 |  |  | Non-Lead - Other | No | 2016-06-22 | 0.75 | Rectified Plan |  |  |  |  | Non-Lead - Other |  |  | Statistical analysis |  |  |  |  | Non-Lead |  |  |  | Domestic
MTR_017867 | 17636 108TH AVE SE | TAX LOT 201 32-23-5 |  |  | Non-Lead - Other | No |  | 0 | Installation date is after the lead ban |  |  |  |  | Non-Lead - Other |  |  | Installation date is after the lead ban |  |  |  |  | Non-Lead |  |  |  | Domestic
MTR_030141 | 12652 SE 160TH ST | L10 B2 CASCADE VILLAGE 4 |  |  | Non-Lead - Other | No | 2016-06-22 | 0.75 | Rectified Plan |  |  |  |  | Non-Lead - Other |  |  | Statistical analysis |  |  |  |  | Non-Lead |  |  |  | Domestic
MTR_015211 | 12601 SE PETROVITSKY RD | L5 BLK2 BENSON HEIGHTS |  |  | Non-Lead - Other | Unknown |  | 0 | Statistical analysis | Yes | Visual inspection at the meter pit |  |  | Non-Lead - Other |  |  | Statistical analysis | Yes | Visual inspection at the meter pit |  |  | Non-Lead |  |  |  | Domestic
MTR_020501 | 20043 103RD PL SE | L2 BLK2 CHERRY TERR |  |  | Non-Lead - Other | Unknown |  | 0 | Statistical analysis |  |  |  |  | Non-Lead - Other |  |  | Statistical analysis |  |  |  |  | Non-Lead |  |  |  | Assumed
MTR_019034 | 19013 102ND AVE SE | LOT 11 HI-VIEW HEIGHTS |  |  | Non-Lead - Other | Unknown |  | 0 | Statistical analysis |  |  |  |  | Non-Lead - Other |  |  | Statistical analysis |  |  |  |  | Non-Lead |  |  |  | Assumed
MTR_016256 | 17633 162ND PL SE | LOT 86 CANDLEWOOD RIDGE #3 |  |  | Non-Lead - Other | No | 1977-07-13 | 1 | Installation date is after the lead ban |  |  |  |  | Non-Lead - Other |  |  | Installation date is after the lead ban |  |  |  |  | Non-Lead |  |  |  | Domestic
MTR_017476 | 11638 SE 184TH ST | 9921-010380 |  |  | Non-Lead - Other | No | 1975-09-11 | 0 | Installation date is after the lead ban |  |  |  |  | Non-Lead - Other |  |  | Installation date is after the lead ban |  |  |  |  | Non-Lead |  |  |  | Assumed
MTR_021378 | 19318 142ND PL SE | L36 LORI LANE |  |  | Non-Lead - Other | No |  | 0 | Installation date is after the lead ban |  |  |  |  | Non-Lead - Other |  |  | Installation date is after the lead ban |  |  |  |  | Non-Lead |  |  |  | Domestic
MTR_021352 | 19312 140TH PL SE | L8 ECHO GLEN |  |  | Non-Lead - Other | No |  | 0 | Installation date is after the lead ban |  |  |  |  | Non-Lead - Other |  |  | Installation date is after the lead ban |  |  |  |  | Non-Lead |  |  |  | Domestic
MTR_021460 | 19715 147TH AVE SE | LOT 6 RUDDELLS 3RD ADD |  |  | Non-Lead - Other | No |  | 0 | Installation date is after the lead ban |  |  |  |  | Non-Lead - Other |  |  | Installation date is after the lead ban |  |  |  |  | Non-Lead |  |  |  | Domestic
MTR_025283 | 21304 122ND PL SE | LOT 236 GLENCARIN #2 |  |  | Non-Lead - Other | No | 1968-07-31 | 0 | Installation date is after the lead ban |  |  |  |  | Non-Lead - Other |  |  | Installation date is after the lead ban |  |  |  |  | Non-Lead |  |  |  | Domestic
MTR_025126 | 21401 120TH AVE SE | L 45 GREEN TREE EAST |  |  | Non-Lead - Other | No | 1972-06-01 | 0 | Installation date is after the lead ban |  |  |  |  | Non-Lead - Other |  |  | Installation date is after the lead ban |  |  |  |  | Non-Lead |  |  |  | Domestic
MTR_028915 | 21805 116TH AVE SE | TL 25 8-22-5 |  |  | Non-Lead - Other | Unknown |  | 0 | Statistical analysis |  |  |  |  | Non-Lead - Other |  |  | Statistical analysis |  |  |  |  | Non-Lead |  |  |  | Assumed
MTR_025276 | 21408 122ND PL SE | LOT 230 GLENCARIN #2 |  |  | Non-Lead - Other | No | 1968-07-31 | 0 | Installation date is after the lead ban |  |  |  |  | Non-Lead - Other |  |  | Installation date is after the lead ban |  |  |  |  | Non-Lead |  |  |  | Domestic
MTR_023463 | 21230 110TH AVE SE | L 12 BENSON HILLS NO 1 |  |  | Non-Lead - Other | Unknown |  | 0 | Statistical analysis |  |  |  |  | Non-Lead - Other |  |  | Statistical analysis |  |  |  |  | Non-Lead |  |  |  | Assumed
MTR_028692 | 11302 SE 217TH ST | LOT 17 WEST CREEK MEADOWS |  |  | Non-Lead - Other | No | 1995-09-20 | 0 | Installation date is after the lead ban |  |  |  |  | Non-Lead - Other |  |  | Installation date is after the lead ban |  |  |  |  | Non-Lead |  |  |  | Domestic
MTR_026502 | 12925 SE 228TH PL | LOT 9 MISTY MEADOWS #3 |  |  | Non-Lead - Other | No |  | 0 | Installation date is after the lead ban |  |  |  |  | Non-Lead - Other |  |  | Installation date is after the lead ban |  |  |  |  | Non-Lead |  |  |  | Domestic
MTR_026363 | 22503 125TH PL SE | LOT 60 PHEASANTS HOLLOW |  |  | Non-Lead - Other | No | 1996-02-26 | 0 | Installation date is after the lead ban |  |  |  |  | Non-Lead - Other |  |  | Installation date is after the lead ban |  |  |  |  | Non-Lead |  |  |  | Domestic
MTR_026424 | 12908 SE 228TH PL | LOT 26 MISTY MEADOWS #3 |  |  | Non-Lead - Other | No |  | 0 | Installation date is after the lead ban |  |  |  |  | Non-Lead - Other |  |  | Installation date is after the lead ban |  |  |  |  | Non-Lead |  |  |  | Domestic
MTR_027111 | 22674 129TH PL SE | LOT 95 FERN CREST WEST |  |  | Non-Lead - Other | No | 2006-04-28 | 0 | Installation date is after the lead ban |  |  |  |  | Non-Lead - Other |  |  | Installation date is after the lead ban |  |  |  |  | Non-Lead |  |  |  | Domestic
MTR_027101 | 22712 129TH PL SE | LOT 102 FERN CREST WEST |  |  | Non-Lead - Other | No | 2006-04-28 | 0 | Installation date is after the lead ban |  |  |  |  | Non-Lead - Other |  |  | Installation date is after the lead ban |  |  |  |  | Non-Lead |  |  |  | Domestic
MTR_027072 | 12746 SE 226TH PL | LOT 75 FERN CREST WEST |  |  | Non-Lead - Other | No | 2006-04-28 | 0 | Installation date is after the lead ban |  |  |  |  | Non-Lead - Other |  |  | Installation date is after the lead ban |  |  |  |  | Non-Lead |  |  |  | Domestic
MTR_029474 | 22612 119TH AVE SE | LOT 43 MAPLEWOOD EAST |  |  | Non-Lead - Other | No |  | 0 | Installation date is after the lead ban |  |  |  |  | Non-Lead - Other |  |  | Installation date is after the lead ban |  |  |  |  | Non-Lead |  |  |  | Domestic
MTR_029849 | 23609 140TH AVE SE | TAX LOT 96 SW 15-22-5 |  |  | Non-Lead - Other | No |  | 0.75 | Installation date is after the lead ban |  |  |  |  | Non-Lead - Other |  |  | Installation date is after the lead ban |  |  |  |  | Non-Lead |  |  |  | Assumed
MTR_029191 | 11830 SE 227TH PL | L 27 SUNNY HILL 2 |  |  | Non-Lead - Other | No | 2007-05-23 | 0 | Installation date is after the lead ban |  |  |  |  | Non-Lead - Other |  |  | Installation date is after the lead ban |  |  |  |  | Non-Lead |  |  |  | Domestic
MTR_029412 | 11853 SE 227TH PL | L 21 SUNNY HILL 2 |  |  | Non-Lead - Other | No | 2007-05-23 | 0 | Installation date is after the lead ban |  |  |  |  | Non-Lead - Other |  |  | Installation date is after the lead ban |  |  |  |  | Non-Lead |  |  |  | Domestic
MTR_029490 | 11718 SE 231ST PL | LOT 33 TERRA HEIGHTS |  |  | Non-Lead - Other | No |  | 0 | Installation date is after the lead ban |  |  |  |  | Non-Lead - Other |  |  | Installation date is after the lead ban |  |  |  |  | Non-Lead |  |  |  | Domestic
MTR_029425 | 11740 SE 228TH PL | LOT 30 HUNTERS RUN |  |  | Non-Lead - Other | No |  | 0 | Installation date is after the lead ban |  |  |  |  | Non-Lead - Other |  |  | Installation date is after the lead ban |  |  |  |  | Non-Lead |  |  |  | Domestic
MTR_027194 | 23709 130TH AVE SE | L53 TWIN CREEKS |  |  | Non-Lead - Other | No |  | 0.75 | Installation date is after the lead ban |  |  |  |  | Non-Lead - Other |  |  | Installation date is after the lead ban |  |  |  |  | Non-Lead |  |  |  | Domestic
MTR_000645 | 23811 127TH PL SE | LOT 53 WINSBERG HAVEN (FIELDSTONE) |  |  | Non-Lead - Other | No | 1995-08-22 | 0 | Rectified Plan | No |  |  |  | Non-Lead - Other |  |  | Installation date is after the lead ban |  |  |  |  | Non-Lead |  |  |  | Domestic
MTR_002089 | 23612 127TH CT SE | LOT 11 WINSBERG HAVEN (FIELDSTONE) |  |  | Non-Lead - Other | No | 1995-08-22 | 0 | Rectified Plan | No |  |  |  | Non-Lead - Other |  |  | Installation date is after the lead ban |  |  |  |  | Non-Lead |  |  |  | Domestic
MTR_010723 | 23618 126TH PL SE | LOT 23 WINSBERG HAVEN (FIELDSTONE) |  |  | Non-Lead - Other | No | 1995-08-22 | 0 | Rectified Plan | No |  |  |  | Non-Lead - Other |  |  | Installation date is after the lead ban |  |  |  |  | Non-Lead |  |  |  | Domestic
MTR_003768 | 12411 SE 235TH ST | L 53 MERIDIAN VILLA EST |  |  | Non-Lead - Other | No | 1966-09-01 | 1 | Rectified Plan | No |  |  |  | Non-Lead - Other |  |  | Installation date is after the lead ban |  |  |  |  | Non-Lead |  |  |  | Domestic
MTR_027191 | 23554 130TH CT SE | L8 TWIN CREEKS |  |  | Non-Lead - Other | No |  | 1 | Installation date is after the lead ban |  |  |  |  | Non-Lead - Other |  |  | Installation date is after the lead ban |  |  |  |  | Non-Lead |  |  |  | Domestic
MTR_007636 | 16557 121ST AVE SE | L 53 CASCADE HILLS 6 |  |  | Non-Lead - Other | No | 2019-08-05 | 0.75 | Rectified Plan |  |  |  |  | Non-Lead - Other |  |  | Statistical analysis |  |  |  |  | Non-Lead |  |  |  | Assumed
MTR_007607 | 16571 121ST AVE SE | LOT 55 CASCADE HILLS #6 |  |  | Non-Lead - Other | No | 2019-08-05 | 0.75 | Rectified Plan |  |  |  |  | Non-Lead - Other |  |  | Statistical analysis |  |  |  |  | Non-Lead |  |  |  | Assumed
MTR_003686 | 12331 SE 237TH PL | LOT 21 OAKDALE |  |  | Non-Lead - Other | No | 1989-04-20 | 6 | Rectified Plan | No |  |  |  | Non-Lead - Other |  |  | Installation date is after the lead ban |  |  |  |  | Non-Lead |  |  |  | Domestic
MTR_003601 | 12256 SE 234TH ST | L 34 MERIDIAN VILLA EST. |  |  | Non-Lead - Other | No | 1966-09-01 | 0.75 | Rectified Plan | No |  |  |  | Non-Lead - Other |  |  | Installation date is after the lead ban |  |  |  |  | Non-Lead |  |  |  | Irrigation
MTR_026728 | 22819 126TH PL SE | L16 MERIDIAN HIGHLANDS |  |  | Non-Lead - Other | No |  | 0 | Installation date is after the lead ban |  |  |  |  | Non-Lead - Other |  |  | Installation date is after the lead ban |  |  |  |  | Non-Lead |  |  |  | Domestic
MTR_026486 | 22810 126TH AVE SE | L86 CORONADO KNOLLS |  |  | Non-Lead - Other | No |  | 0 | Installation date is after the lead ban |  |  |  |  | Non-Lead - Other |  |  | Installation date is after the lead ban |  |  |  |  | Non-Lead |  |  |  | Domestic
MTR_027956 | 12223 SE 223RD DR | L47 MEADOWGREEN EST |  |  | Non-Lead - Other | No |  | 5.25 | Installation date is after the lead ban |  |  |  |  | Non-Lead - Other |  |  | Installation date is after the lead ban |  |  |  |  | Non-Lead |  |  |  | Hydrant
MTR_028475 | 22233 125TH CT SE | LOT 167 SUMMERGLEN #3 |  |  | Non-Lead - Other | No |  | 5.25 | Installation date is after the lead ban |  |  |  |  | Non-Lead - Other |  |  | Installation date is after the lead ban |  |  |  |  | Non-Lead |  |  |  | Hydrant
MTR_028117 | 11842 SE 218TH PL | L 3 CROWN TERRACE |  |  | Non-Lead - Other | No |  | 0 | Installation date is after the lead ban |  |  |  |  | Non-Lead - Other |  |  | Installation date is after the lead ban |  |  |  |  | Non-Lead |  |  |  | Domestic
MTR_027589 | 21711 122ND PL SE | LOT 20 GLEN MAR |  |  | Non-Lead - Plastic | No | 1975-04-29 | 1 | Rectified Plan | No |  |  |  | Non-Lead - Other |  |  | Installation date is after the lead ban |  |  |  |  | Non-Lead |  |  |  | Domestic
MTR_028619 | 21616 124TH AVE SE | LOT 38 PARKWAY ESTATES |  |  | Non-Lead - Other | No | 1978-07-26 | 0 | Installation date is after the lead ban |  |  |  |  | Non-Lead - Other |  |  | Installation date is after the lead ban |  |  |  |  | Non-Lead |  |  |  | Domestic
MTR_014676 | 12904 SE 160TH ST | LOT 77 FAIRLANE WOODS |  |  | Non-Lead - Other | No | 2016-06-22 | 0.75 | Installation date is after the lead ban |  |  |  |  | Non-Lead - Other |  |  | Installation date is after the lead ban |  |  |  |  | Non-Lead |  |  |  | Domestic
MTR_030103 | 12431 SE 158TH ST | L2 B2 CASCADE VILLAGE 4 |  |  | Non-Lead - Other | No | 2016-06-22 | 0.75 | Rectified Plan |  |  |  |  | Non-Lead - Other |  |  | Statistical analysis |  |  |  |  | Non-Lead |  |  |  | Domestic
MTR_011406 | 12736 SE 167TH ST | L 38 CASCADE HILLS 8 |  |  | Non-Lead - Other | Unknown |  | 1 | Statistical analysis |  |  |  |  | Non-Lead - Other |  |  | Statistical analysis |  |  |  |  | Non-Lead |  |  |  | Domestic
MTR_025483 | 20928 127TH PL SE | LOT 41 JASON LANE |  |  | Non-Lead - Other | No |  | 0 | Installation date is after the lead ban |  |  |  |  | Non-Lead - Other |  |  | Installation date is after the lead ban |  |  |  |  | Non-Lead |  |  |  | Domestic
MTR_027291 | 13912 SE 238TH PL | LOT 3 COUNTRY CLUB NORTH #1 |  |  | Non-Lead - Plastic | No | 1999-02-03 | 0.75 | Rectified Plan | No |  |  |  | Non-Lead - Other |  |  | Installation date is after the lead ban |  |  |  |  | Non-Lead |  |  |  | Domestic
MTR_027292 | 23831 139TH PL SE | LOT 7 COUNTRY CLUB NORTH 1 |  |  | Non-Lead - Plastic | No | 1999-02-03 | 0.75 | Rectified Plan | No |  |  |  | Non-Lead - Other |  |  | Installation date is after the lead ban |  |  |  |  | Non-Lead |  |  |  | Domestic
MTR_016101 | 18201 157TH AVE SE | L 8 CARRIAGEWOOD 7 |  |  | Non-Lead - Plastic | No | 1983-07-01 | 0 | Rectified Plan | No |  |  |  | Non-Lead - Other |  |  | Installation date is after the lead ban |  |  |  |  | Non-Lead |  |  |  | Domestic
MTR_029229 | 11645 SE 230TH PL | LOT 7 HUNTERS GROVE |  |  | Non-Lead - Other | No | 1997-08-22 | 0 | Installation date is after the lead ban |  |  |  |  | Non-Lead - Other |  |  | Installation date is after the lead ban |  |  |  |  | Non-Lead |  |  |  | Domestic
MTR_029748 | 11607 SE 230TH PL | LOT 1 HUNTERS GROVE |  |  | Non-Lead - Other | No | 1997-08-22 | 0 | Installation date is after the lead ban |  |  |  |  | Non-Lead - Other |  |  | Installation date is after the lead ban |  |  |  |  | Non-Lead |  |  |  | Domestic
MTR_010106 | 23601 119TH PL SE | LOT 94 KENT HIGHLANDS |  |  | Non-Lead - Other | No | 2006-11-01 | 0 | Rectified Plan | No |  |  |  | Non-Lead - Other |  |  | Installation date is after the lead ban |  |  |  |  | Non-Lead |  |  |  | Domestic
MTR_003270 | 23221 118TH PL SE | LOT 22 PINERIDGE |  |  | Non-Lead - Other | No | 2008-09-03 | 0 | Rectified Plan | No |  |  |  | Non-Lead - Other |  |  | Installation date is after the lead ban |  |  |  |  | Non-Lead |  |  |  | Domestic
MTR_002715 | 12409 SE 238TH PL | LOT 4 MERIDIAN GLENN |  |  | Non-Lead - Other | No | 2000-11-08 | 0 | Rectified Plan | No |  |  |  | Non-Lead - Other |  |  | Installation date is after the lead ban |  |  |  |  | Non-Lead |  |  |  | Domestic
MTR_004007 | 12307 SE 235TH ST | L 49 MERIDIAN VILLA EST. |  |  | Non-Lead - Other | Unknown | 1966-09-01 | 1 | Rectified Plan | No |  |  |  | Non-Lead - Other |  |  | Statistical analysis |  |  |  |  | Non-Lead |  |  |  | Domestic
MTR_015355 | 12740 SE 172ND ST | L 100 CASCADE VISTA # 3 |  |  | Non-Lead - Other | No | 2010-10-25 | 0 | Rectified Plan |  |  |  |  | Non-Lead - Other |  |  | Statistical analysis |  |  |  |  | Non-Lead |  |  |  | Domestic
MTR_014878 | 16847 124TH AVE SE | L28 BL1 CASCADE VISTA#1 |  |  | Non-Lead - Copper | No | 2010-10-25 | 1 | Rectified Plan | No |  |  |  | Non-Lead - Other |  |  | Statistical analysis |  |  |  |  | Non-Lead |  |  |  | Domestic
MTR_026834 | 13342 SE 227TH PL | LOT 87 FERN CREST AKA MEADOW RIDGE |  |  | Non-Lead - Other | No | 2005-06-17 | 0 | Installation date is after the lead ban |  |  |  |  | Non-Lead - Other |  |  | Installation date is after the lead ban |  |  |  |  | Non-Lead |  |  |  | Domestic
MTR_015395 | 17205 129TH AVE SE | LOT 1 BLK 1 RENTON PARK |  |  | Non-Lead - Other | No | 2011-08-10 | 0 | Rectified Plan |  |  |  |  | Non-Lead - Other |  |  | Statistical analysis |  |  |  |  | Non-Lead |  |  |  | Domestic
MTR_027409 | 13819 SE 237TH PL | LOT 11 JANES PLACE |  |  | Non-Lead - Other | No | 1989-01-13 | 0 | Installation date is after the lead ban |  |  |  |  | Non-Lead - Other |  |  | Installation date is after the lead ban |  |  |  |  | Non-Lead |  |  |  | Domestic
MTR_027385 | 13828 SE 237TH PL | LOT 7 JANES PLACE |  |  | Non-Lead - Other | No | 1989-01-13 | 0 | Installation date is after the lead ban |  |  |  |  | Non-Lead - Other |  |  | Installation date is after the lead ban |  |  |  |  | Non-Lead |  |  |  | Domestic
MTR_027302 | 13917 SE 239TH ST | LOT 17 COUNTRY CLUB NORTH #1 |  |  | Non-Lead - Plastic | No | 1999-02-03 | 0.75 | Rectified Plan | No |  |  |  | Non-Lead - Other |  |  | Installation date is after the lead ban |  |  |  |  | Non-Lead |  |  |  | Domestic
MTR_027453 | 23717 138TH AVE SE | LOT 67 NORTHPEAK CREST |  |  | Non-Lead - Other | No | 1979-07-01 | 0 | Installation date is after the lead ban |  |  |  |  | Non-Lead - Other |  |  | Installation date is after the lead ban |  |  |  |  | Non-Lead |  |  |  | Domestic
MTR_029302 | 11614 SE 231ST PL | LOT 39 TERRA HEIGHTS |  |  | Non-Lead - Other | No |  | 0 | Installation date is after the lead ban |  |  |  |  | Non-Lead - Other |  |  | Installation date is after the lead ban |  |  |  |  | Non-Lead |  |  |  | Domestic
MTR_004063 | 11809 SE 234TH ST | L 2 SHT. PLAT 876 0 86 |  |  | Non-Lead - Other | No | 2008-09-03 | 0 | Rectified Plan | No |  |  |  | Non-Lead - Other |  |  | Installation date is after the lead ban |  |  |  |  | Non-Lead |  |  |  | Domestic
MTR_026472 | 22635 127TH AVE SE | LOT 100 PHEASANTS HOLLOW |  |  | Non-Lead - Other | No | 1996-02-27 | 0 | Installation date is after the lead ban |  |  |  |  | Non-Lead - Other |  |  | Installation date is after the lead ban |  |  |  |  | Non-Lead |  |  |  | Domestic
MTR_026551 | 12838 SE 232ND ST | LOT 16 MISTY MEADOWS #1 |  |  | Non-Lead - Other | No |  | 0 | Installation date is after the lead ban |  |  |  |  | Non-Lead - Other |  |  | Installation date is after the lead ban |  |  |  |  | Non-Lead |  |  |  | Domestic
MTR_003466 | 13003 SE 232ND PL | LOT 34 MISTY MEADOWS #1 |  |  | Non-Lead Plastic | No |  | 0 | Field inspection only with no records | Yes | Visual inspection at meter pit | 2023-11-30 |  | Non-Lead Plastic |  |  | Field inspection only with no records | Yes | Visual inspection at meter pit | 2023-11-30 |  | Non-Lead |  |  |  | Domestic
MTR_003747 | 23307 132ND AVE SE | L 1 MERIDIAN VILLA ESTAT |  |  | Non-Lead - Other | No |  | 0 | Installation date is after the lead ban |  |  |  |  | Non-Lead - Other |  |  | Installation date is after the lead ban |  |  |  |  | Non-Lead |  |  |  | Assumed
MTR_026643 | 22812 126TH PL SE | L42 MERIDIAN HIGHLANDS |  |  | Non-Lead - Other | No |  | 0 | Installation date is after the lead ban |  |  |  |  | Non-Lead - Other |  |  | Installation date is after the lead ban |  |  |  |  | Non-Lead |  |  |  | Domestic
MTR_026621 | 22912 126TH PL SE | L37 MEREDIAN HIGHLANDS |  |  | Non-Lead - Other | No |  | 0 | Installation date is after the lead ban |  |  |  |  | Non-Lead - Other |  |  | Installation date is after the lead ban |  |  |  |  | Non-Lead |  |  |  | Domestic
MTR_026797 | 23100 135TH AVE SE | LOT 4 BLK2 STARCREST #3 |  |  | Non-Lead - Other | Unknown |  | 0 | Statistical analysis |  |  |  |  | Non-Lead - Other |  |  | Statistical analysis |  |  |  |  | Non-Lead |  |  |  | Assumed
MTR_027266 | 23435 134TH LN SE | LOT 1 BIRCHWOOD ACRES (LAUREN LANE) |  |  | Non-Lead - Plastic | No | 1995-10-18 | 1 | Rectified Plan | No |  |  |  | Non-Lead - Other |  |  | Installation date is after the lead ban |  |  |  |  | Non-Lead |  |  |  | Domestic
MTR_027244 | 13227 SE 236TH PL | LOT 5 MERIDIAN FOREST |  |  | Non-Lead - Plastic | No | 1995-08-24 | 1 | Rectified Plan | No |  |  |  | Non-Lead - Other |  |  | Installation date is after the lead ban |  |  |  |  | Non-Lead |  |  |  | Domestic
MTR_027271 | 23430 134TH CT SE | LOT 14 BIRCHWOOD ACRES |  |  | Non-Lead - Plastic | No | 1995-10-18 | 1 | Rectified Plan | No |  |  |  | Non-Lead - Other |  |  | Installation date is after the lead ban |  |  |  |  | Non-Lead |  |  |  | Domestic
MTR_027488 | 23205 136TH PL SE | L46 WILDWOOD #2 |  |  | Non-Lead - Plastic | No | 1975-07-25 | 1 | Converted CAD | No |  |  |  | Non-Lead - Other |  |  | Installation date is after the lead ban |  |  |  |  | Non-Lead |  |  |  | Domestic
MTR_027455 | 13713 SE 237TH PL | LOT 64 NORTHPEAK CREST |  |  | Non-Lead - Other | No | 1979-07-01 | 0 | Installation date is after the lead ban |  |  |  |  | Non-Lead - Other |  |  | Installation date is after the lead ban |  |  |  |  | Non-Lead |  |  |  | Domestic
MTR_007357 | 16501 126TH AVE SE | L2 B2 CASCADE VISTA 8 |  |  | Non-Lead - Other | Unknown |  | 1 | Statistical analysis |  |  |  |  | Non-Lead - Other |  |  | Statistical analysis |  |  |  |  | Non-Lead |  |  |  | Domestic
MTR_001443 | 16729 126TH AVE SE | L 16 B2 CASCADE HILLS 4 |  |  | Non-Lead - Other | Unknown |  | 0.75 | Statistical analysis |  |  |  |  | Non-Lead - Other |  |  | Statistical analysis |  |  |  |  | Non-Lead |  |  |  | Assumed
MTR_007563 | 16610 123RD AVE SE | L 108 CASCADE HILLS 7 |  |  | Non-Lead - Other | No | 2019-08-05 | 1 | Rectified Plan |  |  |  |  | Non-Lead - Other |  |  | Statistical analysis |  |  |  |  | Non-Lead |  |  |  | Domestic
MTR_007514 | 12206 SE 167TH ST | L 98 CASCADE HILLS 7 |  |  | Non-Lead - Other | No | 2019-08-05 | 1 | Rectified Plan |  |  |  |  | Non-Lead - Other |  |  | Statistical analysis |  |  |  |  | Non-Lead |  |  |  | Domestic
MTR_007577 | 12305 SE 165TH ST | L 34 CASCADE HILLS 7 |  |  | Non-Lead - Other | No | 2019-08-05 | 1 | Rectified Plan |  |  |  |  | Non-Lead - Other |  |  | Statistical analysis |  |  |  |  | Non-Lead |  |  |  | Domestic
MTR_002846 | 12314 SE 165TH ST | L 19 CASCADE HILLS 7 |  |  | Non-Lead - Other | No | 2019-08-05 | 1 | Rectified Plan |  |  |  |  | Non-Lead - Other |  |  | Statistical analysis |  |  |  |  | Non-Lead |  |  |  | Domestic
MTR_019577 | 19112 110TH PL SE | LOT 6 VILLAGE GATE TOWNHOMES |  |  | Non-Lead - Other | No | 1997-06-17 | 0 | Installation date is after the lead ban |  |  |  |  | Non-Lead - Other |  |  | Installation date is after the lead ban |  |  |  |  | Non-Lead |  |  |  | Domestic
MTR_017146 | 18314 110TH AVE SE | LOT 67 MAPLE GLEN |  |  | Non-Lead - Other | No | 1977-03-18 | 0 | Installation date is after the lead ban |  |  |  |  | Non-Lead - Other |  |  | Installation date is after the lead ban |  |  |  |  | Non-Lead |  |  |  | Domestic
MTR_019664 | 18961 108TH LN SE | LOT 20 BELGROVE @ RENTON PH 2 |  |  | Non-Lead - Other | No | 2004-06-30 | 0 | Installation date is after the lead ban |  |  |  |  | Non-Lead - Other |  |  | Installation date is after the lead ban |  |  |  |  | Non-Lead |  |  |  | Domestic
MTR_022520 | 11320 SE 193RD PL | LOT 36 PANTHER MEADOWS |  |  | Non-Lead - Other | No | 2004-07-26 | 0 | Installation date is after the lead ban |  |  |  |  | Non-Lead - Other |  |  | Installation date is after the lead ban |  |  |  |  | Non-Lead |  |  |  | Domestic
MTR_027473 | 23220 138TH AVE SE | L15 WILDWOOD #2 |  |  | Non-Lead - Plastic | No | 1975-07-25 | 1 | Converted CAD | No |  |  |  | Non-Lead - Other |  |  | Installation date is after the lead ban |  |  |  |  | Non-Lead |  |  |  | Domestic
MTR_026748 | 13608 SE 231ST ST | LOT 11 QUIET VALLEY |  |  | Non-Lead - Other | No |  | 0 | Installation date is after the lead ban |  |  |  |  | Non-Lead - Other |  |  | Installation date is after the lead ban |  |  |  |  | Non-Lead |  |  |  | Domestic
MTR_022782 | 19245 121ST PL SE | LOT 7 GOLDEN HILLS |  |  | Non-Lead - Other | No | 1978-07-26 | 0 | Installation date is after the lead ban |  |  |  |  | Non-Lead - Other |  |  | Installation date is after the lead ban |  |  |  |  | Non-Lead |  |  |  | Domestic
MTR_007249 | 12227 SE 165TH ST | L 33 CASCADE HILLS 7 |  |  | Non-Lead Plastic | No | 2019-08-05 | 1 | Rectified Plan | Yes | Visual inspection at the meter pit | 2024-02-08 |  | Non-Lead Plastic |  |  | Field inspection only with no records | Yes | Visual inspection at the meter pit | 2024-02-08 |  | Non-Lead |  |  |  | Domestic
MTR_018885 | 18405 107TH PL SE | LOT 6 VANTAGE GLEN II |  |  | Non-Lead - Other | No | 1996-01-16 | 0 | Statistical analysis |  |  |  |  | Non-Lead - Other |  |  | Statistical analysis |  |  |  |  | Non-Lead |  |  |  | Domestic
MTR_005252 | 12201 SE 165TH ST | LOT 29 CASCADE HILLS #7 |  |  | Non-Lead - Other | No | 2019-08-05 | 1 | Rectified Plan |  |  |  |  | Non-Lead - Other |  |  | Statistical analysis |  |  |  |  | Non-Lead |  |  |  | Domestic
MTR_005285 | 16507 121ST AVE SE | L 83 CASCADE HILLS 6 |  |  | Non-Lead - Other | No | 2019-08-05 | 0.75 | Rectified Plan |  |  |  |  | Non-Lead - Other |  |  | Statistical analysis |  |  |  |  | Non-Lead |  |  |  | Domestic
MTR_007250 | 16506 121ST AVE SE | L 97 CASCADE HILLS 6 |  |  | Non-Lead - Other | No | 2019-08-05 | 0.75 | Rectified Plan |  |  |  |  | Non-Lead - Other |  |  | Statistical analysis |  |  |  |  | Non-Lead |  |  |  | Domestic
MTR_029970 | 16150 126TH AVE SE | L7 BLK3 CASCADE VISTA#7 |  |  | Non-Lead - Other | No | 2016-06-22 | 0.75 | Rectified Plan |  |  |  |  | Non-Lead - Other |  |  | Statistical analysis |  |  |  |  | Non-Lead |  |  |  | Domestic
MTR_007287 | 15742 116TH AVE SE | L6 BLK1 CASCADE VISTA #2 |  |  | Non-Lead - Other | No | 2014-04-16 | 0 | Rectified Plan |  |  |  |  | Non-Lead - Other |  |  | Statistical analysis |  |  |  |  | Non-Lead |  |  |  | Domestic
MTR_030002 | 12659 SE 161ST ST | L4 BK2 CASCADE VISTA #4 |  |  | Non-Lead - Other | No | 2016-06-22 | 0.75 | Rectified Plan |  |  |  |  | Non-Lead - Other |  |  | Statistical analysis |  |  |  |  | Non-Lead |  |  |  | Domestic
MTR_030049 | 16104 128TH AVE SE | L 1 B 3 CASCADE VISTA 4 |  |  | Non-Lead - Other | No | 2016-06-22 | 0.75 | Rectified Plan |  |  |  |  | Non-Lead - Other |  |  | Statistical analysis |  |  |  |  | Non-Lead |  |  |  | Domestic
MTR_029926 | 16016 123RD PL SE | L11 B3 CASCADE VILLAGE#2 |  |  | Non-Lead - Other | No | 2016-06-22 | 0.75 | Rectified Plan |  |  |  |  | Non-Lead - Other |  |  | Statistical analysis |  |  |  |  | Non-Lead |  |  |  | Domestic
MTR_030062 | 16036 126TH AVE SE | L 1 B 1 CASCADE VISTA 4 |  |  | Non-Lead - Other | No | 2016-06-22 | 0.75 | Rectified Plan |  |  |  |  | Non-Lead - Other |  |  | Statistical analysis |  |  |  |  | Non-Lead |  |  |  | Domestic
MTR_029927 | 16127 126TH AVE SE | L4 BLK1 CASCADE VISTA #7 |  |  | Non-Lead - Other | No | 2016-06-22 | 0.75 | Rectified Plan |  |  |  |  | Non-Lead - Other |  |  | Statistical analysis |  |  |  |  | Non-Lead |  |  |  | Domestic
MTR_006217 | 11617 SE 163RD ST | L3 BL1 CASCADE HILLS#1 |  |  | Non-Lead - Other | No | 2006-08-31 | 0 | Rectified Plan |  |  |  |  | Non-Lead - Other |  |  | Statistical analysis |  |  |  |  | Non-Lead |  |  |  | Domestic
MTR_015074 | 15765 120TH AVE SE | L6 B4 CASCADE VISTA 2 |  |  | Non-Lead - Other | No | 2014-04-16 | 1 | Rectified Plan |  |  |  |  | Non-Lead - Other |  |  | Statistical analysis |  |  |  |  | Non-Lead |  |  |  | Domestic
MTR_006096 | 15719 117TH AVE SE | L20 BLK1 CASCADE VISTA#2 |  |  | Non-Lead - Other | No | 2014-04-16 | 0 | Rectified Plan |  |  |  |  | Non-Lead - Other |  |  | Statistical analysis |  |  |  |  | Non-Lead |  |  |  | Domestic
MTR_011213 | 16501 115TH AVE SE | LOT 19 BIEGLER-NILLES ADDITION |  |  | Non-Lead - Other | Unknown |  | 0 | Statistical analysis |  |  |  |  | Non-Lead - Other |  |  | Statistical analysis |  |  |  |  | Non-Lead |  |  |  | Assumed
MTR_011160 | 11435 SE 162ND ST | E 100 LOT 5 BLOCK 4 AKERS FARMS # 6 |  |  | Non-Lead - Other | Unknown |  | 0 | Statistical analysis |  |  |  |  | Non-Lead - Other |  |  | Statistical analysis |  |  |  |  | Non-Lead |  |  |  | Domestic
MTR_014858 | 17034 124TH AVE SE | L14 BL1 CASCADE VISTA #1 |  |  | Non-Lead - Other | No | 2010-10-25 | 0 | Rectified Plan |  |  |  |  | Non-Lead - Other |  |  | Statistical analysis |  |  |  |  | Non-Lead |  |  |  | Domestic
MTR_014952 | 17025 122ND AVE SE | L21 B4 CASCADE VISTA #1 |  |  | Non-Lead - Other | No | 2010-10-25 | 1 | Rectified Plan |  |  |  |  | Non-Lead - Other |  |  | Statistical analysis |  |  |  |  | Non-Lead |  |  |  | Domestic
MTR_014833 | 12307 SE 172ND ST | L14 BLK10 CASCADE VISTA1 |  |  | Non-Lead - Other | No | 2010-10-25 | 1 | Rectified Plan |  |  |  |  | Non-Lead - Other |  |  | Statistical analysis |  |  |  |  | Non-Lead |  |  |  | Domestic
MTR_014347 | 17159 114TH AVE SE | LOT 12 GLACIER VIEW TOWNHOMES BLDG 1B |  |  | Non-Lead - Other | No | 2005-10-28 | 1 | Installation date is after the lead ban |  |  |  |  | Non-Lead - Other |  |  | Installation date is after the lead ban |  |  |  |  | Non-Lead |  |  |  | Domestic
MTR_014717 | 12956 SE 157TH PL | LOT 34 FAIRLANE WOODS |  |  | Non-Lead - Other | No | 1978-09-22 | 0 | Installation date is after the lead ban |  |  |  |  | Non-Lead - Other |  |  | Installation date is after the lead ban |  |  |  |  | Non-Lead |  |  |  | Domestic
MTR_030105 | 12613 SE 158TH ST | L4 B2 CASCADE VILLAGE 4 |  |  | Non-Lead Plastic | No | 2016-06-22 | 0.75 | Rectified Plan | Yes | Visual inspection at the meter pit | 2024-02-09 |  | Copper |  |  | Field inspection only with no records | Yes | Visual inspection at the meter pit | 2024-02-09 |  | Non-Lead |  |  |  | Domestic
MTR_023612 | 9708 1/2 S 222ND ST | LOT 27 UNEEDAN ORCHARD TRACTS |  |  | Non-Lead - Other | No |  | 0 | Installation date is after the lead ban |  |  |  |  | Non-Lead - Other |  |  | Installation date is after the lead ban |  |  |  |  | Non-Lead |  |  |  | Assumed
MTR_011785 | 13055 SE 161ST ST | L27 FAIRWOOD DIV. #9 |  |  | Non-Lead - Other | No |  | 1 | Installation date is after the lead ban |  |  |  |  | Non-Lead - Other |  |  | Installation date is after the lead ban |  |  |  |  | Non-Lead |  |  |  | Domestic
MTR_030019 | 12712 SE 163RD ST | LOT 1 BLOCK 1 CASCADE VISTA #5 |  |  | Non-Lead - Other | No | 2016-06-22 | 0.75 | Rectified Plan |  |  |  |  | Non-Lead - Other |  |  | Statistical analysis |  |  |  |  | Non-Lead |  |  |  | Domestic
MTR_014263 | 17018 110TH PL SE | LOT 42 THRESHOLD I |  |  | Non-Lead - Other | No | 1995-08-21 | 1 | Rectified Plan | No |  |  |  | Non-Lead - Other |  |  | Installation date is after the lead ban |  |  |  |  | Non-Lead |  |  |  | Domestic
MTR_028534 | 22310 123RD PL SE | LOT 49 SUMMERGLEN #1 |  |  | Non-Lead - Other | No |  | 0 | Installation date is after the lead ban |  |  |  |  | Non-Lead - Other |  |  | Installation date is after the lead ban |  |  |  |  | Non-Lead |  |  |  | Domestic
MTR_017015 | 15418 SE 176TH PL | LOT 84 CANDLEWOOD RIDGE #4 |  |  | Non-Lead - Other | No | 1977-07-01 | 0 | Installation date is after the lead ban |  |  |  |  | Non-Lead - Other |  |  | Installation date is after the lead ban |  |  |  |  | Non-Lead |  |  |  | Domestic
MTR_017444 | 18043 120TH AVE SE |  |  |  | Non-Lead - Other | No | 1975-08-05 | 0 | Relative Placement |  |  |  |  | Non-Lead - Other |  |  | Statistical analysis |  |  |  |  | Non-Lead |  |  |  | Assumed
MTR_020914 | 18501 132ND PL SE | LOT 51 FOREST ESTATES 1 |  |  | Non-Lead - Other | No | 1978-08-01 | 0 | Installation date is after the lead ban |  |  |  |  | Non-Lead - Other |  |  | Installation date is after the lead ban |  |  |  |  | Non-Lead |  |  |  | Hydrant
MTR_021089 | 13404 SE 189TH PL | L 25 CEDAR ESTATES |  |  | Non-Lead - Other | No | 1984-04-04 | 0 | Installation date is after the lead ban |  |  |  |  | Non-Lead - Other |  |  | Installation date is after the lead ban |  |  |  |  | Non-Lead |  |  |  | Domestic
MTR_011803 | 10720 SE 170TH ST | LOT 3-D MARVIN GARDENS |  |  | Non-Lead - Plastic | No | 2002-07-28 | 1 | Rectified Plan |  |  |  |  | Non-Lead - Other |  |  | Installation date is after the lead ban |  |  |  |  | Non-Lead |  |  |  | Domestic
MTR_011916 | 1238 S 35TH ST | LOT 1 WINSPER II |  |  | Non-Lead - Other | No | 1998-02-25 | 1 | Installation date is after the lead ban |  |  |  |  | Non-Lead - Other |  |  | Installation date is after the lead ban |  |  |  |  | Non-Lead |  |  |  | Irrigation
MTR_011867 | 16618 104TH AVE SE | N 65 235 LESS E 127 73 LOT 2 BLK 2 AKER'S FARMS5 |  |  | Non-Lead - Other | No | 1995-08-29 | 0 | Rectified Plan |  |  |  |  | Non-Lead - Other |  |  | Statistical analysis |  |  |  |  | Non-Lead |  |  |  | Domestic
MTR_017301 | 17659 110TH AVE SE | L25 MELRIDGE ADD. |  |  | Non-Lead - Other | No | 2011-08-10 | 1 | Rectified Plan |  |  |  |  | Non-Lead - Other |  |  | Statistical analysis |  |  |  |  | Non-Lead |  |  |  | Domestic
MTR_017291 | 17827 110TH AVE SE | L29 MELRIDGE ADD. |  |  | Non-Lead - Other | No | 2011-08-10 | 1 | Rectified Plan |  |  |  |  | Non-Lead - Other |  |  | Statistical analysis |  |  |  |  | Non-Lead |  |  |  | Domestic
MTR_017310 | 17628 110TH AVE SE | L3 MELRIDGE ADD. |  |  | Non-Lead - Other | No | 2011-08-10 | 1 | Rectified Plan |  |  |  |  | Non-Lead - Other |  |  | Statistical analysis |  |  |  |  | Non-Lead |  |  |  | Domestic
MTR_017307 | 17637 110TH AVE SE | L22 MELRIDGE ADD. |  |  | Non-Lead - Other | No | 2011-08-10 | 1 | Rectified Plan |  |  |  |  | Non-Lead - Other |  |  | Statistical analysis |  |  |  |  | Non-Lead |  |  |  | Domestic
MTR_017305 | 17636 110TH AVE SE | L4 MELRIDGE ADD. |  |  | Non-Lead - Other | No | 2011-08-10 | 1 | Rectified Plan |  |  |  |  | Non-Lead - Other |  |  | Statistical analysis |  |  |  |  | Non-Lead |  |  |  | Domestic
MTR_020191 | 19252 107TH AVE SE | POR L18 PANT LK GARD TRT |  |  | Non-Lead - Other | Unknown |  | 0 | Statistical analysis |  |  |  |  | Non-Lead - Other |  |  | Statistical analysis |  |  |  |  | Non-Lead |  |  |  | Assumed
MTR_017659 | 17801 111TH AVE SE | L24 HIGGINBOTHAM ADD. |  |  | Non-Lead - Other | Unknown |  | 0 | Statistical analysis |  |  |  |  | Non-Lead - Other |  |  | Statistical analysis |  |  |  |  | Non-Lead |  |  |  | Assumed
MTR_017194 | 17731 112TH AVE SE | LOT 21 BENSON HILL |  |  | Non-Lead - Other | No | 1999-09-22 | 0 | Installation date is after the lead ban |  |  |  |  | Non-Lead - Other |  |  | Installation date is after the lead ban |  |  |  |  | Non-Lead |  |  |  | Domestic
MTR_026859 | 13260 SE 227TH ST | LOT 69 FERN CREST AKA MEADOW RIDGE |  |  | Non-Lead - Other | No | 2005-06-17 | 0 | Installation date is after the lead ban |  |  |  |  | Non-Lead - Other |  |  | Installation date is after the lead ban |  |  |  |  | Non-Lead |  |  |  | Domestic
MTR_017324 | 17660 109TH AVE SE | L6 BISTOW ADD. |  |  | Non-Lead - Other | No | 2011-08-10 | 1 | Rectified Plan |  |  |  |  | Non-Lead - Other |  |  | Statistical analysis |  |  |  |  | Non-Lead |  |  |  | Domestic
MTR_026840 | 13321 SE 227TH PL | LOT 39 FERN CREST AKA MEADOW RIDGE |  |  | Non-Lead - Other | No | 2005-06-17 | 0 | Installation date is after the lead ban |  |  |  |  | Non-Lead - Other |  |  | Installation date is after the lead ban |  |  |  |  | Non-Lead |  |  |  | Domestic
MTR_026850 | 13255 SE 227TH PL | LOT 45 FERN CREST AKA MEADOW RIDGE |  |  | Non-Lead - Other | No | 2005-06-17 | 0 | Installation date is after the lead ban |  |  |  |  | Non-Lead - Other |  |  | Installation date is after the lead ban |  |  |  |  | Non-Lead |  |  |  | Domestic
MTR_027349 | 23224 134TH AVE SE | L 33 WILDWOOD EST 1 |  |  | Non-Lead - Other | No |  | 0 | Installation date is after the lead ban |  |  |  |  | Non-Lead - Other |  |  | Installation date is after the lead ban |  |  |  |  | Non-Lead |  |  |  | Domestic
MTR_027345 | 13320 SE 233RD ST | L 49 WILDWOOD EST 1 |  |  | Non-Lead - Other | No |  | 0 | Installation date is after the lead ban |  |  |  |  | Non-Lead - Other |  |  | Installation date is after the lead ban |  |  |  |  | Non-Lead |  |  |  | Domestic
MTR_026767 | 13247 SE 230TH ST | L 3 B 3 STARCREST |  |  | Non-Lead - Other | No | 2015-06-13 | 0 | Rectified Plan |  |  |  |  | Non-Lead - Other |  |  | Statistical analysis |  |  |  |  | Non-Lead |  |  |  | Domestic
MTR_026806 | 13240 SE 230TH ST | LOT3 BLK1 STARCREST ADD |  |  | Non-Lead - Other | Unknown |  | 0 | Statistical analysis |  |  |  |  | Non-Lead - Other |  |  | Statistical analysis |  |  |  |  | Non-Lead |  |  |  | Domestic
MTR_019977 | 10159 SE 192ND PL | LOT 1 TALBOT RIDGE ESTATES |  |  | Non-Lead - Other | No | 2009-08-19 | 0 | Installation date is after the lead ban |  |  |  |  | Non-Lead - Other |  |  | Installation date is after the lead ban |  |  |  |  | Non-Lead |  |  |  | Domestic
MTR_020129 | 10321 SE 192ND ST | TL135 SEC W1/2 5-22-5 |  |  | Non-Lead - Other | Unknown |  | 0 | Statistical analysis |  |  |  |  | Non-Lead - Other |  |  | Statistical analysis |  |  |  |  | Non-Lead |  |  |  | Assumed
MTR_011872 | 16629 105TH AVE SE | L3 BLK2 AKERS FARMS #5 |  |  | Non-Lead - Other | No | 1999-03-24 | 0 | Statistical analysis |  |  |  |  | Non-Lead - Other |  |  | Statistical analysis |  |  |  |  | Non-Lead |  |  |  | Domestic
MTR_006198 | 16212 122ND AVE SE | L21 BLK5 CASCADE HILLS#3 |  |  | Non-Lead - Other | No | 2007-07-01 | 1 | Rectified Plan |  |  |  |  | Non-Lead - Other |  |  | Statistical analysis |  |  |  |  | Non-Lead |  |  |  | Domestic
MTR_014656 | 15818 130TH PL SE | LOT 13 FAIRLANE WOODS |  |  | Non-Lead - Other | No | 1978-09-22 | 0 | Installation date is after the lead ban |  |  |  |  | Non-Lead - Other |  |  | Installation date is after the lead ban |  |  |  |  | Non-Lead |  |  |  | Domestic
MTR_011392 | 16533 BENSON RD S | PORTION LOT 4 BLOCK A AKERS FARMS |  |  | Non-Lead - Other | No | 1999-03-24 | 0 | Rectified Plan |  |  |  |  | Non-Lead - Other |  |  | Statistical analysis |  |  |  |  | Non-Lead |  |  |  | Domestic
MTR_011307 | 10814 SE 166TH ST | LOT 7 BLOCK 9 AKERS FARMS #6 |  |  | Non-Lead - Other | No | 2003-03-28 | 0 | Rectified Plan |  |  |  |  | Non-Lead - Other |  |  | Statistical analysis |  |  |  |  | Non-Lead |  |  |  | Domestic
MTR_004668 | 16146 122ND AVE SE | L18 BLK4 CASCADE HILLS#3 |  |  | Non-Lead - Other | No | 2007-07-01 | 1 | Rectified Plan |  |  |  |  | Non-Lead - Other |  |  | Statistical analysis |  |  |  |  | Non-Lead |  |  |  | Domestic
MTR_029062 | 11218 SE 222ND ST | LOT 10 PEDERSON PLACE #2 (VICTORIA |  |  | Non-Lead - Other | No |  | 0 | Installation date is after the lead ban |  |  |  |  | Non-Lead - Other |  |  | Installation date is after the lead ban |  |  |  |  | Non-Lead |  |  |  | Domestic
MTR_028935 | 22112 112TH PL SE | LOT 1 44 PEDERSON PLACE #2 (VICTORI A PLACE) |  |  | Non-Lead - Other | No |  | 0 | Installation date is after the lead ban |  |  |  |  | Non-Lead - Other |  |  | Installation date is after the lead ban |  |  |  |  | Non-Lead |  |  |  | Domestic
MTR_024469 | 13028 SE 207TH PL | L35 GREENACRES EAST |  |  | Non-Lead - Other | No |  | 0 | Installation date is after the lead ban |  |  |  |  | Non-Lead - Other |  |  | Installation date is after the lead ban |  |  |  |  | Non-Lead |  |  |  | Domestic
MTR_019309 | 19803 97TH AVE S | LOT 14 MALABAR HILLS |  |  | Non-Lead - Other | No |  | 0 | Installation date is after the lead ban |  |  |  |  | Non-Lead - Other |  |  | Installation date is after the lead ban |  |  |  |  | Non-Lead |  |  |  | Assumed
MTR_020420 | 20522 103RD AVE SE | TL 108 W1/2 SEC 5-22-5 |  |  | Non-Lead Plastic | Unknown |  | 0 | Converted CAD | Yes | Visual inspection at the meter pit | 2024-01-30 |  | Galvanized Requiring Replacement |  |  | Field inspection only with no records | Yes | Visual inspection at the meter pit | 2024-01-30 |  | Galvanized Requiring Replacement |  |  |  | Domestic
MTR_016728 | 18219 154TH PL SE | LOT 19 CARRIAGEWOOD #4 |  |  | Non-Lead - Other | No | 1983-07-01 | 0 | Installation date is after the lead ban |  |  |  |  | Non-Lead - Other |  |  | Installation date is after the lead ban |  |  |  |  | Non-Lead |  |  |  | Domestic
MTR_016371 | REC LOT/160TH PL & 183RD PLAYG | REC LOT/160TH PL & 183RD PLAYGROUND |  |  | Non-Lead - Other | No | 1998-10-10 | 0 | Rectified Plan |  |  |  |  | Non-Lead - Other |  |  | Statistical analysis |  |  |  |  | Non-Lead |  |  |  | Irrigation
MTR_020954 | 18617 134TH AVE SE | LOT 84 FOREST ESTATES |  |  | Non-Lead - Other | No | 1978-08-01 | 0 | Installation date is after the lead ban |  |  |  |  | Non-Lead - Other |  |  | Installation date is after the lead ban |  |  |  |  | Non-Lead |  |  |  | Domestic
MTR_021154 | 13308 SE 189TH PL | LOT 1 FOREST ESTATES #6 |  |  | Non-Lead - Other | No | 1986-08-21 | 0 | Installation date is after the lead ban |  |  |  |  | Non-Lead - Other |  |  | Installation date is after the lead ban |  |  |  |  | Non-Lead |  |  |  | Domestic
MTR_021155 | 13302 SE 189TH PL | LOT 2 FOREST ESTATES #6 |  |  | Non-Lead - Other | No | 1986-08-21 | 0 | Installation date is after the lead ban |  |  |  |  | Non-Lead - Other |  |  | Installation date is after the lead ban |  |  |  |  | Non-Lead |  |  |  | Domestic
MTR_000526 | 11603 SE 164TH ST | L 60 CASCADE HILLS 5 |  |  | Non-Lead - Other | Unknown |  | 0.75 | Statistical analysis |  |  |  |  | Non-Lead - Other |  |  | Statistical analysis |  |  |  |  | Non-Lead |  |  |  | Assumed
MTR_024415 | 20304 131ST PL SE | LOT 9 GREYSTONE |  |  | Non-Lead - Other | No | 1995-08-03 | 0 | Installation date is after the lead ban |  |  |  |  | Non-Lead - Other |  |  | Installation date is after the lead ban |  |  |  |  | Non-Lead |  |  |  | Domestic
MTR_024422 | 20353 131ST PL SE | LOT 16 GREYSTONE |  |  | Non-Lead - Other | No | 1995-08-03 | 0 | Installation date is after the lead ban |  |  |  |  | Non-Lead - Other |  |  | Installation date is after the lead ban |  |  |  |  | Non-Lead |  |  |  | Domestic
MTR_024417 | 20303 131ST PL SE | LOT 11 GREYSTONE |  |  | Non-Lead - Other | No | 1995-08-03 | 0 | Installation date is after the lead ban |  |  |  |  | Non-Lead - Other |  |  | Installation date is after the lead ban |  |  |  |  | Non-Lead |  |  |  | Domestic
MTR_024418 | 20307 131ST PL SE | LOT 12 GREYSTONE |  |  | Non-Lead - Other | No | 1995-08-03 | 0 | Installation date is after the lead ban |  |  |  |  | Non-Lead - Other |  |  | Installation date is after the lead ban |  |  |  |  | Non-Lead |  |  |  | Domestic
MTR_024421 | 20331 131ST PL SE | LOT 15 GREYSTONE |  |  | Non-Lead - Other | No | 1995-08-03 | 0 | Installation date is after the lead ban |  |  |  |  | Non-Lead - Other |  |  | Installation date is after the lead ban |  |  |  |  | Non-Lead |  |  |  | Domestic
MTR_024423 | 13104 SE 203RD PL | LOT 17 GREYSTONE |  |  | Non-Lead - Other | No | 1995-08-03 | 0 | Installation date is after the lead ban |  |  |  |  | Non-Lead - Other |  |  | Installation date is after the lead ban |  |  |  |  | Non-Lead |  |  |  | Domestic
MTR_024489 | 20412 131ST PL SE | L55 GREENACRES EAST |  |  | Non-Lead - Other | No |  | 0 | Installation date is after the lead ban |  |  |  |  | Non-Lead - Other |  |  | Installation date is after the lead ban |  |  |  |  | Non-Lead |  |  |  | Domestic
MTR_024487 | 20426 131ST PL SE | L53 GREENACRES EAST |  |  | Non-Lead - Other | No |  | 0 | Installation date is after the lead ban |  |  |  |  | Non-Lead - Other |  |  | Installation date is after the lead ban |  |  |  |  | Non-Lead |  |  |  | Domestic
MTR_024485 | 20440 131ST PL SE | L51 GREENACRES EAST |  |  | Non-Lead - Other | No |  | 0 | Installation date is after the lead ban |  |  |  |  | Non-Lead - Other |  |  | Installation date is after the lead ban |  |  |  |  | Non-Lead |  |  |  | Domestic
MTR_024486 | 20432 131ST PL SE | L52 GREENACRES EAST |  |  | Non-Lead - Other | No |  | 0 | Installation date is after the lead ban |  |  |  |  | Non-Lead - Other |  |  | Installation date is after the lead ban |  |  |  |  | Non-Lead |  |  |  | Domestic
MTR_024482 | 20454 131ST PL SE | L48 GREENACRES EAST |  |  | Non-Lead - Other | No |  | 0 | Installation date is after the lead ban |  |  |  |  | Non-Lead - Other |  |  | Installation date is after the lead ban |  |  |  |  | Non-Lead |  |  |  | Domestic
MTR_024483 | 20452 131ST PL SE | L49 GREENACRES EAST |  |  | Non-Lead - Other | No |  | 0 | Installation date is after the lead ban |  |  |  |  | Non-Lead - Other |  |  | Installation date is after the lead ban |  |  |  |  | Non-Lead |  |  |  | Domestic
MTR_024434 | 13127 SE 203RD PL | LOT 28 GREYSTONE |  |  | Non-Lead - Other | No | 1995-08-03 | 0 | Installation date is after the lead ban |  |  |  |  | Non-Lead - Other |  |  | Installation date is after the lead ban |  |  |  |  | Non-Lead |  |  |  | Domestic
MTR_024436 | 13108 SE 204TH PL | L2 GREENACRES EAST |  |  | Non-Lead - Other | No |  | 0 | Installation date is after the lead ban |  |  |  |  | Non-Lead - Other |  |  | Installation date is after the lead ban |  |  |  |  | Non-Lead |  |  |  | Domestic
MTR_024438 | 13054 SE 204TH PL | L4 GREENACRES EAST |  |  | Non-Lead - Other | No |  | 0 | Installation date is after the lead ban |  |  |  |  | Non-Lead - Other |  |  | Installation date is after the lead ban |  |  |  |  | Non-Lead |  |  |  | Domestic
MTR_024437 | 13102 SE 204TH PL | L3 GREENACRES EAST |  |  | Non-Lead - Other | No |  | 0 | Installation date is after the lead ban |  |  |  |  | Non-Lead - Other |  |  | Installation date is after the lead ban |  |  |  |  | Non-Lead |  |  |  | Domestic
MTR_016100 | 18205 157TH AVE SE | L 9 CARRIAGEWOOD 7 |  |  | Non-Lead - Plastic | No | 1983-07-01 | 0 | Rectified Plan | No |  |  |  | Non-Lead - Other |  |  | Installation date is after the lead ban |  |  |  |  | Non-Lead |  |  |  | Domestic
MTR_024442 | 13028 SE 204TH PL | L8 GREENACRES EAST |  |  | Non-Lead - Other | No |  | 0 | Installation date is after the lead ban |  |  |  |  | Non-Lead - Other |  |  | Installation date is after the lead ban |  |  |  |  | Non-Lead |  |  |  | Domestic
MTR_024441 | 13034 SE 204TH PL | L7 GREENACRES EAST |  |  | Non-Lead - Other | No |  | 0 | Installation date is after the lead ban |  |  |  |  | Non-Lead - Other |  |  | Installation date is after the lead ban |  |  |  |  | Non-Lead |  |  |  | Domestic
MTR_024490 | 13105 SE 204TH PL | L56 GREENACRES EAST |  |  | Non-Lead - Other | No |  | 0 | Installation date is after the lead ban |  |  |  |  | Non-Lead - Other |  |  | Installation date is after the lead ban |  |  |  |  | Non-Lead |  |  |  | Domestic
MTR_024491 | 13049 SE 204TH PL | L74 GREENACRES EAST |  |  | Non-Lead - Other | No |  | 0 | Installation date is after the lead ban |  |  |  |  | Non-Lead - Other |  |  | Installation date is after the lead ban |  |  |  |  | Non-Lead |  |  |  | Domestic
MTR_024555 | 20236 127TH PL SE | L23 SHERLYN PARK |  |  | Non-Lead - Other | No |  | 0 | Installation date is after the lead ban |  |  |  |  | Non-Lead - Other |  |  | Installation date is after the lead ban |  |  |  |  | Non-Lead |  |  |  | Domestic
MTR_024493 | 20419 131ST PL SE | L76 GREENACRES EAST |  |  | Non-Lead - Other | No |  | 0 | Installation date is after the lead ban |  |  |  |  | Non-Lead - Other |  |  | Installation date is after the lead ban |  |  |  |  | Non-Lead |  |  |  | Domestic
MTR_024562 | 20211 127TH PL SE | L51 SHERLYN PARK |  |  | Non-Lead - Other | No |  | 0 | Installation date is after the lead ban |  |  |  |  | Non-Lead - Other |  |  | Installation date is after the lead ban |  |  |  |  | Non-Lead |  |  |  | Assumed
MTR_024560 | 20205 127TH PL SE | L50 SHERLYN PARK |  |  | Non-Lead - Other | No |  | 0 | Installation date is after the lead ban |  |  |  |  | Non-Lead - Other |  |  | Installation date is after the lead ban |  |  |  |  | Non-Lead |  |  |  | Assumed
MTR_024536 | 12423 SE 202ND PL | L4 SHERLYN PARK |  |  | Non-Lead - Other | No |  | 0 | Installation date is after the lead ban |  |  |  |  | Non-Lead - Other |  |  | Installation date is after the lead ban |  |  |  |  | Non-Lead |  |  |  | Domestic
MTR_024534 | 12409 SE 202ND PL | L2 SHERLYN PARK |  |  | Non-Lead - Other | No |  | 0 | Installation date is after the lead ban |  |  |  |  | Non-Lead - Other |  |  | Installation date is after the lead ban |  |  |  |  | Non-Lead |  |  |  | Domestic
MTR_024531 | 20519 132ND AVE SE | L62 GREEN ACRES EAST |  |  | Non-Lead - Other | No |  | 0 | Installation date is after the lead ban |  |  |  |  | Non-Lead - Other |  |  | Installation date is after the lead ban |  |  |  |  | Non-Lead |  |  |  | Domestic
MTR_024532 | 20527 132ND AVE SE | L63 GREEN ACRES EAST |  |  | Non-Lead - Other | No |  | 0 | Installation date is after the lead ban |  |  |  |  | Non-Lead - Other |  |  | Installation date is after the lead ban |  |  |  |  | Non-Lead |  |  |  | Domestic
MTR_024528 | 20467 132ND AVE SE | L59 GREEN ACRES EAST |  |  | Non-Lead - Other | No |  | 0 | Installation date is after the lead ban |  |  |  |  | Non-Lead - Other |  |  | Installation date is after the lead ban |  |  |  |  | Non-Lead |  |  |  | Domestic
MTR_024527 | 20451 132ND AVE SE | L57 GREEN ACRES EAST |  |  | Non-Lead - Other | No |  | 0 | Installation date is after the lead ban |  |  |  |  | Non-Lead - Other |  |  | Installation date is after the lead ban |  |  |  |  | Non-Lead |  |  |  | Domestic
MTR_024525 | 13027 SE 204TH PL | LOT 94 GREEN ACRES EAST |  |  | Non-Lead - Other | No |  | 0 | Installation date is after the lead ban |  |  |  |  | Non-Lead - Other |  |  | Installation date is after the lead ban |  |  |  |  | Non-Lead |  |  |  | Domestic
MTR_024614 | 12416 SE 201ST PL | L11 LINDA CREST #1 |  |  | Non-Lead - Other | No |  | 0 | Installation date is after the lead ban |  |  |  |  | Non-Lead - Other |  |  | Installation date is after the lead ban |  |  |  |  | Non-Lead |  |  |  | Domestic
MTR_024609 | 12524 SE 201ST PL | LOT 18 LINDA CREST DIVISION #2 |  |  | Non-Lead - Other | No |  | 0 | Installation date is after the lead ban |  |  |  |  | Non-Lead - Other |  |  | Installation date is after the lead ban |  |  |  |  | Non-Lead |  |  |  | Domestic
MTR_024605 | 12620 SE 201ST PL | LOT 14 LINDA CREST #2 |  |  | Non-Lead - Other | No |  | 0 | Installation date is after the lead ban |  |  |  |  | Non-Lead - Other |  |  | Installation date is after the lead ban |  |  |  |  | Non-Lead |  |  |  | Domestic
MTR_024608 | 12532 SE 201ST PL | LOT 17 LINDA CREST DIVISION #2 |  |  | Non-Lead - Other | No |  | 0 | Installation date is after the lead ban |  |  |  |  | Non-Lead - Other |  |  | Installation date is after the lead ban |  |  |  |  | Non-Lead |  |  |  | Domestic
MTR_024604 | 12628 SE 201ST PL | LOT 13 LINDA CREST #2 |  |  | Non-Lead - Other | No |  | 0 | Installation date is after the lead ban |  |  |  |  | Non-Lead - Other |  |  | Installation date is after the lead ban |  |  |  |  | Non-Lead |  |  |  | Domestic
MTR_024540 | 20223 125TH PL SE | L8 SHERLYN PARK |  |  | Non-Lead - Other | No |  | 0 | Installation date is after the lead ban |  |  |  |  | Non-Lead - Other |  |  | Installation date is after the lead ban |  |  |  |  | Non-Lead |  |  |  | Domestic
MTR_024539 | 20215 125TH PL SE | L7 SHERLYN PARK |  |  | Non-Lead - Other | No |  | 0 | Installation date is after the lead ban |  |  |  |  | Non-Lead - Other |  |  | Installation date is after the lead ban |  |  |  |  | Non-Lead |  |  |  | Domestic
MTR_024542 | 20233 125TH PL SE | L10 SHERLYN PARK |  |  | Non-Lead - Other | No |  | 0 | Installation date is after the lead ban |  |  |  |  | Non-Lead - Other |  |  | Installation date is after the lead ban |  |  |  |  | Non-Lead |  |  |  | Domestic
MTR_024543 | 12501 SE 203RD PL | LOT 11 SHERLYN PARK |  |  | Non-Lead - Other | No |  | 0 | Installation date is after the lead ban |  |  |  |  | Non-Lead - Other |  |  | Installation date is after the lead ban |  |  |  |  | Non-Lead |  |  |  | Domestic
MTR_024553 | 12565 SE 203RD PL | LOT 21 SHERLYN PARK |  |  | Non-Lead - Other | No |  | 0 | Installation date is after the lead ban |  |  |  |  | Non-Lead - Other |  |  | Installation date is after the lead ban |  |  |  |  | Non-Lead |  |  |  | Domestic
MTR_024545 | 12511 SE 203RD PL | L13 SHERLYN PARK |  |  | Non-Lead - Other | No |  | 0 | Installation date is after the lead ban |  |  |  |  | Non-Lead - Other |  |  | Installation date is after the lead ban |  |  |  |  | Non-Lead |  |  |  | Domestic
MTR_024629 | 12609 SE 201ST PL | LOT 6 LINDA CREST #2 |  |  | Non-Lead - Other | No |  | 0 | Installation date is after the lead ban |  |  |  |  | Non-Lead - Other |  |  | Installation date is after the lead ban |  |  |  |  | Non-Lead |  |  |  | Domestic
MTR_024655 | 20119 130TH AVE SE | L45 LINDA HIGHLANDS |  |  | Non-Lead - Other | No |  | 0 | Installation date is after the lead ban |  |  |  |  | Non-Lead - Other |  |  | Installation date is after the lead ban |  |  |  |  | Non-Lead |  |  |  | Domestic
MTR_024652 | 12913 SE 201ST ST | L42 LINDA HIGHLANDS |  |  | Non-Lead - Other | No |  | 0 | Installation date is after the lead ban |  |  |  |  | Non-Lead - Other |  |  | Installation date is after the lead ban |  |  |  |  | Non-Lead |  |  |  | Domestic
MTR_024651 | 12907 SE 201ST ST | L41 LINDA HIGHLANDS |  |  | Non-Lead - Other | No |  | 0 | Installation date is after the lead ban |  |  |  |  | Non-Lead - Other |  |  | Installation date is after the lead ban |  |  |  |  | Non-Lead |  |  |  | Domestic
MTR_024630 | 12617 SE 201ST PL | LOT 7 LINDA CREST 2 |  |  | Non-Lead - Other | No |  | 0 | Installation date is after the lead ban |  |  |  |  | Non-Lead - Other |  |  | Installation date is after the lead ban |  |  |  |  | Non-Lead |  |  |  | Assumed
MTR_027361 | 13704 SE 233RD ST | L26 WILDWOOD #2 |  |  | Non-Lead - Plastic | No | 1975-07-25 | 1 | Rectified Plan | No |  |  |  | Non-Lead - Other |  |  | Installation date is after the lead ban |  |  |  |  | Non-Lead |  |  |  | Domestic
MTR_017998 | 13313 SE 184TH ST | L341 FOREST ESTS #3 |  |  | Non-Lead - Other | No | 1983-08-01 | 0 | Installation date is after the lead ban |  |  |  |  | Non-Lead - Other |  |  | Installation date is after the lead ban |  |  |  |  | Non-Lead |  |  |  | Domestic
MTR_017995 | 13317 SE 184TH ST | LOT 342 FOREST ESTATES #3 |  |  | Non-Lead - Other | No | 1983-08-01 | 0 | Installation date is after the lead ban |  |  |  |  | Non-Lead - Other |  |  | Installation date is after the lead ban |  |  |  |  | Non-Lead |  |  |  | Domestic
MTR_027507 | 23812 134TH PL SE | LOT 12 WOODFORD PLACE |  |  | Non-Lead - Other | No | 2007-09-26 | 0.75 | Installation date is after the lead ban |  |  |  |  | Non-Lead - Other |  |  | Installation date is after the lead ban |  |  |  |  | Non-Lead |  |  |  | Domestic
MTR_024680 | 20010 124TH AVE SE | TL12 E1/2 SEC 4-22-5 |  |  | Non-Lead - Other | Unknown |  | 0 | Statistical analysis |  |  |  |  | Non-Lead - Other |  |  | Statistical analysis |  |  |  |  | Non-Lead |  |  |  | Assumed
MTR_029036 | 11311 SE 218TH PL | LOT 21 FOREST MEADOWS |  |  | Non-Lead - Other | No |  | 0 | Installation date is after the lead ban |  |  |  |  | Non-Lead - Other |  |  | Installation date is after the lead ban |  |  |  |  | Non-Lead |  |  |  | Domestic
MTR_029039 | 11317 SE 218TH PL | LOT 22 FOREST MEADOWS |  |  | Non-Lead - Other | No |  | 0 | Installation date is after the lead ban |  |  |  |  | Non-Lead - Other |  |  | Installation date is after the lead ban |  |  |  |  | Non-Lead |  |  |  | Domestic
MTR_029034 | 11225 SE 218TH PL | LOT 18 FOREST MEADOWS |  |  | Non-Lead - Other | No |  | 0 | Installation date is after the lead ban |  |  |  |  | Non-Lead - Other |  |  | Installation date is after the lead ban |  |  |  |  | Non-Lead |  |  |  | Domestic
MTR_028949 | 11207 SE 218TH PL | LOT 16 FOREST MEADOWS |  |  | Non-Lead - Other | No |  | 0 | Installation date is after the lead ban |  |  |  |  | Non-Lead - Other |  |  | Installation date is after the lead ban |  |  |  |  | Non-Lead |  |  |  | Domestic
MTR_024620 | 12421 SE 201ST PL | L3 LINDA CREST #1 |  |  | Non-Lead - Other | No |  | 0 | Installation date is after the lead ban |  |  |  |  | Non-Lead - Other |  |  | Installation date is after the lead ban |  |  |  |  | Non-Lead |  |  |  | Domestic
MTR_024598 | 12812 SE 201ST ST | L18 LINDA HIGHLANDS |  |  | Non-Lead - Other | No |  | 0 | Installation date is after the lead ban |  |  |  |  | Non-Lead - Other |  |  | Installation date is after the lead ban |  |  |  |  | Non-Lead |  |  |  | Domestic
MTR_024621 | 12503 SE 201ST PL | L4 LINDA CREST #1 |  |  | Non-Lead - Other | No |  | 0 | Installation date is after the lead ban |  |  |  |  | Non-Lead - Other |  |  | Installation date is after the lead ban |  |  |  |  | Non-Lead |  |  |  | Domestic
MTR_024623 | 12515 SE 201ST PL | L6 LINDA CREST #1 |  |  | Non-Lead - Other | No |  | 0 | Installation date is after the lead ban |  |  |  |  | Non-Lead - Other |  |  | Installation date is after the lead ban |  |  |  |  | Non-Lead |  |  |  | Domestic
MTR_024622 | 12507 SE 201ST PL | L5 LINDA CREST #1 |  |  | Non-Lead - Other | No |  | 0 | Installation date is after the lead ban |  |  |  |  | Non-Lead - Other |  |  | Installation date is after the lead ban |  |  |  |  | Non-Lead |  |  |  | Domestic
MTR_024625 | 12533 SE 201ST PL | LOT 2 LINDA CREST 2 |  |  | Non-Lead - Other | No |  | 0 | Installation date is after the lead ban |  |  |  |  | Non-Lead - Other |  |  | Installation date is after the lead ban |  |  |  |  | Non-Lead |  |  |  | Domestic
MTR_026135 | 20408 119TH AVE SE | L 27 PANTHER LK TERR 3 |  |  | Non-Lead - Other | No | 1978-07-26 | 0 | Installation date is after the lead ban |  |  |  |  | Non-Lead - Other |  |  | Installation date is after the lead ban |  |  |  |  | Non-Lead |  |  |  | Domestic
MTR_026334 | 20626 119TH AVE SE | LOT 2 PANTHER LAKE TERRACE 4 |  |  | Non-Lead - Other | No |  | 0 | Installation date is after the lead ban |  |  |  |  | Non-Lead - Other |  |  | Installation date is after the lead ban |  |  |  |  | Non-Lead |  |  |  | Assumed
MTR_026237 | 12321 SE 204TH ST | LOT 45 WHITNEY GLENN |  |  | Non-Lead - Other | No |  | 0 | Installation date is after the lead ban |  |  |  |  | Non-Lead - Other |  |  | Installation date is after the lead ban |  |  |  |  | Non-Lead |  |  |  | Domestic
MTR_026171 | 12239 SE 207TH PL | LOT 16 SWANSON COURT. |  |  | Non-Lead - Other | Unknown |  | 0 | Statistical analysis |  |  |  |  | Non-Lead - Other |  |  | Statistical analysis |  |  |  |  | Non-Lead |  |  |  | Domestic
MTR_026161 | 12226 SE 207TH PL | LOT 4 SWANSON COURT. |  |  | Non-Lead - Other | Unknown |  | 0 | Statistical analysis |  |  |  |  | Non-Lead - Other |  |  | Statistical analysis |  |  |  |  | Non-Lead |  |  |  | Domestic
MTR_026223 | 12236 SE 206TH ST | LOT 38 SWANSON COURT. |  |  | Non-Lead - Other | Unknown |  | 0 | Statistical analysis |  |  |  |  | Non-Lead - Other |  |  | Statistical analysis |  |  |  |  | Non-Lead |  |  |  | Domestic
MTR_018598 | 20414 96TH WAY S | LOT 13 CHESTNUT RIDGE #1 |  |  | Non-Lead - Other | No |  | 0 | Installation date is after the lead ban |  |  |  |  | Non-Lead - Other |  |  | Installation date is after the lead ban |  |  |  |  | Non-Lead |  |  |  | Domestic
MTR_020505 | 20229 103RD PL SE | L8 BLK2 CHERRY TERRACE |  |  | Non-Lead - Other | Unknown |  | 0 | Statistical analysis |  |  |  |  | Non-Lead - Other |  |  | Statistical analysis |  |  |  |  | Non-Lead |  |  |  | Assumed
MTR_023215 | 21004 99TH AVE S | LOT 1 BLOCK 1 WESTVIEW TERRACE |  |  | Non-Lead - Other | No | 2008-10-29 | 0 | Rectified Plan |  |  |  |  | Non-Lead - Other |  |  | Statistical analysis |  |  |  |  | Non-Lead |  |  |  | Domestic
MTR_023205 | 21032 99TH AVE S | L4 BLK1 WESTVIEW TERRACE |  |  | Non-Lead - Other | No | 2008-10-29 | 0 | Rectified Plan |  |  |  |  | Non-Lead - Other |  |  | Statistical analysis |  |  |  |  | Non-Lead |  |  |  | Domestic
MTR_023210 | 9721 S 212TH ST | L48 WESTVIEW TERR. #2 |  |  | Non-Lead - Other | No | 2008-10-29 | 0 | Rectified Plan |  |  |  |  | Non-Lead - Other |  |  | Statistical analysis |  |  |  |  | Non-Lead |  |  |  | Domestic
MTR_023207 | 21224 97TH PL S | L11 WESTVIEW TERR. #3 |  |  | Non-Lead - Other | No | 2008-10-29 | 0 | Rectified Plan |  |  |  |  | Non-Lead - Other |  |  | Statistical analysis |  |  |  |  | Non-Lead |  |  |  | Domestic
MTR_028899 | 11410 SE 223RD ST | 9914-005360 |  |  | Non-Lead - Other | Unknown |  | 0 | Statistical analysis |  |  |  |  | Non-Lead - Other |  |  | Statistical analysis |  |  |  |  | Non-Lead |  |  |  | Assumed
MTR_027709 | 21618 117TH PL SE | LOT 48 CROWN ROYAL II |  |  | Non-Lead - Other | No |  | 0 | Installation date is after the lead ban |  |  |  |  | Non-Lead - Other |  |  | Installation date is after the lead ban |  |  |  |  | Non-Lead |  |  |  | Assumed
MTR_023509 | 10891 SE 214TH PL | LOT 26 BENSON PLACE |  |  | Non-Lead - Other | No | 1996-06-08 | 0 | Installation date is after the lead ban |  |  |  |  | Non-Lead - Other |  |  | Installation date is after the lead ban |  |  |  |  | Non-Lead |  |  |  | Domestic
MTR_023780 | 22025 100TH CT SE | LOT 4 KARA 3 |  |  | Non-Lead - Other | No | 2003-08-27 | 0 | Installation date is after the lead ban |  |  |  |  | Non-Lead - Other |  |  | Installation date is after the lead ban |  |  |  |  | Non-Lead |  |  |  | Domestic
MTR_023965 | 21217 103RD CT SE | LOT 18 STONEPINE |  |  | Non-Lead - Other | No |  | 0 | Installation date is after the lead ban |  |  |  |  | Non-Lead - Other |  |  | Installation date is after the lead ban |  |  |  |  | Non-Lead |  |  |  | Domestic
MTR_028998 | 11014 SE 222ND ST | LOT 18 BENSON MEADOWS #2 |  |  | Non-Lead - Other | No |  | 0 | Installation date is after the lead ban |  |  |  |  | Non-Lead - Other |  |  | Installation date is after the lead ban |  |  |  |  | Non-Lead |  |  |  | Domestic
MTR_028910 | 11212 SE 220TH PL | LOT 2 KING COUNTY SHORT PLAT #58502 6 |  |  | Non-Lead - Other | No |  | 0 | Installation date is after the lead ban |  |  |  |  | Non-Lead - Other |  |  | Installation date is after the lead ban |  |  |  |  | Non-Lead |  |  |  | Domestic
MTR_029148 | 10224 SE 225TH PL | LOT 16 COPPER HILL |  |  | Non-Lead - Other | No | 2006-03-28 | 0 | Installation date is after the lead ban |  |  |  |  | Non-Lead - Other |  |  | Installation date is after the lead ban |  |  |  |  | Non-Lead |  |  |  | Domestic
MTR_029069 | 11215 SE 220TH PL | TAX LOT 174 SEC 8-22-5 |  |  | Non-Lead - Other | No |  | 0 | Installation date is after the lead ban |  |  |  |  | Non-Lead - Other |  |  | Installation date is after the lead ban |  |  |  |  | Non-Lead |  |  |  | Domestic
MTR_027917 | 21621 120TH AVE SE | LOT 50 CROWN ROYAL |  |  | Non-Lead - Other | No |  | 0 | Installation date is after the lead ban |  |  |  |  | Non-Lead - Other |  |  | Installation date is after the lead ban |  |  |  |  | Non-Lead |  |  |  | Assumed
MTR_028939 | 11203 SE 220TH PL | LOT 1 BENSON MEADOWS EAST |  |  | Non-Lead - Other | No |  | 0 | Installation date is after the lead ban |  |  |  |  | Non-Lead - Other |  |  | Installation date is after the lead ban |  |  |  |  | Non-Lead |  |  |  | Domestic
MTR_028937 | 11129 SE 220TH PL | LOT 15 BENSON MEADOWS #1 |  |  | Non-Lead - Other | No |  | 0 | Installation date is after the lead ban |  |  |  |  | Non-Lead - Other |  |  | Installation date is after the lead ban |  |  |  |  | Non-Lead |  |  |  | Domestic
MTR_029121 | 11121 SE 220TH PL | LOT 14 BENSON MEADOWS #1 |  |  | Non-Lead - Other | No |  | 0 | Installation date is after the lead ban |  |  |  |  | Non-Lead - Other |  |  | Installation date is after the lead ban |  |  |  |  | Non-Lead |  |  |  | Domestic
MTR_029067 | 11105 SE 220TH PL | L12 BENSON MEADOWS #1 |  |  | Non-Lead - Other | No |  | 0 | Installation date is after the lead ban |  |  |  |  | Non-Lead - Other |  |  | Installation date is after the lead ban |  |  |  |  | Non-Lead |  |  |  | Domestic
MTR_028940 | 11113 SE 220TH PL | LOT 13 BENSON MEADOWS |  |  | Non-Lead - Other | No |  | 0 | Installation date is after the lead ban |  |  |  |  | Non-Lead - Other |  |  | Installation date is after the lead ban |  |  |  |  | Non-Lead |  |  |  | Domestic
MTR_000853 | 23800 127TH PL SE | LOT 5 WINSBERG HAVEN (FIELDSTONE) |  |  | Non-Lead - Other | No | 1995-08-22 | 0 | Rectified Plan | No |  |  |  | Non-Lead - Other |  |  | Installation date is after the lead ban |  |  |  |  | Non-Lead |  |  |  | Domestic
MTR_003271 | 23309 118TH PL SE | LOT 27 PINERIDGE |  |  | Non-Lead - Other | No | 2008-09-03 | 0 | Rectified Plan | No |  |  |  | Non-Lead - Other |  |  | Installation date is after the lead ban |  |  |  |  | Non-Lead |  |  |  | Domestic
MTR_003740 | 23414 130TH AVE SE | LOT 42 BUILDING L VILLAGE AT SINGLE |  |  | Non-Lead - Other | No |  | 0 | Installation date is after the lead ban |  |  |  |  | Non-Lead - Other |  |  | Installation date is after the lead ban |  |  |  |  | Non-Lead |  |  |  | Assumed
MTR_000644 | 23825 127TH PL SE | LOT 55 WINSBERG HAVEN (FIELDSTONE) |  |  | Non-Lead - Other | No | 1995-08-22 | 0 | Rectified Plan | No |  |  |  | Non-Lead - Other |  |  | Installation date is after the lead ban |  |  |  |  | Non-Lead |  |  |  | Domestic
MTR_005875 | 23466 130TH AVE SE | LOT 23 BUILDING G VILLAGE AT SINGLE CREEK |  |  | Non-Lead - Other | No | 1983-07-01 | 0 | Installation date is after the lead ban |  |  |  |  | Non-Lead - Other |  |  | Installation date is after the lead ban |  |  |  |  | Non-Lead |  |  |  | Domestic
MTR_026484 | 23018 126TH AVE SE | L79 CORONADO KNOLLS |  |  | Non-Lead - Other | No |  | 0 | Installation date is after the lead ban |  |  |  |  | Non-Lead - Other |  |  | Installation date is after the lead ban |  |  |  |  | Non-Lead |  |  |  | Domestic
MTR_024610 | 12516 SE 201ST PL | L7 LINDA CREST #1 |  |  | Non-Lead - Other | No |  | 0 | Installation date is after the lead ban |  |  |  |  | Non-Lead - Other |  |  | Installation date is after the lead ban |  |  |  |  | Non-Lead |  |  |  | Domestic
MTR_024628 | 12601 SE 201ST PL | LOT 5 LINDA CREST #2 |  |  | Non-Lead - Other | No |  | 0 | Installation date is after the lead ban |  |  |  |  | Non-Lead - Other |  |  | Installation date is after the lead ban |  |  |  |  | Non-Lead |  |  |  | Domestic
MTR_023626 | 9830 S 220TH PL | LOT 32 GLEN KARA |  |  | Non-Lead - Other | No | 1998-03-30 | 0 | Installation date is after the lead ban |  |  |  |  | Non-Lead - Other |  |  | Installation date is after the lead ban |  |  |  |  | Non-Lead |  |  |  | Domestic
MTR_024240 | 21425 115TH PL SE | LOT 6 CARENA GLEN |  |  | Non-Lead - Other | No |  | 0 | Installation date is after the lead ban |  |  |  |  | Non-Lead - Other |  |  | Installation date is after the lead ban |  |  |  |  | Non-Lead |  |  |  | Domestic
MTR_027946 | 21718 120TH AVE SE | LOT 38 CROWN ROYAL |  |  | Non-Lead - Other | No |  | 0 | Installation date is after the lead ban |  |  |  |  | Non-Lead - Other |  |  | Installation date is after the lead ban |  |  |  |  | Non-Lead |  |  |  | Assumed
MTR_028596 | 22119 124TH AVE SE | LOT 13 SUMMERGLEN #1 |  |  | Non-Lead - Other | No |  | 0 | Installation date is after the lead ban |  |  |  |  | Non-Lead - Other |  |  | Installation date is after the lead ban |  |  |  |  | Non-Lead |  |  |  | Domestic
MTR_027990 | 22228 120TH AVE SE | L83 MEADOWGREEN ESTATES |  |  | Non-Lead - Other | No |  | 0 | Installation date is after the lead ban |  |  |  |  | Non-Lead - Other |  |  | Installation date is after the lead ban |  |  |  |  | Non-Lead |  |  |  | Domestic
MTR_025654 | 21605 132ND AVE SE | TL 13 9-22-5 |  |  | Non-Lead - Other | Unknown |  | 0 | Statistical analysis |  |  |  |  | Non-Lead - Other |  |  | Statistical analysis |  |  |  |  | Non-Lead |  |  |  | Assumed
MTR_027582 | 12219 SE 217TH PL | LOT 40 GLEN MAR |  |  | Non-Lead - Plastic | No | 1975-04-29 | 1 | Rectified Plan | No |  |  |  | Non-Lead - Other |  |  | Installation date is after the lead ban |  |  |  |  | Non-Lead |  |  |  | Domestic
MTR_026451 | 12826 SE 232ND ST | LOT 19 MISTY MEADOWS #1 |  |  | Non-Lead - Other | No |  | 0 | Installation date is after the lead ban |  |  |  |  | Non-Lead - Other |  |  | Installation date is after the lead ban |  |  |  |  | Non-Lead |  |  |  | Domestic
MTR_026548 | 13117 SE 228TH PL | LOT 14 MISTY MEADOWS #3 |  |  | Non-Lead - Other | No |  | 0 | Installation date is after the lead ban |  |  |  |  | Non-Lead - Other |  |  | Installation date is after the lead ban |  |  |  |  | Non-Lead |  |  |  | Domestic
MTR_030137 | 15854 124TH AVE SE | L4 B6 CASCADE VILLAGE 2 |  |  | Non-Lead Plastic | No | 2016-06-22 | 0.75 | Rectified Plan | Yes | Visual inspection at the meter pit | 2024-02-09 |  | Non-Lead Plastic |  |  | Field inspection only with no records | Yes | Visual inspection at the meter pit | 2024-02-09 |  | Non-Lead |  |  |  | Domestic
MTR_011868 | 10405 SE 166TH ST | W 110 FT LOT 1 BLOCK 2 AKERS FARMS #5 |  |  | Non-Lead - Other | No | 1995-08-29 | 0 | Installation date is after the lead ban |  |  |  |  | Non-Lead - Other |  |  | Installation date is after the lead ban |  |  |  |  | Non-Lead |  |  |  | Domestic
MTR_014716 | 12957 SE 157TH PL | LOT 33 FAIRLANE WOODS |  |  | Non-Lead - Other | No | 1978-09-22 | 0 | Installation date is after the lead ban |  |  |  |  | Non-Lead - Other |  |  | Installation date is after the lead ban |  |  |  |  | Non-Lead |  |  |  | Domestic
MTR_014671 | 12909 SE 160TH ST | LOT 79 FAIRLANE WOODS |  |  | Non-Lead - Other | No | 1978-09-22 | 0 | Installation date is after the lead ban |  |  |  |  | Non-Lead - Other |  |  | Installation date is after the lead ban |  |  |  |  | Non-Lead |  |  |  | Domestic
MTR_026294 | 11925 SE 205TH ST | L 18 PANTHER LK TERR 2 |  |  | Non-Lead - Other | No |  | 0 | Installation date is after the lead ban |  |  |  |  | Non-Lead - Other |  |  | Installation date is after the lead ban |  |  |  |  | Non-Lead |  |  |  | Domestic
MTR_030009 | 12660 SE 161ST ST | L 11 B 1 CASCADE VISTA 4 |  |  | Non-Lead - Other | No | 2016-06-22 | 0.75 | Rectified Plan |  |  |  |  | Non-Lead - Other |  |  | Statistical analysis |  |  |  |  | Non-Lead |  |  |  | Domestic
MTR_014562 | 12212 SE 168TH ST | LOT 53 CASCADE HILLS #7 |  |  | Non-Lead - Other | No | 2006-06-08 | 1 | Rectified Plan |  |  |  |  | Non-Lead - Other |  |  | Statistical analysis |  |  |  |  | Non-Lead |  |  |  | Domestic
MTR_001906 | 16204 121ST AVE SE | LOT 8 BLOCK 2 CASCADE HILLS #3 |  |  | Non-Lead - Other | No | 2006-08-31 | 1 | Rectified Plan |  |  |  |  | Non-Lead - Other |  |  | Statistical analysis |  |  |  |  | Non-Lead |  |  |  | Domestic
MTR_000067 | 15718 117TH AVE SE | LOT 3 BLOCK 7 CASCADE VISTA #2 |  |  | Non-Lead - Other | No | 2014-04-16 | 0 | Rectified Plan |  |  |  |  | Non-Lead - Other |  |  | Statistical analysis |  |  |  |  | Non-Lead |  |  |  | Domestic
MTR_015119 | 15827 123RD AVE SE | L3 B1 CASCADE VILLAGE 2 |  |  | Non-Lead - Other | No | 2014-04-16 | 1 | Rectified Plan |  |  |  |  | Non-Lead - Other |  |  | Statistical analysis |  |  |  |  | Non-Lead |  |  |  | Domestic
MTR_030072 | 12439 SE 160TH ST | LOT 7 BLOCK 4 CASCADE VILLAGE #3 |  |  | Non-Lead Plastic | No | 2016-06-22 | 0.75 | Rectified Plan | Yes | Visual inspection at the meter pit | 2024-02-09 |  | Galvanized Requiring Replacement |  |  | Field inspection only with no records | Yes | Visual inspection at the meter pit | 2024-02-09 |  | Galvanized Requiring Replacement |  |  |  | Domestic
MTR_006106 | 11717 SE 157TH ST | L28 B7 CASCADE VISTA 2 |  |  | Non-Lead - Other | No | 2014-04-16 | 0 | Rectified Plan |  |  |  |  | Non-Lead - Other |  |  | Statistical analysis |  |  |  |  | Non-Lead |  |  |  | Domestic
MTR_006129 | 15790 118TH PL SE | L11 BLK5 CASCADE VISTA#2 |  |  | Non-Lead - Other | No | 2014-04-16 | 0 | Rectified Plan |  |  |  |  | Non-Lead - Other |  |  | Statistical analysis |  |  |  |  | Non-Lead |  |  |  | Domestic
MTR_029942 | 16321 126TH AVE SE | L2 B1 CASCADE VISTA 8 |  |  | Non-Lead - Other | No | 2016-06-22 | 0.75 | Rectified Plan |  |  |  |  | Non-Lead - Other |  |  | Statistical analysis |  |  |  |  | Non-Lead |  |  |  | Domestic
MTR_011472 | 16623 127TH AVE SE | L 105 CASCADE HILLS 8 |  |  | Non-Lead - Other | Unknown |  | 1 | Statistical analysis |  |  |  |  | Non-Lead - Other |  |  | Statistical analysis |  |  |  |  | Non-Lead |  |  |  | Domestic
MTR_011613 | 16321 131ST AVE SE | L 130 FAIRWOOD 9 |  |  | Non-Lead - Other | No |  | 1 | Installation date is after the lead ban |  |  |  |  | Non-Lead - Other |  |  | Installation date is after the lead ban |  |  |  |  | Non-Lead |  |  |  | Domestic
MTR_015139 | 15717 121ST AVE SE | L13 B1 CASCADE VILLAGE |  |  | Non-Lead - Other | No | 2014-04-16 | 1 | Rectified Plan |  |  |  |  | Non-Lead - Other |  |  | Statistical analysis |  |  |  |  | Non-Lead |  |  |  | Domestic
MTR_015141 | 15741 121ST AVE SE | L9 B1 CASCADE VILLAGE 1 |  |  | Non-Lead - Other | No | 2014-04-16 | 1 | Installation date is after the lead ban |  |  |  |  | Non-Lead - Other |  |  | Installation date is after the lead ban |  |  |  |  | Non-Lead |  |  |  | Domestic
MTR_014555 | 12200 SE 168TH ST | L 52 CASCADE HILLS 7 |  |  | Non-Lead - Other | No | 2006-06-08 | 1 | Rectified Plan |  |  |  |  | Non-Lead - Other |  |  | Statistical analysis |  |  |  |  | Non-Lead |  |  |  | Domestic
MTR_029968 | 16162 126TH AVE SE | L9 BLK3 CASCADE VISTA#7 |  |  | Non-Lead - Other | No | 2016-06-22 | 0.75 | Rectified Plan |  |  |  |  | Non-Lead - Other |  |  | Statistical analysis |  |  |  |  | Non-Lead |  |  |  | Domestic
MTR_014688 | 13036 SE 159TH PL | LOT 94 FAIRLANE WOODS |  |  | Non-Lead - Other | No | 1978-09-22 | 0 | Installation date is after the lead ban |  |  |  |  | Non-Lead - Other |  |  | Installation date is after the lead ban |  |  |  |  | Non-Lead |  |  |  | Domestic
MTR_006245 | 11923 SE 161ST ST | L 18 B 2 CASCADE HILLS 2 |  |  | Non-Lead - Other | No | 2006-08-31 | 0 | Rectified Plan |  |  |  |  | Non-Lead - Other |  |  | Statistical analysis |  |  |  |  | Non-Lead |  |  |  | Domestic
MTR_015111 | 12014 SE 157TH PL | L3 B2 CASCADE VILLAGE 1 |  |  | Non-Lead - Other | No | 2014-04-16 | 1 | Installation date is after the lead ban |  |  |  |  | Non-Lead - Other |  |  | Installation date is after the lead ban |  |  |  |  | Non-Lead |  |  |  | Domestic
MTR_015107 | 15759 118TH PL SE | L26 BLK6 CASCADE VISTA#2 |  |  | Non-Lead - Other | No | 2014-04-16 | 1 | Rectified Plan |  |  |  |  | Non-Lead - Other |  |  | Statistical analysis |  |  |  |  | Non-Lead |  |  |  | Domestic
MTR_006814 | 16117 121ST AVE SE | L 13 B 1 CASCADE HILLS 3 |  |  | Non-Lead - Other | No | 2006-08-31 | 1 | Rectified Plan |  |  |  |  | Non-Lead - Other |  |  | Statistical analysis |  |  |  |  | Non-Lead |  |  |  | Domestic
MTR_006848 | 16170 120TH AVE SE | L 6 B 3 CASCADE HILLS 2 |  |  | Non-Lead - Other | No | 2006-08-31 | 1 | Rectified Plan |  |  |  |  | Non-Lead - Other |  |  | Statistical analysis |  |  |  |  | Non-Lead |  |  |  | Domestic
MTR_006174 | 12020 SE 161ST ST | L1 BLK4 CASCADE HILLS#3 |  |  | Non-Lead - Other | No | 2006-08-31 | 1 | Rectified Plan |  |  |  |  | Non-Lead - Other |  |  | Statistical analysis |  |  |  |  | Non-Lead |  |  |  | Domestic
MTR_006212 | 11680 SE 163RD ST | L12 BL2 CASCADE HILLS #2 |  |  | Non-Lead - Other | No | 2006-08-31 | 0 | Rectified Plan |  |  |  |  | Non-Lead - Other |  |  | Statistical analysis |  |  |  |  | Non-Lead |  |  |  | Domestic
MTR_030051 | 12800 SE 161ST ST | L 17 B 1 CASCADE VISTA 4 |  |  | Non-Lead - Other | No | 2016-06-22 | 0.75 | Rectified Plan |  |  |  |  | Non-Lead - Other |  |  | Statistical analysis |  |  |  |  | Non-Lead |  |  |  | Domestic
MTR_006211 | 16223 119TH AVE SE | L13 BL2 CASCADE HILLS#2 |  |  | Non-Lead - Other | No | 2006-08-31 | 1 | Rectified Plan |  |  |  |  | Non-Lead - Other |  |  | Statistical analysis |  |  |  |  | Non-Lead |  |  |  | Domestic
MTR_021322 | 19431 146TH AVE SE | L44 FAIRWOOD GLEN |  |  | Non-Lead - Other | No |  | 0 | Installation date is after the lead ban |  |  |  |  | Non-Lead - Other |  |  | Installation date is after the lead ban |  |  |  |  | Non-Lead |  |  |  | Domestic
MTR_018207 | 18315 142ND AVE SE | LOT 15 FAIRWOOD FIRS |  |  | Non-Lead - Other | No | 1986-05-01 | 0 | Installation date is after the lead ban |  |  |  |  | Non-Lead - Other |  |  | Installation date is after the lead ban |  |  |  |  | Non-Lead |  |  |  | Domestic
MTR_021264 | 14535 SE 196TH PL | LOT 4 PHEASANT MEADOWS |  |  | Non-Lead - Other | No |  | 0 | Installation date is after the lead ban |  |  |  |  | Non-Lead - Other |  |  | Installation date is after the lead ban |  |  |  |  | Non-Lead |  |  |  | Domestic
MTR_021315 | 19408 144TH PL SE | L50 FAIRWOOD GLEN |  |  | Non-Lead - Other | No |  | 0 | Installation date is after the lead ban |  |  |  |  | Non-Lead - Other |  |  | Installation date is after the lead ban |  |  |  |  | Non-Lead |  |  |  | Domestic
MTR_021258 | 19662 140TH AVE SE | TL187 SEC 3-22-5 |  |  | Non-Lead - Other | Unknown |  | 0 | Statistical analysis |  |  |  |  | Non-Lead - Other |  |  | Statistical analysis |  |  |  |  | Non-Lead |  |  |  | Assumed
MTR_021886 | 13330 SE 194TH CT | LOT 17 FOREST TRAILS #4 |  |  | Non-Lead - Other | No |  | 0 | Rectified Plan | No |  |  |  | Non-Lead - Other |  |  | Installation date is after the lead ban |  |  |  |  | Non-Lead |  |  |  | Domestic
MTR_015894 | 14716 SE 184TH PL | LOT 1 FAIRWOOD FIRS #2 |  |  | Non-Lead - Other | No | 1988-09-27 | 0 | Installation date is after the lead ban |  |  |  |  | Non-Lead - Other |  |  | Installation date is after the lead ban |  |  |  |  | Non-Lead |  |  |  | Domestic
MTR_018251 | 14211 SE 183RD ST | LOT 18 FAIRWOOD FIRS |  |  | Non-Lead - Other | No |  | 0 | Installation date is after the lead ban |  |  |  |  | Non-Lead - Other |  |  | Installation date is after the lead ban |  |  |  |  | Non-Lead |  |  |  | Assumed
MTR_018244 | 14330 SE 183RD ST | LOT 20 FAIRWOOD FIRS |  |  | Non-Lead - Other | No | 1986-05-01 | 0 | Installation date is after the lead ban |  |  |  |  | Non-Lead - Other |  |  | Installation date is after the lead ban |  |  |  |  | Non-Lead |  |  |  | Domestic
MTR_018267 | 18110 143RD AVE SE | LOT 30 FAIRWOOD FIRS |  |  | Non-Lead - Other | No | 1986-05-01 | 0 | Installation date is after the lead ban |  |  |  |  | Non-Lead - Other |  |  | Installation date is after the lead ban |  |  |  |  | Non-Lead |  |  |  | Domestic
MTR_018166 | 14536 SE 178TH PL | L64 CARRIAGE LANE #2 |  |  | Non-Lead - Other | No | 2004-04-02 | 0 | Rectified Plan |  |  |  |  | Non-Lead - Other |  |  | Statistical analysis |  |  |  |  | Non-Lead |  |  |  | Domestic
MTR_018198 | 18230 141ST AVE SE | LOT 65 FAIRWOOD FIRS 1 |  |  | Non-Lead - Other | No | 1986-05-01 | 0 | Installation date is after the lead ban |  |  |  |  | Non-Lead - Other |  |  | Installation date is after the lead ban |  |  |  |  | Non-Lead |  |  |  | Domestic
MTR_014349 | 11407 SE 171ST PL | LOT 37 GLACIER VIEW TOWNHOMES |  |  | Non-Lead - Other | No | 2005-10-28 | 1 | Installation date is after the lead ban |  |  |  |  | Non-Lead - Other |  |  | Installation date is after the lead ban |  |  |  |  | Non-Lead |  |  |  | Domestic
MTR_014357 | 17146 114TH LN SE | LOT 26 GLACIER VIEW TOWNHOMES |  |  | Non-Lead - Other | No | 2005-10-28 | 1 | Installation date is after the lead ban |  |  |  |  | Non-Lead - Other |  |  | Installation date is after the lead ban |  |  |  |  | Non-Lead |  |  |  | Domestic
MTR_014305 | 11115 SE 168TH ST | TAX LOT 37 S-T-R- SE 29-23-5 |  |  | Non-Lead Plastic | No | 2004-10-13 | 1 | Rectified Plan | Yes | Visual inspection at the meter pit | 2024-02-12 |  | Non-Lead Plastic |  |  | Field inspection only with no records | Yes | Visual inspection at the meter pit | 2024-02-12 |  | Non-Lead |  |  |  | Domestic
MTR_015718 | 911 S 38TH CT | LOT 23 SUNNYBROOK |  |  | Non-Lead - Other | No | 2004-01-22 | 0 | Installation date is after the lead ban |  |  |  |  | Non-Lead - Other |  |  | Installation date is after the lead ban |  |  |  |  | Non-Lead |  |  |  | Domestic
MTR_011981 | 3601 MILL AVE S | LOT 12 CEDAR AVE |  |  | Non-Lead - Other | No | 2004-12-14 | 0 | Installation date is after the lead ban |  |  |  |  | Non-Lead - Other |  |  | Installation date is after the lead ban |  |  |  |  | Non-Lead |  |  |  | Domestic
MTR_011900 | 10525 SE 166TH ST | EAST 80 LOT 1 BLOCK 3 AKERS FARMS #5 |  |  | Non-Lead - Other | No | 1999-03-24 | 0 | Rectified Plan |  |  |  |  | Non-Lead - Other |  |  | Statistical analysis |  |  |  |  | Non-Lead |  |  |  | Domestic
MTR_018034 | 13401 SE 182ND ST | LOT 1 FOREST ESTATES #4 |  |  | Non-Lead - Other | No | 1986-04-01 | 0 | Installation date is after the lead ban |  |  |  |  | Non-Lead - Other |  |  | Installation date is after the lead ban |  |  |  |  | Non-Lead |  |  |  | Domestic
MTR_018473 | 20718 97TH PL S | LOT 2 KING COUNTY SHORT PLAT #38305 9 |  |  | Non-Lead - Other | No | 2002-03-15 | 0 | Rectified Plan |  |  |  |  | Non-Lead - Other |  |  | Statistical analysis |  |  |  |  | Non-Lead |  |  |  | Domestic
MTR_017082 | 17825 114TH PL SE | LOT 16 BELTERRA #10 |  |  | Non-Lead - Other | No | 1996-03-12 | 0 | Installation date is after the lead ban |  |  |  |  | Non-Lead - Other |  |  | Installation date is after the lead ban |  |  |  |  | Non-Lead |  |  |  | Domestic
MTR_017069 | 17721 114TH PL SE | LOT 9 BELTERRA #10 |  |  | Non-Lead - Other | No | 1996-03-12 | 0 | Installation date is after the lead ban |  |  |  |  | Non-Lead - Other |  |  | Installation date is after the lead ban |  |  |  |  | Non-Lead |  |  |  | Domestic
MTR_017088 | 17836 114TH PL SE | LOT 23 MORNING GLEN |  |  | Non-Lead - Other | No | 1996-03-12 | 0 | Installation date is after the lead ban |  |  |  |  | Non-Lead - Other |  |  | Installation date is after the lead ban |  |  |  |  | Non-Lead |  |  |  | Domestic
MTR_017209 | 17655 112TH AVE SE | LOT 34 BENSON HILL |  |  | Non-Lead - Other | No | 1999-09-22 | 0 | Installation date is after the lead ban |  |  |  |  | Non-Lead - Other |  |  | Installation date is after the lead ban |  |  |  |  | Non-Lead |  |  |  | Domestic
MTR_014381 | 11405 SE 169TH ST | TAX LOT 79 S-T-R SE 29-23-5 |  |  | Non-Lead - Other | Unknown |  | 1 | Statistical analysis |  |  |  |  | Non-Lead - Other |  |  | Statistical analysis |  |  |  |  | Non-Lead |  |  |  | Domestic
MTR_020146 | 19251 106TH AVE SE | LOT 2 SHORT PLAT 779032 |  |  | Non-Lead - Other | No |  | 0 | Installation date is after the lead ban |  |  |  |  | Non-Lead - Other |  |  | Installation date is after the lead ban |  |  |  |  | Non-Lead |  |  |  | Assumed
MTR_014366 | 11420 SE 171ST ST | LOT 18 GLACIER VIEW TOWNHOMES |  |  | Non-Lead - Other | No | 2005-10-28 | 1 | Installation date is after the lead ban |  |  |  |  | Non-Lead - Other |  |  | Installation date is after the lead ban |  |  |  |  | Non-Lead |  |  |  | Domestic
MTR_020136 | 10440 SE 194TH PL | L5 BLK 2 OLYMPIC VISTA |  |  | Non-Lead - Other | Unknown |  | 0 | Statistical analysis |  |  |  |  | Non-Lead - Other |  |  | Statistical analysis |  |  |  |  | Non-Lead |  |  |  | Assumed
MTR_016158 | 15911 SE 184TH ST | L9 CARRIAGEWOOD 8 |  |  | Non-Lead - Other | No | 1983-07-01 | 0 | Installation date is after the lead ban |  |  |  |  | Non-Lead - Other |  |  | Installation date is after the lead ban |  |  |  |  | Non-Lead |  |  |  | Assumed
MTR_016134 | 15723 SE 184TH ST | LOT 19 CARRIAGEWOOD #7 |  |  | Non-Lead - Plastic | No | 1983-07-01 | 0 | Rectified Plan | No |  |  |  | Non-Lead - Other |  |  | Installation date is after the lead ban |  |  |  |  | Non-Lead |  |  |  | Domestic
MTR_016125 | 18205 158TH CT SE | L34 CARRIAGEWOOD #7 |  |  | Non-Lead - Plastic | No | 1983-07-01 | 0 | Rectified Plan | No |  |  |  | Non-Lead - Other |  |  | Installation date is after the lead ban |  |  |  |  | Non-Lead |  |  |  | Domestic
MTR_016162 | 16004 SE 184TH ST | LOT 4 CARRIAGEWOOD #8 |  |  | Non-Lead - Plastic | No | 1983-07-01 | 0 | Rectified Plan | No |  |  |  | Non-Lead - Other |  |  | Installation date is after the lead ban |  |  |  |  | Non-Lead |  |  |  | Domestic
MTR_016128 | 18206 158TH CT SE | LOT 40 CARRIAGEWOOD 7 |  |  | Non-Lead - Plastic | No | 1983-07-01 | 0 | Rectified Plan | No |  |  |  | Non-Lead - Other |  |  | Installation date is after the lead ban |  |  |  |  | Non-Lead |  |  |  | Domestic
MTR_016105 | 15802 SE 182ND PL | L3 CARRIAGEWOOD #7 |  |  | Non-Lead - Plastic | No | 1983-07-01 | 0 | Rectified Plan | No |  |  |  | Non-Lead - Other |  |  | Installation date is after the lead ban |  |  |  |  | Non-Lead |  |  |  | Domestic
MTR_022648 | 19426 116TH AVE SE | 9921-001875 |  |  | Non-Lead - Other | No |  |  | Installation date is after the lead ban |  |  |  |  | Non-Lead - Other |  |  | Installation date is after the lead ban |  |  |  |  | Non-Lead
MTR_028218 | 22008 131ST PL SE | LOT 7 EASTLAND MEADOWS |  |  | Non-Lead - Other | No | 1999-11-12 | 0 | Installation date is after the lead ban |  |  |  |  | Non-Lead - Other |  |  | Installation date is after the lead ban |  |  |  |  | Non-Lead |  |  |  | Domestic
MTR_022209 | 11615 SE 189TH PL | LOT 1 JESSIE GLEN |  |  | Non-Lead - Other | No | 2007-07-19 | 0 | Rectified Plan | No |  |  |  | Non-Lead - Other |  |  | Installation date is after the lead ban |  |  |  |  | Non-Lead |  |  |  | Domestic
MTR_017378 | 18005 124TH AVE SE | LOT 34 HIDDEN CEDARS #2 |  |  | Non-Lead Plastic | No | 1995-08-30 | 0 | Rectified Plan | Yes | Visual inspection at the meter pit | 2024-02-20 |  | Non-Lead Plastic |  |  | Field inspection only with no records | Yes | Visual inspection at the meter pit | 2024-02-20 |  | Non-Lead |  |  |  | Domestic
MTR_017902 | 13320 SE 177TH CT | LOT 43 FAIRWOOD GROVES CONDOS |  |  | Non-Lead - Other | No | 1998-02-27 | 0 | Installation date is after the lead ban |  |  |  |  | Non-Lead - Other |  |  | Installation date is after the lead ban |  |  |  |  | Non-Lead |  |  |  | Domestic
MTR_015552 | 17523 128TH AVE SE | LOT 32 EMERALD VISTA |  |  | Non-Lead - Other | No | 2001-03-01 | 0 | Installation date is after the lead ban |  |  |  |  | Non-Lead - Other |  |  | Installation date is after the lead ban |  |  |  |  | Non-Lead |  |  |  | Domestic
MTR_017321 | 17804 109TH AVE SE | L7 BRISTOW ADD. |  |  | Non-Lead - Other | No | 2011-08-10 | 1 | Rectified Plan |  |  |  |  | Non-Lead - Other |  |  | Statistical analysis |  |  |  |  | Non-Lead |  |  |  | Domestic
MTR_020189 | 19411 108TH AVE SE | PORT23 PANTHER LK GAR TR |  |  | Non-Lead - Other | Unknown |  | 0 | Statistical analysis |  |  |  |  | Non-Lead - Other |  |  | Statistical analysis |  |  |  |  | Non-Lead |  |  |  | Assumed
MTR_015843 | 14707 SE 188TH WAY | LOT 3 BOLLMAN PLAT |  |  | Non-Lead - Other | No | 2003-03-05 | 0 | Installation date is after the lead ban |  |  |  |  | Non-Lead - Other |  |  | Installation date is after the lead ban |  |  |  |  | Non-Lead |  |  |  | Domestic
MTR_020157 | 19210 106TH AVE SE | POR L19 PANT LK GAR TRT |  |  | Non-Lead - Other | Unknown |  | 0 | Statistical analysis |  |  |  |  | Non-Lead - Other |  |  | Statistical analysis |  |  |  |  | Non-Lead |  |  |  | Assumed
MTR_015837 | 14540 SE 188TH WAY | LOT 32 BOLLMAN PLAT |  |  | Non-Lead - Other | No | 2003-03-05 | 0 | Installation date is after the lead ban |  |  |  |  | Non-Lead - Other |  |  | Installation date is after the lead ban |  |  |  |  | Non-Lead |  |  |  | Domestic
MTR_015818 | 14723 SE 185TH PL | LOT 39 FAIRHAVEN 2 |  |  | Non-Lead - Other | No | 2001-07-27 | 0 | Installation date is after the lead ban |  |  |  |  | Non-Lead - Other |  |  | Installation date is after the lead ban |  |  |  |  | Non-Lead |  |  |  | Domestic
MTR_021321 | 19423 146TH AVE SE | L43 FAIRWOOD GLEN |  |  | Non-Lead - Other | No |  | 0 | Installation date is after the lead ban |  |  |  |  | Non-Lead - Other |  |  | Installation date is after the lead ban |  |  |  |  | Non-Lead |  |  |  | Domestic
MTR_024893 | 20628 132ND AVE SE | TAX LOT 55 SEC 3-22-5 |  |  | Non-Lead - Other | Unknown |  | 0 | Statistical analysis |  |  |  |  | Non-Lead - Other |  |  | Statistical analysis |  |  |  |  | Non-Lead |  |  |  | Assumed
MTR_017115 | 18205 109TH AVE SE | LOT 1 MAPLE GLEN |  |  | Non-Lead - Other | No | 1977-03-18 | 0 | Installation date is after the lead ban |  |  |  |  | Non-Lead - Other |  |  | Installation date is after the lead ban |  |  |  |  | Non-Lead |  |  |  | Domestic
MTR_017111 | 10927 SE 182ND ST | LOT 5 MAPLE GLEN |  |  | Non-Lead - Other | No |  | 0 | Installation date is after the lead ban |  |  |  |  | Non-Lead - Other |  |  | Installation date is after the lead ban |  |  |  |  | Non-Lead |  |  |  | Domestic
MTR_019722 | 10903 SE 186TH ST | LOT 1 BLK2 WALHAVEN |  |  | Non-Lead - Other | Unknown |  | 0 | Statistical analysis |  |  |  |  | Non-Lead - Other |  |  | Statistical analysis |  |  |  |  | Non-Lead |  |  |  | Domestic
MTR_019504 | 11250 SE 190TH CT | LOT 68 CHINQUAPIN RIDGE |  |  | Non-Lead - Other | No | 1995-09-19 | 0 | Installation date is after the lead ban |  |  |  |  | Non-Lead - Other |  |  | Installation date is after the lead ban |  |  |  |  | Non-Lead |  |  |  | Domestic
MTR_022508 | 19327 113TH AVE SE | LOT 43 PANTHER MEADOWS |  |  | Non-Lead - Other | No | 2004-07-26 | 0 | Installation date is after the lead ban |  |  |  |  | Non-Lead - Other |  |  | Installation date is after the lead ban |  |  |  |  | Non-Lead |  |  |  | Domestic
MTR_022455 | 19534 113TH PL SE | LOT 3 PANTHER MEADOWS |  |  | Non-Lead - Other | No | 2004-07-26 | 0 | Installation date is after the lead ban |  |  |  |  | Non-Lead - Other |  |  | Installation date is after the lead ban |  |  |  |  | Non-Lead |  |  |  | Domestic
MTR_022560 | 19467 115TH PL SE | LOT 67 PLATEAU @ PANTHER LAKE |  |  | Non-Lead - Other | No | 2007-03-05 | 0 | Installation date is after the lead ban |  |  |  |  | Non-Lead - Other |  |  | Installation date is after the lead ban |  |  |  |  | Non-Lead |  |  |  | Domestic
MTR_022624 | 11449 SE 194TH ST | LOT 79 PLATEAU @ PANTHER LAKE |  |  | Non-Lead - Other | No | 2007-03-05 | 0 | Installation date is after the lead ban |  |  |  |  | Non-Lead - Other |  |  | Installation date is after the lead ban |  |  |  |  | Non-Lead |  |  |  | Domestic
MTR_019913 | 19138 108TH LN SE | LOT 6 CABIAO TOWNHOMES |  |  | Non-Lead - Other | No | 2009-01-05 | 0 | Installation date is after the lead ban |  |  |  |  | Non-Lead - Other |  |  | Installation date is after the lead ban |  |  |  |  | Non-Lead |  |  |  | Domestic
MTR_019529 | 19174 110TH PL SE | LOT 1 FORD TOWNHOMES (VILLAGE GATE) |  |  | Non-Lead - Other | No | 1997-06-17 | 0 | Installation date is after the lead ban |  |  |  |  | Non-Lead - Other |  |  | Installation date is after the lead ban |  |  |  |  | Non-Lead |  |  |  | Domestic
MTR_021177 | 18839 132ND PL SE | LOT 8 FOREST ESTATES #7 |  |  | Non-Lead - Other | No | 1987-08-28 | 0 | Installation date is after the lead ban |  |  |  |  | Non-Lead - Other |  |  | Installation date is after the lead ban |  |  |  |  | Non-Lead |  |  |  | Domestic
MTR_015787 | 14735 SE 185TH PL | LOT 41 FAIRHAVEN 2 |  |  | Non-Lead - Other | No | 2001-07-27 | 0 | Installation date is after the lead ban |  |  |  |  | Non-Lead - Other |  |  | Installation date is after the lead ban |  |  |  |  | Non-Lead |  |  |  | Domestic
MTR_021178 | 18831 132ND PL SE | LOT 7 FOREST ESTATES #7 |  |  | Non-Lead - Other | No | 1987-08-28 | 0 | Installation date is after the lead ban |  |  |  |  | Non-Lead - Other |  |  | Installation date is after the lead ban |  |  |  |  | Non-Lead |  |  |  | Assumed
MTR_020981 | 18703 132ND PL SE | LOT 62 FOREST ESTATES #1 |  |  | Non-Lead - Other | No | 1978-08-01 | 0 | Installation date is after the lead ban |  |  |  |  | Non-Lead - Other |  |  | Installation date is after the lead ban |  |  |  |  | Non-Lead |  |  |  | Domestic
MTR_018012 | 13408 SE 183RD ST | L 331 FOREST ESTATES 3 |  |  | Non-Lead - Other | No | 1983-08-01 | 0 | Installation date is after the lead ban |  |  |  |  | Non-Lead - Other |  |  | Installation date is after the lead ban |  |  |  |  | Non-Lead |  |  |  | Domestic
MTR_018008 | 13442 SE 183RD ST | L325 FOREST ESTATES #3 |  |  | Non-Lead - Other | No | 1983-08-01 | 0 | Installation date is after the lead ban |  |  |  |  | Non-Lead - Other |  |  | Installation date is after the lead ban |  |  |  |  | Non-Lead |  |  |  | Domestic
MTR_014779 | 17255 117TH AVE SE | LOT 4 K.C.S.P. #185005 |  |  | Non-Lead - Other | No | 1997-10-13 | 0 | Installation date is after the lead ban |  |  |  |  | Non-Lead - Other |  |  | Installation date is after the lead ban |  |  |  |  | Non-Lead |  |  |  | Domestic
MTR_014787 | 11620 SE PETROVITSKY RD | TL 55 W1/2 28-23-5 |  |  | Non-Lead - Other | Unknown |  | 0.75 | Statistical analysis |  |  |  |  | Non-Lead - Other |  |  | Statistical analysis |  |  |  |  | Non-Lead |  |  |  | Assumed
MTR_014902 | 16828 123RD AVE SE | L4 B2 CASCADE VISTA #1 |  |  | Non-Lead Plastic | No | 2010-10-25 | 1 | Rectified Plan | Yes | Visual inspection at the meter pit | 2024-02-12 |  | Galvanized Requiring Replacement |  |  | Field inspection only with no records | Yes | Visual inspection at the meter pit | 2024-02-12 |  | Galvanized Requiring Replacement |  |  |  | Domestic
MTR_014870 | 16812 124TH AVE SE | L2 BL1 CASCADE VISTA #1 |  |  | Non-Lead Plastic | No | 2010-10-25 | 1 | Rectified Plan | Yes | Visual inspection at the meter pit | 2024-02-12 |  | Galvanized Requiring Replacement |  |  | Field inspection only with no records | Yes | Visual inspection at the meter pit | 2024-02-12 |  | Galvanized Requiring Replacement |  |  |  | Domestic
MTR_015032 | 11658 SE 170TH PL | LOT 1 BLOCK 7 CASCADE VISTA #1 |  |  | Non-Lead - Other | No | 2010-10-25 | 1 | Rectified Plan |  |  |  |  | Non-Lead - Other |  |  | Statistical analysis |  |  |  |  | Non-Lead |  |  |  | Domestic
MTR_014930 | 17004 122ND AVE SE | L10 B3 CASCADE VISTA #1 |  |  | Non-Lead - Other | No | 2010-10-25 | 1 | Rectified Plan |  |  |  |  | Non-Lead - Other |  |  | Statistical analysis |  |  |  |  | Non-Lead |  |  |  | Domestic
MTR_017986 | 13422 SE 184TH ST | L312 FOREST ESTATES 3 |  |  | Non-Lead - Other | No | 1983-08-01 | 0 | Installation date is after the lead ban |  |  |  |  | Non-Lead - Other |  |  | Installation date is after the lead ban |  |  |  |  | Non-Lead |  |  |  | Domestic
MTR_017993 | 13415 SE 184TH ST | LOT303 FOREST ESTATES #3 |  |  | Non-Lead - Other | No | 1983-08-01 | 0 | Installation date is after the lead ban |  |  |  |  | Non-Lead - Other |  |  | Installation date is after the lead ban |  |  |  |  | Non-Lead |  |  |  | Domestic
MTR_020930 | 18441 135TH PL SE | L230 FOREST ESTATES 2 |  |  | Non-Lead - Other | No |  | 0 | Installation date is after the lead ban |  |  |  |  | Non-Lead - Other |  |  | Installation date is after the lead ban |  |  |  |  | Non-Lead |  |  |  | Domestic
MTR_020933 | 18429 135TH PL SE | LOT 227 FOREST ESTATES #2 |  |  | Non-Lead - Other | No |  | 0 | Installation date is after the lead ban |  |  |  |  | Non-Lead - Other |  |  | Installation date is after the lead ban |  |  |  |  | Non-Lead |  |  |  | Domestic
MTR_017983 | 13434 SE 184TH ST | LOT 310 FOREST ESTATES #3 |  |  | Non-Lead - Other | No | 1983-08-01 | 0 | Installation date is after the lead ban |  |  |  |  | Non-Lead - Other |  |  | Installation date is after the lead ban |  |  |  |  | Non-Lead |  |  |  | Domestic
MTR_020935 | 18437 135TH PL SE | L229 FOREST ESTATES 2 |  |  | Non-Lead - Other | No |  | 0 | Installation date is after the lead ban |  |  |  |  | Non-Lead - Other |  |  | Installation date is after the lead ban |  |  |  |  | Non-Lead |  |  |  | Domestic
MTR_019042 | 10424 SE 188TH CT | LOT 11 COUGAR MEADOWS |  |  | Non-Lead - Other | No | 1989-10-23 | 0 | Installation date is after the lead ban |  |  |  |  | Non-Lead - Other |  |  | Installation date is after the lead ban |  |  |  |  | Non-Lead |  |  |  | Domestic
MTR_019050 | 18835 104TH PL SE | LOT 2 COUGAR MEADOWS |  |  | Non-Lead - Other | No | 1989-10-23 | 0 | Installation date is after the lead ban |  |  |  |  | Non-Lead - Other |  |  | Installation date is after the lead ban |  |  |  |  | Non-Lead |  |  |  | Domestic
MTR_019011 | 10333 SE 190TH ST | LOT 14 EAGLEBROOK |  |  | Non-Lead - Other | No |  | 0 | Installation date is after the lead ban |  |  |  |  | Non-Lead - Other |  |  | Installation date is after the lead ban |  |  |  |  | Non-Lead |  |  |  | Assumed
MTR_019019 | 10309 SE 190TH PL | LOT 13 PANTHER MEADOW |  |  | Non-Lead - Other | No | 1989-06-05 | 0 | Installation date is after the lead ban |  |  |  |  | Non-Lead - Other |  |  | Installation date is after the lead ban |  |  |  |  | Non-Lead |  |  |  | Domestic
MTR_018791 | 10307 SE 185TH PL | LOT 6 WINDSOR HEIGHTS |  |  | Non-Lead - Other | No | 1995-06-28 | 0 | Installation date is after the lead ban |  |  |  |  | Non-Lead - Other |  |  | Installation date is after the lead ban |  |  |  |  | Non-Lead |  |  |  | Domestic
MTR_020155 | 19406 106TH AVE SE | POR L22 PANT LK GARD TRT |  |  | Non-Lead - Other | Unknown |  | 0 | Statistical analysis |  |  |  |  | Non-Lead - Other |  |  | Statistical analysis |  |  |  |  | Non-Lead |  |  |  | Assumed
MTR_015403 | 12641 SE 169TH PL | L 57 CASCADE VISTA 3 |  |  | Non-Lead - Other | No | 2011-08-10 | 0 | Rectified Plan |  |  |  |  | Non-Lead - Other |  |  | Statistical analysis |  |  |  |  | Non-Lead |  |  |  | Domestic
MTR_019049 | 18926 104TH PL SE | LOT 24 COUGAR MEADOWS |  |  | Non-Lead - Other | No | 1989-10-23 | 0 | Installation date is after the lead ban |  |  |  |  | Non-Lead - Other |  |  | Installation date is after the lead ban |  |  |  |  | Non-Lead |  |  |  | Domestic
MTR_015280 | 12652 SE 170TH ST | L69 CASCADE VISTA 3 |  |  | Non-Lead - Other | No | 2011-08-10 | 0 | Rectified Plan |  |  |  |  | Non-Lead - Other |  |  | Statistical analysis |  |  |  |  | Non-Lead |  |  |  | Domestic
MTR_015236 | 17034 130TH AVE SE | L26 RENTON PARK #3 |  |  | Non-Lead - Other | Unknown |  | 0 | Statistical analysis |  |  |  |  | Non-Lead - Other |  |  | Statistical analysis |  |  |  |  | Non-Lead |  |  |  | Domestic
MTR_015213 | 16925 130TH AVE SE | LOT 2 RENTON PARK #3 |  |  | Non-Lead - Other | Unknown |  | 0 | Statistical analysis |  |  |  |  | Non-Lead - Other |  |  | Statistical analysis |  |  |  |  | Non-Lead |  |  |  | Domestic
MTR_015386 | 17207 128TH AVE SE | LOT 107 CASCADE VISTA #3 |  |  | Non-Lead - Other | Unknown |  | 0 | Statistical analysis |  |  |  |  | Non-Lead - Other |  |  | Statistical analysis |  |  |  |  | Non-Lead |  |  |  | Domestic
MTR_020938 | 18622 134TH AVE SE | LOT 24 FOREST ESTATES |  |  | Non-Lead - Other | No | 1978-08-01 | 0 | Installation date is after the lead ban |  |  |  |  | Non-Lead - Other |  |  | Installation date is after the lead ban |  |  |  |  | Non-Lead |  |  |  | Domestic
MTR_020948 | 18610 134TH AVE SE | LOT 26 FOREST ESTATES |  |  | Non-Lead - Other | No | 1978-08-01 | 0 | Installation date is after the lead ban |  |  |  |  | Non-Lead - Other |  |  | Installation date is after the lead ban |  |  |  |  | Non-Lead |  |  |  | Domestic
MTR_024325 | 22123 103RD PL SE | E128.76"" N411+ S147+ TR 21 UNEEDA N ORCHARD |  |  | Non-Lead - Other | Unknown |  | 0 | Statistical analysis |  |  |  |  | Non-Lead - Other |  |  | Statistical analysis |  |  |  |  | Non-Lead |  |  |  | Domestic
MTR_020950 | 18604 134TH AVE SE | L27 FOREST ESTATES 1 |  |  | Non-Lead - Other | No | 1978-08-01 | 0 | Installation date is after the lead ban |  |  |  |  | Non-Lead - Other |  |  | Installation date is after the lead ban |  |  |  |  | Non-Lead |  |  |  | Domestic
MTR_023024 | 12414 SE 198TH PL | LOT 21 MORFORD PARK |  |  | Non-Lead - Other | No |  | 0 | Installation date is after the lead ban |  |  |  |  | Non-Lead - Other |  |  | Installation date is after the lead ban |  |  |  |  | Non-Lead |  |  |  | Assumed
MTR_020915 | 13416 SE 187TH PL | LOT 21 FOREST ESTATES |  |  | Non-Lead - Other | No | 1978-08-01 | 1 | Installation date is after the lead ban |  |  |  |  | Non-Lead - Other |  |  | Installation date is after the lead ban |  |  |  |  | Non-Lead |  |  |  | Domestic
MTR_020125 | 19406 102ND AVE SE | TAX LOT 240 5-22-5 |  |  | Non-Lead - Other | No |  | 0 | Installation date is after the lead ban |  |  |  |  | Non-Lead - Other |  |  | Installation date is after the lead ban |  |  |  |  | Non-Lead |  |  |  | Assumed
MTR_016151 | 15914 SE 182ND PL | LOT 29 CARRIAGEWOOD #8 |  |  | Non-Lead - Plastic | No | 1983-07-01 | 0 | Rectified Plan | No |  |  |  | Non-Lead - Other |  |  | Installation date is after the lead ban |  |  |  |  | Non-Lead |  |  |  | Domestic
MTR_017991 | 13403 SE 184TH ST | LOT301 FOREST ESTATES #3 |  |  | Non-Lead - Other | No | 1983-08-01 | 0 | Installation date is after the lead ban |  |  |  |  | Non-Lead - Other |  |  | Installation date is after the lead ban |  |  |  |  | Non-Lead |  |  |  | Domestic
MTR_017990 | 13404 SE 184TH ST | LOT 315 FOREST ESTATES#3 |  |  | Non-Lead - Other | No | 1983-08-01 | 0 | Installation date is after the lead ban |  |  |  |  | Non-Lead - Other |  |  | Installation date is after the lead ban |  |  |  |  | Non-Lead |  |  |  | Domestic
MTR_017987 | 18406 135TH PL SE | LOT306 FOREST ESTATES #3 |  |  | Non-Lead - Other | No | 1983-08-01 | 0 | Installation date is after the lead ban |  |  |  |  | Non-Lead - Other |  |  | Installation date is after the lead ban |  |  |  |  | Non-Lead |  |  |  | Domestic
MTR_018013 | 13410 SE 184TH ST | LOT 314 FOREST ESTATES#3 |  |  | Non-Lead - Other | No | 1983-08-01 | 0 | Installation date is after the lead ban |  |  |  |  | Non-Lead - Other |  |  | Installation date is after the lead ban |  |  |  |  | Non-Lead |  |  |  | Domestic
MTR_023515 | 11129 SE 216TH ST | LOT 35 BENSON PLACE |  |  | Non-Lead - Other | No | 1996-06-08 | 0 | Installation date is after the lead ban |  |  |  |  | Non-Lead - Other |  |  | Installation date is after the lead ban |  |  |  |  | Non-Lead |  |  |  | Domestic
MTR_023574 | 11223 SE 214TH CT | LOT 4 WEST CREEK PLACE |  |  | Non-Lead - Other | No | 2007-09-28 | 0 | Installation date is after the lead ban |  |  |  |  | Non-Lead - Other |  |  | Installation date is after the lead ban |  |  |  |  | Non-Lead |  |  |  | Domestic
MTR_019981 | 19214 101ST PL SE | LOT 22 TALBOT RIDGE ESTATES |  |  | Non-Lead - Other | No | 2009-08-19 | 0 | Installation date is after the lead ban |  |  |  |  | Non-Lead - Other |  |  | Installation date is after the lead ban |  |  |  |  | Non-Lead |  |  |  | Domestic
MTR_022185 | 18656 116TH AVE SE | 9921-010890 |  |  | Non-Lead - Other | Unknown |  | 0 | Statistical analysis |  |  |  |  | Non-Lead - Other |  |  | Statistical analysis |  |  |  |  | Non-Lead |  |  |  | Assumed
MTR_020929 | 18445 135TH PL SE | L231 FOREST ESTATES 2 |  |  | Non-Lead - Other | No |  | 0 | Installation date is after the lead ban |  |  |  |  | Non-Lead - Other |  |  | Installation date is after the lead ban |  |  |  |  | Non-Lead |  |  |  | Domestic
MTR_020927 | 18449 135TH PL SE | LOT 232 FOREST ESTATES #2 |  |  | Non-Lead - Other | No |  | 0 | Installation date is after the lead ban |  |  |  |  | Non-Lead - Other |  |  | Installation date is after the lead ban |  |  |  |  | Non-Lead |  |  |  | Domestic
MTR_020936 | 18461 135TH PL SE | LOT 234 FOREST ESTATES 2 |  |  | Non-Lead - Other | No |  | 0 | Installation date is after the lead ban |  |  |  |  | Non-Lead - Other |  |  | Installation date is after the lead ban |  |  |  |  | Non-Lead |  |  |  | Domestic
MTR_021071 | 18517 135TH PL SE | LOT 237 FOREST ESTATES 2 |  |  | Non-Lead - Other | No |  | 0 | Installation date is after the lead ban |  |  |  |  | Non-Lead - Other |  |  | Installation date is after the lead ban |  |  |  |  | Non-Lead |  |  |  | Domestic
MTR_020942 | 18465 135TH PL SE | LOT 235 FOREST ESTATES 2 |  |  | Non-Lead - Other | No |  | 0 | Installation date is after the lead ban |  |  |  |  | Non-Lead - Other |  |  | Installation date is after the lead ban |  |  |  |  | Non-Lead |  |  |  | Domestic
MTR_020931 | 18425 135TH PL SE | LOT 225 FOREST ESTATES #2 |  |  | Non-Lead - Other | No |  | 0 | Installation date is after the lead ban |  |  |  |  | Non-Lead - Other |  |  | Installation date is after the lead ban |  |  |  |  | Non-Lead |  |  |  | Domestic
MTR_011589 | 16304 128TH PL SE | LOT 115 FAIRWOOD #9 |  |  | Non-Lead - Other | No |  | 1 | Installation date is after the lead ban |  |  |  |  | Non-Lead - Other |  |  | Installation date is after the lead ban |  |  |  |  | Non-Lead |  |  |  | Domestic
MTR_011623 | 16374 129TH AVE SE | L 99 FAIRWOOD 9 |  |  | Non-Lead - Other | No | 2007-10-01 | 0 | Installation date is after the lead ban |  |  |  |  | Non-Lead - Other |  |  | Installation date is after the lead ban |  |  |  |  | Non-Lead |  |  |  | Domestic
MTR_030293 | 20850 144TH AVE SE | L8 MAPLE CREST |  |  | Non-Lead - Plastic | Unknown |  | 1 | Converted CAD |  |  |  |  | Non-Lead - Other |  |  | Statistical analysis |  |  |  |  | Non-Lead |  |  |  | Domestic
MTR_011588 | 16310 128TH PL SE | L114 FAIRWOOD DIV. #9 |  |  | Non-Lead - Other | No |  | 1 | Installation date is after the lead ban |  |  |  |  | Non-Lead - Other |  |  | Installation date is after the lead ban |  |  |  |  | Non-Lead |  |  |  | Domestic
MTR_022915 | 19454 122ND PL SE | LOT 7 VISTA VIEW HEIGHTS #3 |  |  | Non-Lead - Other | No |  |  | Installation date is after the lead ban |  |  |  |  | Non-Lead - Other |  |  | Installation date is after the lead ban |  |  |  |  | Non-Lead
MTR_011809 | 10715 SE 170TH ST | LOT 2-C MARVIN GARDENS |  |  | Non-Lead - Plastic | No | 2002-07-28 | 1 | Rectified Plan |  |  |  |  | Non-Lead - Other |  |  | Installation date is after the lead ban |  |  |  |  | Non-Lead |  |  |  | Domestic
MTR_014697 | 13031 SE 159TH PL | LOT 103 FAIRLANE WOODS |  |  | Non-Lead - Other | No | 1978-09-22 | 0 | Installation date is after the lead ban |  |  |  |  | Non-Lead - Other |  |  | Installation date is after the lead ban |  |  |  |  | Non-Lead |  |  |  | Domestic
MTR_017419 | 11615 SE 180TH ST | 9921-009790 |  |  | Non-Lead - Other | No | 1975-08-05 | 0 | Relative Placement |  |  |  |  | Non-Lead - Other |  |  | Statistical analysis |  |  |  |  | Non-Lead |  |  |  | Assumed
MTR_022670 | 19515 120TH PL SE | LOT 1 HAUGHEE PLAT (LOT 2001) |  |  | Non-Lead - Other | No | 2013-04-30 | 0 | Installation date is after the lead ban |  |  |  |  | Non-Lead - Other |  |  | Installation date is after the lead ban |  |  |  |  | Non-Lead |  |  |  | Domestic
MTR_022600 | 11421 SE 193RD TER | LOT 19 PLATEAU @ PANTHER LAKE |  |  | Non-Lead - Other | No | 2007-03-05 | 0 | Installation date is after the lead ban |  |  |  |  | Non-Lead - Other |  |  | Installation date is after the lead ban |  |  |  |  | Non-Lead |  |  |  | Domestic
MTR_019703 | 11027 SE 186TH PL | LOT 25 RUDDELLS ADD 1 |  |  | Non-Lead - Other | No |  | 0 | Installation date is after the lead ban |  |  |  |  | Non-Lead - Other |  |  | Installation date is after the lead ban |  |  |  |  | Non-Lead |  |  |  | Domestic
MTR_017710 | 11423 SE 182ND ST | L 24 VIEW GARDENS 1 |  |  | Non-Lead - Other | Unknown |  | 0 | Statistical analysis |  |  |  |  | Non-Lead - Other |  |  | Statistical analysis |  |  |  |  | Non-Lead |  |  |  | Assumed
MTR_011793 | 13109 SE 162ND PL | L35 FAIRWOOD DIV. #9 |  |  | Non-Lead - Other | No |  | 1 | Installation date is after the lead ban |  |  |  |  | Non-Lead - Other |  |  | Installation date is after the lead ban |  |  |  |  | Non-Lead |  |  |  | Domestic
MTR_022177 | 11922 SE 186TH ST | LOT 4 NW GARDEN TRACTS 2 |  |  | Non-Lead - Other | No | 2004-03-31 | 0 | Rectified Plan | No |  |  |  | Non-Lead - Other |  |  | Installation date is after the lead ban |  |  |  |  | Non-Lead |  |  |  | Domestic
MTR_022172 | 11804 SE 188TH ST | 9921-010880 |  |  | Non-Lead - Other | Unknown |  | 0 | Statistical analysis |  |  |  |  | Non-Lead - Other |  |  | Statistical analysis |  |  |  |  | Non-Lead |  |  |  | Assumed
MTR_017479 | 11625 SE 184TH ST | 9921-010450 |  |  | Non-Lead - Other | No | 1975-09-11 | 0 | Relative Placement |  |  |  |  | Non-Lead - Other |  |  | Statistical analysis |  |  |  |  | Non-Lead |  |  |  | Assumed
MTR_017308 | 17645 110TH AVE SE | L23 MELRIDGE ADD. |  |  | Non-Lead - Other | No | 2011-08-10 | 1 | Rectified Plan |  |  |  |  | Non-Lead - Other |  |  | Statistical analysis |  |  |  |  | Non-Lead |  |  |  | Domestic
MTR_022210 | 11621 SE 189TH PL | LOT 2 JESSIE GLEN |  |  | Non-Lead - Other | No | 2007-07-19 | 0 | Rectified Plan | No |  |  |  | Non-Lead - Other |  |  | Installation date is after the lead ban |  |  |  |  | Non-Lead |  |  |  | Domestic
MTR_017925 | 17619 133RD PL SE | LOT 21 FAIRWOOD GROVES CONDOS |  |  | Non-Lead - Other | No | 1998-02-27 | 0 | Installation date is after the lead ban |  |  |  |  | Non-Lead - Other |  |  | Installation date is after the lead ban |  |  |  |  | Non-Lead |  |  |  | Domestic
MTR_011846 | 3125 CEDAR AVE S | LOT 20 KRISTEN WOODS |  |  | Non-Lead - Other | No | 2007-10-01 | 0 | Installation date is after the lead ban |  |  |  |  | Non-Lead - Other |  |  | Installation date is after the lead ban |  |  |  |  | Non-Lead |  |  |  | Domestic
MTR_011959 | 1215 S 35TH ST | LOT 44 WINSPER 2 |  |  | Non-Lead - Other | No | 1998-02-25 | 0 | Installation date is after the lead ban |  |  |  |  | Non-Lead - Other |  |  | Installation date is after the lead ban |  |  |  |  | Non-Lead |  |  |  | Domestic
MTR_015721 | 813 S 38TH CT | LOT 20 SUNNYBROOK |  |  | Non-Lead - Other | No | 2004-01-22 | 0 | Installation date is after the lead ban |  |  |  |  | Non-Lead - Other |  |  | Installation date is after the lead ban |  |  |  |  | Non-Lead |  |  |  | Domestic
MTR_015702 | 1136 S 36TH PL | LOT 102 SUNNYBROOK |  |  | Non-Lead - Other | No | 2004-01-22 | 0 | Installation date is after the lead ban |  |  |  |  | Non-Lead - Other |  |  | Installation date is after the lead ban |  |  |  |  | Non-Lead |  |  |  | Domestic
MTR_015238 | 12515 SE 171ST ST | L129 CASCADE VISTA #3 |  |  | Non-Lead - Other | No | 2010-10-25 | 0 | Rectified Plan |  |  |  |  | Non-Lead - Other |  |  | Statistical analysis |  |  |  |  | Non-Lead |  |  |  | Domestic
MTR_014144 | 11512 SE PETROVITSKY RD | TL 90 29-23-5 |  |  | Non-Lead - Other | Unknown |  | 0 | Statistical analysis |  |  |  |  | Non-Lead - Other |  |  | Statistical analysis |  |  |  |  | Non-Lead |  |  |  | Domestic
MTR_029567 | 22526 112TH AVE SE | LOT 143 KENTON FIRS |  |  | Non-Lead - Other | Unknown |  | 0 | Statistical analysis |  |  |  |  | Non-Lead - Other |  |  | Statistical analysis |  |  |  |  | Non-Lead |  |  |  | Domestic
MTR_029500 | 11511 SE 226TH PL | L 49 KENTON FIRS |  |  | Non-Lead - Other | Unknown |  | 0 | Statistical analysis |  |  |  |  | Non-Lead - Other |  |  | Statistical analysis |  |  |  |  | Non-Lead |  |  |  | Domestic
MTR_028458 | 22247 126TH PL SE | LOT 159 SUMMERGLEN #3 |  |  | Non-Lead - Other | No |  | 0 | Installation date is after the lead ban |  |  |  |  | Non-Lead - Other |  |  | Installation date is after the lead ban |  |  |  |  | Non-Lead |  |  |  | Domestic
MTR_029511 | 11328 SE 227TH PL | L122 KENTON FIRS |  |  | Non-Lead - Other | Unknown |  | 0 | Statistical analysis |  |  |  |  | Non-Lead - Other |  |  | Statistical analysis |  |  |  |  | Non-Lead |  |  |  | Domestic
MTR_029095 | 22107 111TH PL SE | LOT 6 BENSON MEADOWS #2 |  |  | Non-Lead - Other | No |  | 0 | Installation date is after the lead ban |  |  |  |  | Non-Lead - Other |  |  | Installation date is after the lead ban |  |  |  |  | Non-Lead |  |  |  | Domestic
MTR_028948 | 11109 SE 218TH PL | LOT 5 ALDER HEIGHTS #2 |  |  | Non-Lead - Other | No |  | 0 | Installation date is after the lead ban |  |  |  |  | Non-Lead - Other |  |  | Installation date is after the lead ban |  |  |  |  | Non-Lead |  |  |  | Domestic
MTR_020949 | 18442 134TH AVE SE | L32 FOREST ESTATES |  |  | Non-Lead - Other | No | 1978-08-01 | 0 | Installation date is after the lead ban |  |  |  |  | Non-Lead - Other |  |  | Installation date is after the lead ban |  |  |  |  | Non-Lead |  |  |  | Domestic
MTR_020989 | 18430 134TH AVE SE | LOT 34 FOREST ESTATES #1 |  |  | Non-Lead - Other | No | 1978-08-01 | 0 | Installation date is after the lead ban |  |  |  |  | Non-Lead - Other |  |  | Installation date is after the lead ban |  |  |  |  | Non-Lead |  |  |  | Domestic
MTR_021160 | 18418 134TH AVE SE | LOT 36 FOREST ESTATES #1 |  |  | Non-Lead - Other | No | 1978-08-01 | 0 | Installation date is after the lead ban |  |  |  |  | Non-Lead - Other |  |  | Installation date is after the lead ban |  |  |  |  | Non-Lead |  |  |  | Domestic
MTR_020913 | 18412 134TH AVE SE | LOT 37 FOREST EST #1 |  |  | Non-Lead - Other | No | 1978-08-01 | 0 | Installation date is after the lead ban |  |  |  |  | Non-Lead - Other |  |  | Installation date is after the lead ban |  |  |  |  | Non-Lead |  |  |  | Domestic
MTR_018016 | 13405 SE 183RD ST | LOT316 FOREST ESTATES #3 |  |  | Non-Lead - Other | No | 1983-08-01 | 0 | Installation date is after the lead ban |  |  |  |  | Non-Lead - Other |  |  | Installation date is after the lead ban |  |  |  |  | Non-Lead |  |  |  | Domestic
MTR_018021 | 13411 SE 183RD ST | LOT 317 FOREST ESTATES 3 |  |  | Non-Lead - Other | No | 1983-08-01 | 0 | Installation date is after the lead ban |  |  |  |  | Non-Lead - Other |  |  | Installation date is after the lead ban |  |  |  |  | Non-Lead |  |  |  | Domestic
MTR_018010 | 13420 SE 183RD ST | L 329 FOREST ESTATES 3 |  |  | Non-Lead - Other | No | 1983-08-01 | 0 | Installation date is after the lead ban |  |  |  |  | Non-Lead - Other |  |  | Installation date is after the lead ban |  |  |  |  | Non-Lead |  |  |  | Domestic
MTR_018004 | 13432 SE 183RD ST | LOT 327 FOREST ESTATES #3 |  |  | Non-Lead - Other | No | 1983-08-01 | 0 | Installation date is after the lead ban |  |  |  |  | Non-Lead - Other |  |  | Installation date is after the lead ban |  |  |  |  | Non-Lead |  |  |  | Domestic
MTR_018011 | 13414 SE 183RD ST | L 330 FOREST ESTATES 3 |  |  | Non-Lead - Other | No | 1983-08-01 | 0 | Installation date is after the lead ban |  |  |  |  | Non-Lead - Other |  |  | Installation date is after the lead ban |  |  |  |  | Non-Lead |  |  |  | Domestic
MTR_018030 | 13413 SE 182ND ST | LOT 403 FOREST ESTATES 4 |  |  | Non-Lead - Other | No | 1986-04-01 | 0 | Installation date is after the lead ban |  |  |  |  | Non-Lead - Other |  |  | Installation date is after the lead ban |  |  |  |  | Non-Lead |  |  |  | Domestic
MTR_018110 | 13425 SE 182ND ST | LOT 5 FOREST ESTATES #4 |  |  | Non-Lead - Other | No | 1986-04-01 | 0 | Installation date is after the lead ban |  |  |  |  | Non-Lead - Other |  |  | Installation date is after the lead ban |  |  |  |  | Non-Lead |  |  |  | Domestic
MTR_018036 | 13419 SE 182ND ST | LOT 404 FOREST ESTATES 4 |  |  | Non-Lead - Other | No | 1986-04-01 | 0 | Installation date is after the lead ban |  |  |  |  | Non-Lead - Other |  |  | Installation date is after the lead ban |  |  |  |  | Non-Lead |  |  |  | Domestic
MTR_020922 | 13510 SE 186TH PL | L10 FOREST EST. DIV#1 |  |  | Non-Lead - Other | No | 1978-08-01 | 1 | Installation date is after the lead ban |  |  |  |  | Non-Lead - Other |  |  | Installation date is after the lead ban |  |  |  |  | Non-Lead |  |  |  | Domestic
MTR_020923 | 13506 SE 186TH PL | LOT 11 FOREST ESTATES |  |  | Non-Lead - Other | No | 1978-08-01 | 1 | Installation date is after the lead ban |  |  |  |  | Non-Lead - Other |  |  | Installation date is after the lead ban |  |  |  |  | Non-Lead |  |  |  | Domestic
MTR_020916 | 13503 SE 186TH PL | LOT 14 FOREST ESTATES |  |  | Non-Lead - Other | No | 1978-08-01 | 1 | Installation date is after the lead ban |  |  |  |  | Non-Lead - Other |  |  | Installation date is after the lead ban |  |  |  |  | Non-Lead |  |  |  | Domestic
MTR_021005 | 13432 SE 187TH PL | L19 FOREST ESTATES |  |  | Non-Lead - Other | No | 1978-08-01 | 1 | Installation date is after the lead ban |  |  |  |  | Non-Lead - Other |  |  | Installation date is after the lead ban |  |  |  |  | Non-Lead |  |  |  | Domestic
MTR_017988 | 13448 SE 184TH ST | LOT 307 FOREST ESTATES #3 |  |  | Non-Lead - Other | No | 1983-08-01 | 0 | Installation date is after the lead ban |  |  |  |  | Non-Lead - Other |  |  | Installation date is after the lead ban |  |  |  |  | Non-Lead |  |  |  | Domestic
MTR_017992 | 13409 SE 184TH ST | LOT 302 FOREST ESTATES 3 |  |  | Non-Lead - Other | No | 1983-08-01 | 0 | Installation date is after the lead ban |  |  |  |  | Non-Lead - Other |  |  | Installation date is after the lead ban |  |  |  |  | Non-Lead |  |  |  | Domestic
MTR_018125 | 18104 147TH AVE SE | L3 CARRIAGE LANE #3 |  |  | Non-Lead - Other | No | 2000-09-21 | 0 | Rectified Plan |  |  |  |  | Non-Lead - Other |  |  | Statistical analysis |  |  |  |  | Non-Lead |  |  |  | Domestic
MTR_016675 | 18111 149TH AVE SE | L15 CARRIAGEWOOD #2 |  |  | Non-Lead - Other | No | 1982-09-01 | 0 | Installation date is after the lead ban |  |  |  |  | Non-Lead - Other |  |  | Installation date is after the lead ban |  |  |  |  | Non-Lead |  |  |  | Domestic
MTR_018337 | 14605 SE 183RD ST | L15 CARRIAGE LANE #3 |  |  | Non-Lead - Other | Unknown | 1966-05-24 | 0 | Statistical analysis |  |  |  |  | Non-Lead - Other |  |  | Statistical analysis |  |  |  |  | Non-Lead |  |  |  | Domestic
MTR_015888 | 14512 SE 184TH PL | LOT 13 FAIRWOOD FIRS #2 |  |  | Non-Lead - Other | No | 1988-09-27 | 0 | Installation date is after the lead ban |  |  |  |  | Non-Lead - Other |  |  | Installation date is after the lead ban |  |  |  |  | Non-Lead |  |  |  | Irrigation
MTR_020956 | 18629 134TH AVE SE | LOT 86 FOREST ESTATES |  |  | Non-Lead - Other | No | 1978-08-01 | 0 | Installation date is after the lead ban |  |  |  |  | Non-Lead - Other |  |  | Installation date is after the lead ban |  |  |  |  | Non-Lead |  |  |  | Domestic
MTR_020932 | 18427 135TH PL SE | LOT226 FOREST ESTATES #2 |  |  | Non-Lead - Other | No |  | 0 | Installation date is after the lead ban |  |  |  |  | Non-Lead - Other |  |  | Installation date is after the lead ban |  |  |  |  | Non-Lead |  |  |  | Domestic
MTR_021633 | 19808 138TH AVE SE | LOT 9 STAFFORD HANSELL #11 |  |  | Non-Lead - Other | No |  | 0 | Rectified Plan | No |  |  |  | Non-Lead - Other |  |  | Installation date is after the lead ban |  |  |  |  | Non-Lead |  |  |  | Domestic
MTR_021700 | 13722 SE 200TH ST | LOT 2 SOOS CREEK MEADOWS |  |  | Non-Lead - Other | No |  | 0 | Rectified Plan | No |  |  |  | Non-Lead - Other |  |  | Installation date is after the lead ban |  |  |  |  | Non-Lead |  |  |  | Domestic
MTR_021630 | 19820 138TH AVE SE | LOT6 STAFFORD HANSELL#11 |  |  | Non-Lead - Other | No |  | 0 | Rectified Plan | No |  |  |  | Non-Lead - Other |  |  | Installation date is after the lead ban |  |  |  |  | Non-Lead |  |  |  | Domestic
MTR_021691 | 19729 138TH AVE SE | L38 STAFFORD HANSELL 11 |  |  | Non-Lead - Other | No |  | 0 | Rectified Plan | No |  |  |  | Non-Lead - Other |  |  | Installation date is after the lead ban |  |  |  |  | Non-Lead |  |  |  | Domestic
MTR_024724 | 13724 SE 201ST ST | LOT 32 FOREST GLEN SOUTH |  |  | Non-Lead - Other | No |  | 0 | Installation date is after the lead ban |  |  |  |  | Non-Lead - Other |  |  | Installation date is after the lead ban |  |  |  |  | Non-Lead |  |  |  | Domestic
MTR_024669 | 12524 SE 202ND PL | L34 SHERLYN PARK |  |  | Non-Lead - Other | No |  | 0 | Installation date is after the lead ban |  |  |  |  | Non-Lead - Other |  |  | Installation date is after the lead ban |  |  |  |  | Non-Lead |  |  |  | Domestic
MTR_018023 | 13530 SE 181ST PL | LOT 24 FOREST ESTATES #4 |  |  | Non-Lead - Other | No | 1986-04-01 | 0 | Installation date is after the lead ban |  |  |  |  | Non-Lead - Other |  |  | Installation date is after the lead ban |  |  |  |  | Non-Lead |  |  |  | Domestic
MTR_018031 | 13514 SE 181ST PL | LOT 426 FOREST ESTATES 4 |  |  | Non-Lead - Other | No | 1986-04-01 | 0 | Installation date is after the lead ban |  |  |  |  | Non-Lead - Other |  |  | Installation date is after the lead ban |  |  |  |  | Non-Lead |  |  |  | Domestic
MTR_018043 | 13531 SE 181ST PL | LOT 423 FOREST ESTATES #4 |  |  | Non-Lead - Other | No | 1986-04-01 | 0 | Installation date is after the lead ban |  |  |  |  | Non-Lead - Other |  |  | Installation date is after the lead ban |  |  |  |  | Non-Lead |  |  |  | Domestic
MTR_018051 | 13515 SE 181ST PL | LOT 21 FOREST ESTATES #4 |  |  | Non-Lead - Other | No | 1986-04-01 | 0 | Installation date is after the lead ban |  |  |  |  | Non-Lead - Other |  |  | Installation date is after the lead ban |  |  |  |  | Non-Lead |  |  |  | Domestic
MTR_018054 | 13429 SE 181ST PL | LOT 19 FOREST ESTATES 4 |  |  | Non-Lead - Other | No | 1986-04-01 | 0 | Installation date is after the lead ban |  |  |  |  | Non-Lead - Other |  |  | Installation date is after the lead ban |  |  |  |  | Non-Lead |  |  |  | Domestic
MTR_018050 | 13413 SE 181ST PL | LOT 17 FOREST ESTATES #4 |  |  | Non-Lead - Other | No | 1986-04-01 | 0 | Installation date is after the lead ban |  |  |  |  | Non-Lead - Other |  |  | Installation date is after the lead ban |  |  |  |  | Non-Lead |  |  |  | Domestic
MTR_018028 | 13408 SE 182ND ST | LOT 14 FOREST ESTATES #4 |  |  | Non-Lead - Other | No | 1986-04-01 | 0 | Installation date is after the lead ban |  |  |  |  | Non-Lead - Other |  |  | Installation date is after the lead ban |  |  |  |  | Non-Lead |  |  |  | Domestic
MTR_018027 | 13420 SE 182ND ST | LOT 12 FOREST ESTATES #4 |  |  | Non-Lead - Other | No | 1986-04-01 | 0 | Installation date is after the lead ban |  |  |  |  | Non-Lead - Other |  |  | Installation date is after the lead ban |  |  |  |  | Non-Lead |  |  |  | Domestic
MTR_018058 | 13438 SE 182ND ST | LOT 409 FOREST ESTATES 4 |  |  | Non-Lead - Other | No | 1986-04-01 | 0 | Installation date is after the lead ban |  |  |  |  | Non-Lead - Other |  |  | Installation date is after the lead ban |  |  |  |  | Non-Lead |  |  |  | Domestic
MTR_018057 | 13441 SE 182ND ST | LOT 408 FOREST ESTATES #4 |  |  | Non-Lead - Other | No | 1986-04-01 | 0 | Installation date is after the lead ban |  |  |  |  | Non-Lead - Other |  |  | Installation date is after the lead ban |  |  |  |  | Non-Lead |  |  |  | Domestic
MTR_018056 | 13437 SE 182ND ST | LOT 7 FOREST ESTATES #4 |  |  | Non-Lead - Other | No | 1986-04-01 | 0 | Installation date is after the lead ban |  |  |  |  | Non-Lead - Other |  |  | Installation date is after the lead ban |  |  |  |  | Non-Lead |  |  |  | Domestic
MTR_016790 | 14930 SE 184TH ST | LOT 49 CARRIAGEWOOD #5 |  |  | Non-Lead - Other | No | 1983-07-01 | 0 | Installation date is after the lead ban |  |  |  |  | Non-Lead - Other |  |  | Installation date is after the lead ban |  |  |  |  | Non-Lead |  |  |  | Domestic
MTR_016094 | 15835 SE 180TH CT | LOT11 CANDLEWOOD RIDGE 6 |  |  | Non-Lead - Plastic | No | 1980-08-01 | 0 | Rectified Plan | No |  |  |  | Non-Lead - Other |  |  | Installation date is after the lead ban |  |  |  |  | Non-Lead |  |  |  | Domestic
MTR_016704 | 14918 SE 183RD ST | L19 CARRIAGEWOOD #3 |  |  | Non-Lead - Other | No | 1983-04-01 | 0 | Installation date is after the lead ban |  |  |  |  | Non-Lead - Other |  |  | Installation date is after the lead ban |  |  |  |  | Non-Lead |  |  |  | Domestic
MTR_016432 | 15912 SE 178TH CT | L115 CANDLEWOOD RIDGE #1 |  |  | Non-Lead - Other | No |  | 0 | Installation date is after the lead ban |  |  |  |  | Non-Lead - Other |  |  | Installation date is after the lead ban |  |  |  |  | Non-Lead |  |  |  | Domestic
MTR_016188 | 17608 162ND PL SE | LOT 93 CANDLEWOOD RIDGE #3 |  |  | Non-Lead - Other | No | 1977-07-13 | 1 | Installation date is after the lead ban |  |  |  |  | Non-Lead - Other |  |  | Installation date is after the lead ban |  |  |  |  | Non-Lead |  |  |  | Domestic
MTR_017010 | 17737 153RD CT SE | LOT 61 CANDLEWOOD RIDGE #4 |  |  | Non-Lead - Other | No | 1977-07-01 | 0 | Installation date is after the lead ban |  |  |  |  | Non-Lead - Other |  |  | Installation date is after the lead ban |  |  |  |  | Non-Lead |  |  |  | Domestic
MTR_017011 | 15405 SE 176TH PL | LOT 87 CANDLEWOOD RIDGE #4 |  |  | Non-Lead - Other | No | 1977-07-01 | 0 | Installation date is after the lead ban |  |  |  |  | Non-Lead - Other |  |  | Installation date is after the lead ban |  |  |  |  | Non-Lead |  |  |  | Domestic
MTR_018009 | 13423 SE 183RD ST | LOT 319 FOREST ESTATES #3 |  |  | Non-Lead - Other | No | 1983-08-01 | 0 | Installation date is after the lead ban |  |  |  |  | Non-Lead - Other |  |  | Installation date is after the lead ban |  |  |  |  | Non-Lead |  |  |  | Domestic
MTR_012559 | 18237 168TH WAY SE | LOT 21 TROVITSKY PARK 2 |  |  | Non-Lead - Other | No | 2003-03-14 | 4 | Rectified Plan | No |  |  |  | Non-Lead - Other |  |  | Installation date is after the lead ban |  |  |  |  | Non-Lead |  |  |  | Domestic
MTR_018022 | 13443 SE 183RD ST | LOT 323 FOREST ESTATES 3 |  |  | Non-Lead - Other | No | 1983-08-01 | 0 | Installation date is after the lead ban |  |  |  |  | Non-Lead - Other |  |  | Installation date is after the lead ban |  |  |  |  | Non-Lead |  |  |  | Domestic
MTR_018017 | 13429 SE 183RD ST | LOT 20 FOREST ESTATES #3 |  |  | Non-Lead - Other | No | 1983-08-01 | 0 | Installation date is after the lead ban |  |  |  |  | Non-Lead - Other |  |  | Installation date is after the lead ban |  |  |  |  | Non-Lead |  |  |  | Domestic
MTR_021873 | 19329 133RD PL SE | LOT 4 FOREST TRAILS #4 |  |  | Non-Lead - Other | No |  | 0 | Rectified Plan | No |  |  |  | Non-Lead - Other |  |  | Installation date is after the lead ban |  |  |  |  | Non-Lead |  |  |  | Domestic
MTR_021863 | 13354 SE 193RD ST | LOT 50 FOREST TRAILS #4 |  |  | Non-Lead - Other | No |  | 0 | Rectified Plan | No |  |  |  | Non-Lead - Other |  |  | Installation date is after the lead ban |  |  |  |  | Non-Lead |  |  |  | Domestic
MTR_021481 | 14420 SE 198TH ST | LOT 27 RUDDELLS ADDITION |  |  | Non-Lead - Other | No |  | 0 | Installation date is after the lead ban |  |  |  |  | Non-Lead - Other |  |  | Installation date is after the lead ban |  |  |  |  | Non-Lead |  |  |  | Domestic
MTR_021446 | 14429 SE 198TH CT | LOT 71 RUDDELLS 3RD ADD. |  |  | Non-Lead - Other | No |  | 0 | Installation date is after the lead ban |  |  |  |  | Non-Lead - Other |  |  | Installation date is after the lead ban |  |  |  |  | Non-Lead |  |  |  | Domestic
MTR_020947 | 18524 134TH AVE SE | LOT 28 FOREST ESTATES 1 |  |  | Non-Lead - Other | No | 1978-08-01 | 0 | Installation date is after the lead ban |  |  |  |  | Non-Lead - Other |  |  | Installation date is after the lead ban |  |  |  |  | Non-Lead |  |  |  | Domestic
MTR_021452 | 14403 SE 198TH ST | L77 RUDDELLS 3RD ADD |  |  | Non-Lead - Other | No |  | 0 | Installation date is after the lead ban |  |  |  |  | Non-Lead - Other |  |  | Installation date is after the lead ban |  |  |  |  | Non-Lead |  |  |  | Domestic
MTR_028325 | 21601 129TH AVE SE | LOT 22 BEGONIA PLACE |  |  | Non-Lead - Other | No | 2001-02-23 | 0 | Installation date is after the lead ban |  |  |  |  | Non-Lead - Other |  |  | Installation date is after the lead ban |  |  |  |  | Non-Lead |  |  |  | Domestic
MTR_009213 | 17836 159TH AVE SE | L112 CANDLEWOOD RIDGE#1 |  |  | Non-Lead - Other | No |  | 0 | Installation date is after the lead ban |  |  |  |  | Non-Lead - Other |  |  | Installation date is after the lead ban |  |  |  |  | Non-Lead |  |  |  | Domestic
MTR_018035 | 13407 SE 182ND ST | LOT 2 FOREST ESTATES #4 |  |  | Non-Lead - Other | No | 1986-04-01 | 0 | Installation date is after the lead ban |  |  |  |  | Non-Lead - Other |  |  | Installation date is after the lead ban |  |  |  |  | Non-Lead |  |  |  | Domestic
MTR_028631 | 12324 SE 219TH PL | LOT 9 PARKWAY ESTATES |  |  | Non-Lead - Other | No | 1978-07-26 | 0 | Installation date is after the lead ban |  |  |  |  | Non-Lead - Other |  |  | Installation date is after the lead ban |  |  |  |  | Non-Lead |  |  |  | Domestic
MTR_026464 | 12713 SE 226TH PL | LOT 24 PHEASANTS HOLLOW |  |  | Non-Lead - Other | No | 1996-02-26 | 0 | Installation date is after the lead ban |  |  |  |  | Non-Lead - Other |  |  | Installation date is after the lead ban |  |  |  |  | Non-Lead |  |  |  | Domestic
MTR_028317 | 12951 SE 216TH PL | LOT 9 BEGONIA PLACE |  |  | Non-Lead - Other | No |  | 0 | Installation date is after the lead ban |  |  |  |  | Non-Lead - Other |  |  | Installation date is after the lead ban |  |  |  |  | Non-Lead |  |  |  | Assumed
MTR_022935 | 19615 122ND PL SE | L40 VISTA VIEW HGTS #2 |  |  | Non-Lead - Other | No |  | 0 | Installation date is after the lead ban |  |  |  |  | Non-Lead - Other |  |  | Installation date is after the lead ban |  |  |  |  | Non-Lead |  |  |  | Domestic
MTR_020093 | 20348 105TH CT SE | LOT 3 CODY'S PLACE |  |  | Non-Lead - Other | No | 2007-10-26 | 0 | Installation date is after the lead ban |  |  |  |  | Non-Lead - Other |  |  | Installation date is after the lead ban |  |  |  |  | Non-Lead |  |  |  | Domestic
MTR_026878 | 13252 SE 227TH ST | LOT 70 FERN CREST AKA MEADOW RIDGE |  |  | Non-Lead - Other | No | 2005-06-17 | 0 | Installation date is after the lead ban |  |  |  |  | Non-Lead - Other |  |  | Installation date is after the lead ban |  |  |  |  | Non-Lead |  |  |  | Domestic
MTR_027333 | 13918 SE 237TH PL | LOT 2 JANES PLACE |  |  | Non-Lead - Other | No | 1989-01-13 | 0 | Installation date is after the lead ban |  |  |  |  | Non-Lead - Other |  |  | Installation date is after the lead ban |  |  |  |  | Non-Lead |  |  |  | Domestic
MTR_018047 | 13506 SE 181ST PL | L427 FOREST ESTATES 4 |  |  | Non-Lead - Other | No | 1986-04-01 | 0 | Installation date is after the lead ban |  |  |  |  | Non-Lead - Other |  |  | Installation date is after the lead ban |  |  |  |  | Non-Lead |  |  |  | Domestic
MTR_018046 | 13412 SE 181ST PL | LOT 30 FOREST ESTATES #4 |  |  | Non-Lead - Other | No | 1986-04-01 | 0 | Installation date is after the lead ban |  |  |  |  | Non-Lead - Other |  |  | Installation date is after the lead ban |  |  |  |  | Non-Lead |  |  |  | Domestic
MTR_018039 | 18201 134TH AVE SE | LOT 437 FOREST ESTATES 4 |  |  | Non-Lead - Other | No | 1986-04-01 | 0 | Installation date is after the lead ban |  |  |  |  | Non-Lead - Other |  |  | Installation date is after the lead ban |  |  |  |  | Non-Lead |  |  |  | Domestic
MTR_018041 | 18115 134TH AVE SE | LOT 436 FOREST ESTATES #4 |  |  | Non-Lead - Other | No | 1986-04-01 | 0 | Installation date is after the lead ban |  |  |  |  | Non-Lead - Other |  |  | Installation date is after the lead ban |  |  |  |  | Non-Lead |  |  |  | Domestic
MTR_018040 | 18109 134TH AVE SE | LOT 35 FOREST ESTATES #4 |  |  | Non-Lead - Other | No | 1986-04-01 | 0 | Installation date is after the lead ban |  |  |  |  | Non-Lead - Other |  |  | Installation date is after the lead ban |  |  |  |  | Non-Lead |  |  |  | Domestic
MTR_018037 | 18207 134TH AVE SE | LOT 438 FOREST ESTATES #4 |  |  | Non-Lead - Other | No | 1986-04-01 | 0 | Installation date is after the lead ban |  |  |  |  | Non-Lead - Other |  |  | Installation date is after the lead ban |  |  |  |  | Non-Lead |  |  |  | Domestic
MTR_020451 | 20412 102ND AVE SE | L2 MAYVILLA PARK #1 |  |  | Non-Lead - Other | Unknown |  | 0 | Statistical analysis |  |  |  |  | Non-Lead - Other |  |  | Statistical analysis |  |  |  |  | Non-Lead |  |  |  | Assumed
MTR_018101 | 18218 133RD AVE SE | LOT 3 FOREST ESTATES #5 |  |  | Non-Lead - Other | No |  | 0 | Installation date is after the lead ban |  |  |  |  | Non-Lead - Other |  |  | Installation date is after the lead ban |  |  |  |  | Non-Lead |  |  |  | Domestic
MTR_018102 | 18205 133RD AVE SE | LOT 7 FOREST ESTATES #5 |  |  | Non-Lead - Other | No |  | 0 | Installation date is after the lead ban |  |  |  |  | Non-Lead - Other |  |  | Installation date is after the lead ban |  |  |  |  | Non-Lead |  |  |  | Domestic
MTR_026255 | 12225 SE 204TH ST | LOT 34 WHITNEY GLENN |  |  | Non-Lead - Other | No |  | 0 | Installation date is after the lead ban |  |  |  |  | Non-Lead - Other |  |  | Installation date is after the lead ban |  |  |  |  | Non-Lead |  |  |  | Domestic
MTR_018063 | 18212 133RD AVE SE | LOT 4 FOREST ESTATES #5 |  |  | Non-Lead - Other | No |  | 0 | Installation date is after the lead ban |  |  |  |  | Non-Lead - Other |  |  | Installation date is after the lead ban |  |  |  |  | Non-Lead |  |  |  | Domestic
MTR_018098 | 18210 133RD AVE SE | LOT 5 FOREST ESTATES 5 |  |  | Non-Lead - Other | No |  | 0 | Installation date is after the lead ban |  |  |  |  | Non-Lead - Other |  |  | Installation date is after the lead ban |  |  |  |  | Non-Lead |  |  |  | Domestic
MTR_029265 | 22324 110TH PL SE | L 84 STOCKTON |  |  | Non-Lead - Other | No |  | 0 | Installation date is after the lead ban |  |  |  |  | Non-Lead - Other |  |  | Installation date is after the lead ban |  |  |  |  | Non-Lead |  |  |  | Domestic
MTR_029689 | 22607 115TH PL SE | LOT 66 KENTON FIRS |  |  | Non-Lead - Other | Unknown |  | 0 | Statistical analysis |  |  |  |  | Non-Lead - Other |  |  | Statistical analysis |  |  |  |  | Non-Lead |  |  |  | Domestic
MTR_028805 | 22303 114TH PL SE | L 12 JOHN VELKOFF ADD |  |  | Non-Lead - Other | No | 2000-11-03 | 0 | Rectified Plan |  |  |  |  | Non-Lead - Other |  |  | Statistical analysis |  |  |  |  | Non-Lead |  |  |  | Domestic
MTR_029592 | 11324 SE 226TH ST | LOT 76 KENTON FIRS |  |  | Non-Lead - Other | Unknown |  | 0 | Statistical analysis |  |  |  |  | Non-Lead - Other |  |  | Statistical analysis |  |  |  |  | Non-Lead |  |  |  | Domestic
MTR_029195 | 11148 SE 226TH ST | LOT 1 KENTON FIRS 2 |  |  | Non-Lead Plastic | Unknown |  | 0 | Converted CAD | Yes | Visual inspection at the meter pit | 2024-02-01 |  | Non-Lead Plastic |  |  | Field inspection only with no records | Yes | Visual inspection at the meter pit | 2024-02-01 |  | Non-Lead |  |  |  | Domestic
MTR_003695 | 23400 126TH AVE SE | L 90 MERIDIAN VILLA EST |  |  | Non-Lead - Other | No | 1966-09-01 | 1 | Rectified Plan | No |  |  |  | Non-Lead - Other |  |  | Installation date is after the lead ban |  |  |  |  | Non-Lead |  |  |  | Domestic
MTR_027138 | 12551 SE 231ST ST | L61 CORONADO KNOLLS |  |  | Non-Lead - Other | No |  | 0 | Installation date is after the lead ban |  |  |  |  | Non-Lead - Other |  |  | Installation date is after the lead ban |  |  |  |  | Non-Lead |  |  |  | Domestic
MTR_003776 | 23432 130TH AVE SE | LOT 37 BUILDING K VILLAGE AT SINGLE CREEK |  |  | Non-Lead - Other | No |  | 0 | Installation date is after the lead ban |  |  |  |  | Non-Lead - Other |  |  | Installation date is after the lead ban |  |  |  |  | Non-Lead |  |  |  | Assumed
MTR_003535 | 23509 128TH CT SE | LOT 5 SINGLE CREEK #1 |  |  | Non-Lead - Plastic | No | 1978-04-01 | 1 | Rectified Plan |  |  |  |  | Non-Lead - Other |  |  | Installation date is after the lead ban |  |  |  |  | Non-Lead |  |  |  | Unknown
MTR_029369 | 11823 SE 228TH PL | LOT 18 HUNTERS RUN |  |  | Non-Lead - Other | No |  | 0 | Installation date is after the lead ban |  |  |  |  | Non-Lead - Other |  |  | Installation date is after the lead ban |  |  |  |  | Non-Lead |  |  |  | Domestic
MTR_029402 | 11712 SE 228TH PL | LOT 35 HUNTERS RUN |  |  | Non-Lead - Other | No |  | 0 | Installation date is after the lead ban |  |  |  |  | Non-Lead - Other |  |  | Installation date is after the lead ban |  |  |  |  | Non-Lead |  |  |  | Domestic
MTR_019188 | 9633 S 194TH ST | LOT 14 TALBOT ESTATES |  |  | Non-Lead - Other | No | 1995-07-13 | 0 | Installation date is after the lead ban |  |  |  |  | Non-Lead - Other |  |  | Installation date is after the lead ban |  |  |  |  | Non-Lead |  |  |  | Domestic
MTR_019179 | TALBOT RD & SE 194TH ST | TALBOT RD & SE 194TH ST |  |  | Non-Lead - Other | Unknown |  | 0 | Statistical analysis |  |  |  |  | Non-Lead - Other |  |  | Statistical analysis |  |  |  |  | Non-Lead |  |  |  | Domestic
MTR_019349 | 19933 97TH AVE S | LOT 21 MALABAR HILL #1 |  |  | Copper | Unknown |  | 0 | Relative Placement | Yes | Visual inspection at the meter pit | 2024-01-29 |  | Galvanized Requiring Replacement |  |  | Field inspection only with no records | Yes | Visual inspection at the meter pit | 2024-01-29 |  | Galvanized Requiring Replacement |  |  |  | Assumed
MTR_019249 | 19834 97TH AVE S | L8 MALABAR HILLS #1 |  |  | Non-Lead - Other | Unknown |  | 0 | Statistical analysis |  |  |  |  | Non-Lead - Other |  |  | Statistical analysis |  |  |  |  | Non-Lead |  |  |  | Assumed
MTR_019283 | 19801 98TH AVE S | L6 ORCHARD LANE |  |  | Non-Lead Plastic | Unknown |  | 0 | Relative Placement | Yes | Visual inspection at the meter pit | 2024-01-29 |  | Non-Lead Plastic |  |  | Field inspection only with no records | Yes | Visual inspection at the meter pit | 2024-01-29 |  | Non-Lead |  |  |  | Assumed
MTR_020601 | 19623 105TH AVE SE | L12 DONNYBROOK MANOR |  |  | Non-Lead - Other | Unknown |  | 0 | Statistical analysis |  |  |  |  | Non-Lead - Other |  |  | Statistical analysis |  |  |  |  | Non-Lead |  |  |  | Assumed
MTR_022741 | 19933 117TH PL SE | LOT 12 SPRING HILL WEST |  |  | Non-Lead - Other | No | 2004-03-09 | 0 | Installation date is after the lead ban |  |  |  |  | Non-Lead - Other |  |  | Installation date is after the lead ban |  |  |  |  | Non-Lead |  |  |  | Domestic
MTR_022716 | 11805 SE 196TH ST | W 82.5L 19 SPRINGBROOK 5 ACRE TRTS P#7932000098 |  |  | Non-Lead - Other | No | 2001-03-28 | 0 | Rectified Plan |  |  |  |  | Non-Lead - Other |  |  | Statistical analysis |  |  |  |  | Non-Lead |  |  |  | Domestic
MTR_022857 | 19736 119TH AVE SE | LOT 3 KING CO SHORT PLAT #1279018 p # 7932000102 |  |  | Non-Lead - Other | No | 1995-07-13 | 0 | Installation date is after the lead ban |  |  |  |  | Non-Lead - Other |  |  | Installation date is after the lead ban |  |  |  |  | Non-Lead |  |  |  | Domestic
MTR_022819 | 11914 SE 199TH CT | LOT 12 SPRING HILL |  |  | Non-Lead - Other | No | 1995-07-13 | 0 | Installation date is after the lead ban |  |  |  |  | Non-Lead - Other |  |  | Installation date is after the lead ban |  |  |  |  | Non-Lead |  |  |  | Domestic
MTR_009040 | 12811 SE 208TH ST | LOT 70 NE 9-22-5 |  |  | Non-Lead - Other | Unknown |  | 0 | Statistical analysis |  |  |  |  | Non-Lead - Other |  |  | Statistical analysis |  |  |  |  | Non-Lead |  |  |  | Domestic
MTR_024385 | 12833 SE 208TH ST | TAX LOT 91 NE 9-22-5 |  |  | Non-Lead - Other | No | 1998-08-03 | 0 | Rectified Plan |  |  |  |  | Non-Lead - Other |  |  | Statistical analysis |  |  |  |  | Non-Lead |  |  |  | Domestic
MTR_020615 | 10608 SE 200TH ST | TAX LOT 134 5-22-5/LOT 1 KCSP |  |  | Non-Lead - Other | Unknown |  | 0 | Statistical analysis |  |  |  |  | Non-Lead - Other |  |  | Statistical analysis |  |  |  |  | Non-Lead |  |  |  | Assumed
MTR_026941 | 13240 SE 225TH PL | LOT 74 FERN CREST 2 |  |  | Non-Lead - Other | No | 2005-09-02 | 0 | Installation date is after the lead ban |  |  |  |  | Non-Lead - Other |  |  | Installation date is after the lead ban |  |  |  |  | Non-Lead |  |  |  | Domestic
MTR_026908 | 22630 134TH PL SE | LOT 29 FERN CREST |  |  | Non-Lead - Other | No | 2005-06-17 | 0 | Installation date is after the lead ban |  |  |  |  | Non-Lead - Other |  |  | Installation date is after the lead ban |  |  |  |  | Non-Lead |  |  |  | Domestic
MTR_026342 | 23101 136TH PL SE | L15 QUIET VALLEY |  |  | Non-Lead - Other | No |  | 0 | Installation date is after the lead ban |  |  |  |  | Non-Lead - Other |  |  | Installation date is after the lead ban |  |  |  |  | Non-Lead |  |  |  | Domestic
MTR_027441 | 23307 135TH AVE SE | L 19 WILDWOOD ESTATES 1 |  |  | Non-Lead - Other | No |  | 0 | Installation date is after the lead ban |  |  |  |  | Non-Lead - Other |  |  | Installation date is after the lead ban |  |  |  |  | Non-Lead |  |  |  | Domestic
MTR_021111 | 13805 SE 188TH ST | LOT 33 CEDARWOOD ESTATES (WINDHAM R IDGE) |  |  | Non-Lead - Other | No | 1989-09-20 | 0 | Installation date is after the lead ban |  |  |  |  | Non-Lead - Other |  |  | Installation date is after the lead ban |  |  |  |  | Non-Lead |  |  |  | Domestic
MTR_021148 | 13709 SE 188TH ST | LOT 30 CEDARWOOD ESTATES (WINDHAM R IDGE) |  |  | Non-Lead - Other | No | 1989-09-20 | 0 | Installation date is after the lead ban |  |  |  |  | Non-Lead - Other |  |  | Installation date is after the lead ban |  |  |  |  | Non-Lead |  |  |  | Domestic
MTR_021149 | 13715 SE 188TH ST | LOT 31 CEDARWOOD ESTATES (WINDHAM R |  |  | Non-Lead - Other | No | 1989-09-20 | 0 | Installation date is after the lead ban |  |  |  |  | Non-Lead - Other |  |  | Installation date is after the lead ban |  |  |  |  | Non-Lead |  |  |  | Domestic
MTR_021147 | 13703 SE 188TH ST | LOT 29 CEDARWOOD ESTATES |  |  | Non-Lead - Other | No | 1989-09-20 | 0 | Installation date is after the lead ban |  |  |  |  | Non-Lead - Other |  |  | Installation date is after the lead ban |  |  |  |  | Non-Lead |  |  |  | Domestic
MTR_021146 | 13619 SE 188TH ST | LOT 28 CEDARWOOD ESTATES |  |  | Non-Lead - Other | No | 1989-09-20 | 0 | Installation date is after the lead ban |  |  |  |  | Non-Lead - Other |  |  | Installation date is after the lead ban |  |  |  |  | Non-Lead |  |  |  | Domestic
MTR_021145 | 13613 SE 188TH ST | LOT 27 CEDARWOOD ESTATES |  |  | Non-Lead - Other | No | 1989-09-20 | 0 | Installation date is after the lead ban |  |  |  |  | Non-Lead - Other |  |  | Installation date is after the lead ban |  |  |  |  | Non-Lead |  |  |  | Domestic
MTR_021386 | 19333 142ND PL SE | LOT 49 LORI LANE |  |  | Non-Lead - Other | No |  | 0 | Installation date is after the lead ban |  |  |  |  | Non-Lead - Other |  |  | Installation date is after the lead ban |  |  |  |  | Non-Lead |  |  |  | Domestic
MTR_024997 | 21539 117TH AVE SE | LOT 2 CEDAR PARKE |  |  | Non-Lead - Other | No | 2001-02-08 | 0 | Installation date is after the lead ban |  |  |  |  | Non-Lead - Other |  |  | Installation date is after the lead ban |  |  |  |  | Non-Lead |  |  |  | Domestic
MTR_021202 | 14638 SE 195TH PL | LOT 6 LAKE YOUNGS PLAT |  |  | Non-Lead - Other | No | 1997-06-19 | 0 | Installation date is after the lead ban |  |  |  |  | Non-Lead - Other |  |  | Installation date is after the lead ban |  |  |  |  | Non-Lead |  |  |  | Domestic
MTR_009410 | 11644 SE 212TH PL | TL 99 9-22-5 |  |  | Non-Lead - Other | Unknown |  | 0 | Statistical analysis |  |  |  |  | Non-Lead - Other |  |  | Statistical analysis |  |  |  |  | Non-Lead |  |  |  | Assumed
MTR_027988 | 12014 SE 223RD DR | LOT 81 MEADOWGREEN EST. |  |  | Non-Lead - Other | No |  | 0 | Installation date is after the lead ban |  |  |  |  | Non-Lead - Other |  |  | Installation date is after the lead ban |  |  |  |  | Non-Lead |  |  |  | Domestic
MTR_027963 | 11815 SE 222ND CT | L119 MEADOWGREEN ESTATES |  |  | Non-Lead - Other | No |  | 0 | Installation date is after the lead ban |  |  |  |  | Non-Lead - Other |  |  | Installation date is after the lead ban |  |  |  |  | Non-Lead |  |  |  | Domestic
MTR_028088 | 12112 SE 223RD DR | L71 MEADOWGREEN EST |  |  | Non-Lead - Other | No |  | 5.25 | Installation date is after the lead ban |  |  |  |  | Non-Lead - Other |  |  | Installation date is after the lead ban |  |  |  |  | Non-Lead |  |  |  | Hydrant
MTR_027900 | 12322 SE 221ST ST | LOT 43 GLENCARIN SOUTH |  |  | Non-Lead - Other | No |  | 0 | Installation date is after the lead ban |  |  |  |  | Non-Lead - Other |  |  | Installation date is after the lead ban |  |  |  |  | Non-Lead |  |  |  | Domestic
MTR_022955 | 12204 SE 199TH ST | L25 VISTA VIEW HGTS # 2 |  |  | Non-Lead - Other | No |  | 0 | Installation date is after the lead ban |  |  |  |  | Non-Lead - Other |  |  | Installation date is after the lead ban |  |  |  |  | Non-Lead |  |  |  | Domestic
MTR_022944 | 12221 SE 199TH ST | L53 VISTA VIEW HGTS #2 |  |  | Non-Lead - Other | No |  | 0 | Installation date is after the lead ban |  |  |  |  | Non-Lead - Other |  |  | Installation date is after the lead ban |  |  |  |  | Non-Lead |  |  |  | Domestic
MTR_030102 | 12425 SE 158TH ST | L1 B2 CASCADE VILLAGE 4 |  |  | Non-Lead - Other | No | 2016-06-22 | 0.75 | Rectified Plan |  |  |  |  | Non-Lead - Other |  |  | Statistical analysis |  |  |  |  | Non-Lead |  |  |  | Domestic
MTR_006340 | 20607 92ND AVE S | TL63 SEC 6-22-5 |  |  | Non-Lead Plastic | Unknown |  | 0.75 | Relative Placement | Yes | Visual inspection at the meter pit | 2024-01-29 |  | Non-Lead Plastic |  |  | Field inspection only with no records | Yes | Visual inspection at the meter pit | 2024-01-29 |  | Non-Lead |  |  |  | Assumed
MTR_030110 | 12647 SE 158TH ST | L9 B2 CASCADE VILLAGE 4 |  |  | Non-Lead - Other | No | 2016-06-22 | 0.75 | Rectified Plan |  |  |  |  | Non-Lead - Other |  |  | Statistical analysis |  |  |  |  | Non-Lead |  |  |  | Domestic
MTR_018803 | 10325 SE 185TH PL | LOT 10 WINDSOR HEIGHTS |  |  | Non-Lead - Other | No | 1995-06-28 | 0 | Installation date is after the lead ban |  |  |  |  | Non-Lead - Other |  |  | Installation date is after the lead ban |  |  |  |  | Non-Lead |  |  |  | Domestic
MTR_003544 | 23406 126TH AVE SE | L 89 MERIDIAN VILLA EST |  |  | Non-Lead - Other | No |  | 0.75 | Installation date is after the lead ban |  |  |  |  | Non-Lead - Other |  |  | Installation date is after the lead ban |  |  |  |  | Non-Lead |  |  |  | Assumed
MTR_028546 | 22334 123RD PL SE | LOT 45 SUMMERGLEN #1 |  |  | Non-Lead - Other | No |  | 0 | Installation date is after the lead ban |  |  |  |  | Non-Lead - Other |  |  | Installation date is after the lead ban |  |  |  |  | Non-Lead |  |  |  | Domestic
MTR_028063 | 22319 117TH AVE SE | LOT6 MEADOWGREEN ESTATES |  |  | Non-Lead - Other | No |  | 0 | Installation date is after the lead ban |  |  |  |  | Non-Lead - Other |  |  | Installation date is after the lead ban |  |  |  |  | Non-Lead |  |  |  | Domestic
MTR_028050 | 12103 SE 223RD DR | L22 MEADOWGREEN ESTATES |  |  | Non-Lead - Other | No |  | 0 | Installation date is after the lead ban |  |  |  |  | Non-Lead - Other |  |  | Installation date is after the lead ban |  |  |  |  | Non-Lead |  |  |  | Domestic
MTR_016631 | 18214 152ND AVE SE | L14 CARRIAGEWOOD 1 |  |  | Non-Lead - Other | No | 1980-06-01 | 0 | Installation date is after the lead ban |  |  |  |  | Non-Lead - Other |  |  | Installation date is after the lead ban |  |  |  |  | Non-Lead |  |  |  | Domestic
MTR_017599 | 17931 116TH AVE SE | TL 181 E1/2 32-23-5 |  |  | Non-Lead Plastic | Unknown |  | 0 | Relative Placement | Yes | Visual inspection at the meter pit | 2024-02-14 |  | Copper |  |  | Field inspection only with no records | Yes | Visual inspection at the meter pit | 2024-02-14 |  | Non-Lead |  |  |  | Assumed
MTR_029676 | 22708 113TH PL SE | LOT 28 KENTON FIRS |  |  | Non-Lead - Other | Unknown |  | 0 | Statistical analysis |  |  |  |  | Non-Lead - Other |  |  | Statistical analysis |  |  |  |  | Non-Lead |  |  |  | Domestic
MTR_029204 | 11659 SE 230TH PL | LOT 18 HUNTERS GROVE |  |  | Non-Lead - Other | No | 1997-08-22 | 0 | Rectified Plan |  |  |  |  | Non-Lead - Other |  |  | Statistical analysis |  |  |  |  | Non-Lead |  |  |  | Domestic
MTR_029654 | 11427 SE 226TH ST | LOT 99 KENTON FIRS |  |  | Non-Lead - Other | Unknown |  | 0 | Statistical analysis |  |  |  |  | Non-Lead - Other |  |  | Statistical analysis |  |  |  |  | Non-Lead |  |  |  | Domestic
MTR_027018 | 12804 SE 226TH PL | LOT 76 FERN CREST WEST |  |  | Non-Lead - Other | No | 2006-04-28 | 0 | Installation date is after the lead ban |  |  |  |  | Non-Lead - Other |  |  | Installation date is after the lead ban |  |  |  |  | Non-Lead |  |  |  | Domestic
MTR_028557 | 22010 127TH CT SE | LOT 79 SUMMERGLEN #2 |  |  | Non-Lead - Other | No |  | 5.25 | Installation date is after the lead ban |  |  |  |  | Non-Lead - Other |  |  | Installation date is after the lead ban |  |  |  |  | Non-Lead |  |  |  | Hydrant
MTR_026638 | 22803 125TH AVE SE | L1 CORONADO KNOLLS |  |  | Non-Lead - Other | No |  | 0 | Installation date is after the lead ban |  |  |  |  | Non-Lead - Other |  |  | Installation date is after the lead ban |  |  |  |  | Non-Lead |  |  |  | Domestic
MTR_026876 | 13281 SE 226TH ST | LOT 65 FERN CREST AKA MEADOW RIDGE |  |  | Non-Lead - Other | No | 2005-06-17 | 0 | Installation date is after the lead ban |  |  |  |  | Non-Lead - Other |  |  | Installation date is after the lead ban |  |  |  |  | Non-Lead |  |  |  | Domestic
MTR_027030 | 22667 128TH AVE SE | LOT 46 FERN CREST WEST |  |  | Non-Lead - Other | No | 2006-04-28 | 0 | Installation date is after the lead ban |  |  |  |  | Non-Lead - Other |  |  | Installation date is after the lead ban |  |  |  |  | Non-Lead |  |  |  | Domestic
MTR_028351 | 21712 130TH AVE SE | LOT 3 WIMBLEDON RIDGE |  |  | Non-Lead - Other | No | 1995-08-28 | 0 | Installation date is after the lead ban |  |  |  |  | Non-Lead - Other |  |  | Installation date is after the lead ban |  |  |  |  | Non-Lead |  |  |  | Domestic
MTR_027088 | 22404 129TH PL SE | LOT 23 FERN CREST WEST |  |  | Non-Lead - Other | No | 2006-04-28 | 0 | Installation date is after the lead ban |  |  |  |  | Non-Lead - Other |  |  | Installation date is after the lead ban |  |  |  |  | Non-Lead |  |  |  | Domestic
MTR_028185 | 12807 SE 223RD PL | LOT 22 MATHESON PARK #1 |  |  | Non-Lead - Other | No | 1995-07-21 | 0 | Installation date is after the lead ban |  |  |  |  | Non-Lead - Other |  |  | Installation date is after the lead ban |  |  |  |  | Non-Lead |  |  |  | Domestic
MTR_028344 | 21717 129TH CT SE | LOT 14 WIMBLEDON RIDGE |  |  | Non-Lead - Other | No | 1995-08-28 | 0 | Installation date is after the lead ban |  |  |  |  | Non-Lead - Other |  |  | Installation date is after the lead ban |  |  |  |  | Non-Lead |  |  |  | Domestic
MTR_028385 | 21742 125TH PL SE | L 56 PARKWAY ESTATES |  |  | Non-Lead - Other | No | 1978-07-26 | 0 | Installation date is after the lead ban |  |  |  |  | Non-Lead - Other |  |  | Installation date is after the lead ban |  |  |  |  | Non-Lead |  |  |  | Domestic
MTR_028575 | 12415 SE 221ST PL | LOT 65 SUMMERGLEN #2 |  |  | Non-Lead - Other | No |  | 5.25 | Installation date is after the lead ban |  |  |  |  | Non-Lead - Other |  |  | Installation date is after the lead ban |  |  |  |  | Non-Lead |  |  |  | Hydrant
MTR_027765 | 22027 120TH PL SE | L75 GLENCARIN SOUTH |  |  | Non-Lead - Other | No |  | 0 | Installation date is after the lead ban |  |  |  |  | Non-Lead - Other |  |  | Installation date is after the lead ban |  |  |  |  | Non-Lead |  |  |  | Domestic
MTR_026150 | 12227 SE 208TH ST | TL 5 9-22-5 |  |  | Non-Lead - Other | No | 1998-08-03 | 0 | Rectified Plan |  |  |  |  | Non-Lead - Other |  |  | Statistical analysis |  |  |  |  | Non-Lead |  |  |  | Domestic
MTR_028101 | 22325 122ND AVE SE | L29 MEADOWGREEN EST |  |  | Non-Lead - Other | No |  | 5.25 | Installation date is after the lead ban |  |  |  |  | Non-Lead - Other |  |  | Installation date is after the lead ban |  |  |  |  | Non-Lead |  |  |  | Hydrant
MTR_029501 | 11509 SE 226TH PL | L48 KENTON FIRS |  |  | Non-Lead - Other | Unknown |  | 0 | Statistical analysis |  |  |  |  | Non-Lead - Other |  |  | Statistical analysis |  |  |  |  | Non-Lead |  |  |  | Domestic
MTR_028093 | 11824 SE 219TH PL | LOT 65 CROWN ROYAL |  |  | Non-Lead - Other | No |  | 0 | Installation date is after the lead ban |  |  |  |  | Non-Lead - Other |  |  | Installation date is after the lead ban |  |  |  |  | Non-Lead |  |  |  | Assumed
MTR_028942 | 11118 SE 218TH PL | LOT 3 ALDER HEIGHTS |  |  | Non-Lead - Other | No |  | 0 | Installation date is after the lead ban |  |  |  |  | Non-Lead - Other |  |  | Installation date is after the lead ban |  |  |  |  | Non-Lead |  |  |  | Domestic
MTR_028945 | 11104 SE 218TH PL | LOT 6 ALDER HEIGHTS |  |  | Non-Lead - Other | No |  | 0 | Installation date is after the lead ban |  |  |  |  | Non-Lead - Other |  |  | Installation date is after the lead ban |  |  |  |  | Non-Lead |  |  |  | Domestic
MTR_028944 | 11202 SE 218TH PL | LOT 14 FOREST MEADOWS |  |  | Non-Lead - Other | No |  | 0 | Installation date is after the lead ban |  |  |  |  | Non-Lead - Other |  |  | Installation date is after the lead ban |  |  |  |  | Non-Lead |  |  |  | Domestic
MTR_029107 | 11220 SE 218TH PL | LOT 11 FOREST MEADOWS |  |  | Non-Lead - Other | No |  | 0 | Installation date is after the lead ban |  |  |  |  | Non-Lead - Other |  |  | Installation date is after the lead ban |  |  |  |  | Non-Lead |  |  |  | Domestic
MTR_028894 | 11400 SE 218TH PL | LOT 5 FOREST MEADOWS |  |  | Non-Lead - Other | No |  | 0 | Installation date is after the lead ban |  |  |  |  | Non-Lead - Other |  |  | Installation date is after the lead ban |  |  |  |  | Non-Lead |  |  |  | Domestic
MTR_029104 | 11316 SE 218TH PL | LOT 7 FOREST MEADOWS |  |  | Non-Lead - Other | No |  | 0 | Installation date is after the lead ban |  |  |  |  | Non-Lead - Other |  |  | Installation date is after the lead ban |  |  |  |  | Non-Lead |  |  |  | Domestic
MTR_026686 | 12923 SE 231ST WAY | LOT 40 MISTY MEADOWS #2 |  |  | Non-Lead - Other | No |  | 0 | Installation date is after the lead ban |  |  |  |  | Non-Lead - Other |  |  | Installation date is after the lead ban |  |  |  |  | Non-Lead |  |  |  | Domestic
MTR_003469 | 12831 SE 232ND PL | L33 MISTY MEADOWS 1 |  |  | Non-Lead - Other | No |  | 0 | Installation date is after the lead ban |  |  |  |  | Non-Lead - Other |  |  | Installation date is after the lead ban |  |  |  |  | Non-Lead |  |  |  | Domestic
MTR_003835 | 12844 SE 235TH PL | LOT 15 SINGLE CREEK #1 |  |  | Non-Lead - Other | No |  | 0 | Installation date is after the lead ban |  |  |  |  | Non-Lead - Other |  |  | Installation date is after the lead ban |  |  |  |  | Non-Lead |  |  |  | Assumed
MTR_029832 | 14119 SE 238TH LN | LOT 44 VILLAGE AT SOOS CREEK |  |  | Non-Lead - Other | No |  | 0 | Installation date is after the lead ban |  |  |  |  | Non-Lead - Other |  |  | Installation date is after the lead ban |  |  |  |  | Non-Lead |  |  |  | Assumed
MTR_026928 | 22470 134TH PL SE | LOT 11 FERN CREST 2 |  |  | Non-Lead - Other | No | 2005-09-02 | 0 | Installation date is after the lead ban |  |  |  |  | Non-Lead - Other |  |  | Installation date is after the lead ban |  |  |  |  | Non-Lead |  |  |  | Domestic
MTR_029798 | 14019 SE 236TH PL | LOT 3 COUNTRY CLUB NORTH #2 |  |  | Non-Lead - Other | No | 1997-10-05 | 0 | Installation date is after the lead ban |  |  |  |  | Non-Lead - Other |  |  | Installation date is after the lead ban |  |  |  |  | Non-Lead |  |  |  | Domestic
MTR_028990 | 10806 SE 220TH PL | LOT 35 BENSON MEADOWS |  |  | Non-Lead - Other | No |  | 0 | Installation date is after the lead ban |  |  |  |  | Non-Lead - Other |  |  | Installation date is after the lead ban |  |  |  |  | Non-Lead |  |  |  | Domestic
MTR_028875 | 10817 SE 220TH PL | LOT 2 KING COUNTY SHORT PLAT #S91S0069 |  |  | Non-Lead - Other | No |  | 0 | Installation date is after the lead ban |  |  |  |  | Non-Lead - Other |  |  | Installation date is after the lead ban |  |  |  |  | Non-Lead |  |  |  | Assumed
MTR_028870 | 11420 SE 218TH PL | LOT 1 FOREST MEADOWS |  |  | Non-Lead - Other | No |  | 0 | Installation date is after the lead ban |  |  |  |  | Non-Lead - Other |  |  | Installation date is after the lead ban |  |  |  |  | Non-Lead |  |  |  | Domestic
MTR_028864 | 11502 SE 218TH PL | TAX LOT 223 08-22-05 |  |  | Non-Lead - Other | No |  | 0 | Installation date is after the lead ban |  |  |  |  | Non-Lead - Other |  |  | Installation date is after the lead ban |  |  |  |  | Non-Lead |  |  |  | Assumed
MTR_029033 | 11408 SE 218TH PL | LOT 3 FOREST MEADOWS |  |  | Non-Lead - Other | No |  | 0 | Installation date is after the lead ban |  |  |  |  | Non-Lead - Other |  |  | Installation date is after the lead ban |  |  |  |  | Non-Lead |  |  |  | Domestic
MTR_029090 | 11404 SE 218TH PL | LOT 4 FOREST MEADOWS |  |  | Non-Lead - Other | No |  | 0 | Installation date is after the lead ban |  |  |  |  | Non-Lead - Other |  |  | Installation date is after the lead ban |  |  |  |  | Non-Lead |  |  |  | Domestic
MTR_029056 | 10924 SE 219TH PL | LOT 4 FALCON CREST |  |  | Non-Lead - Other | No |  | 0 | Installation date is after the lead ban |  |  |  |  | Non-Lead - Other |  |  | Installation date is after the lead ban |  |  |  |  | Non-Lead |  |  |  | Assumed
MTR_029054 | 10916 SE 219TH PL | LOT 6 FALCON CREST |  |  | Non-Lead - Other | No |  | 0 | Installation date is after the lead ban |  |  |  |  | Non-Lead - Other |  |  | Installation date is after the lead ban |  |  |  |  | Non-Lead |  |  |  | Domestic
MTR_028888 | 21827 110TH AVE SE | LOT 1 FALCON CREST |  |  | Non-Lead - Other | No |  | 0 | Installation date is after the lead ban |  |  |  |  | Non-Lead - Other |  |  | Installation date is after the lead ban |  |  |  |  | Non-Lead |  |  |  | Domestic
MTR_029057 | 10928 SE 219TH PL | LOT 3 FALCON CREST |  |  | Non-Lead - Other | No |  | 0 | Installation date is after the lead ban |  |  |  |  | Non-Lead - Other |  |  | Installation date is after the lead ban |  |  |  |  | Non-Lead |  |  |  | Domestic
MTR_028892 | 21805 110TH AVE SE | LOT 12 ALDER HEIGHTS 2 |  |  | Non-Lead - Other | No |  | 0 | Installation date is after the lead ban |  |  |  |  | Non-Lead - Other |  |  | Installation date is after the lead ban |  |  |  |  | Non-Lead |  |  |  | Domestic
MTR_028898 | 10907 SE 218TH PL | LOT 14 ALDER HEIGHTS 2 |  |  | Non-Lead - Other | No |  | 0 | Installation date is after the lead ban |  |  |  |  | Non-Lead - Other |  |  | Installation date is after the lead ban |  |  |  |  | Non-Lead |  |  |  | Domestic
MTR_028896 | 10863 SE 218TH PL | LOT 19 ALDER HEIGHTS 2 |  |  | Non-Lead - Other | No |  | 0 | Installation date is after the lead ban |  |  |  |  | Non-Lead - Other |  |  | Installation date is after the lead ban |  |  |  |  | Non-Lead |  |  |  | Domestic
MTR_028941 | 11004 SE 218TH PL | LOT 11 ALDER HEIGHTS |  |  | Non-Lead - Other | No |  | 0 | Installation date is after the lead ban |  |  |  |  | Non-Lead - Other |  |  | Installation date is after the lead ban |  |  |  |  | Non-Lead |  |  |  | Domestic
MTR_028887 | 10867 SE 218TH PL | LOT 18 ALDER HEIGHTS #2 |  |  | Non-Lead - Other | No |  | 0 | Installation date is after the lead ban |  |  |  |  | Non-Lead - Other |  |  | Installation date is after the lead ban |  |  |  |  | Non-Lead |  |  |  | Domestic
MTR_028895 | 10903 SE 218TH PL | LOT 15 ALDER HEIGHTS 2 |  |  | Non-Lead - Other | No |  | 0 | Installation date is after the lead ban |  |  |  |  | Non-Lead - Other |  |  | Installation date is after the lead ban |  |  |  |  | Non-Lead |  |  |  | Domestic
MTR_030159 | 16126 111TH PL SE | N80 OF S200 L 3 BLK 1 AKERS FARM S #6 LESS W150' |  |  | Non-Lead - Other | Unknown |  | 0 | Statistical analysis |  |  |  |  | Non-Lead - Other |  |  | Statistical analysis |  |  |  |  | Non-Lead |  |  |  | Domestic
MTR_011175 | 11434 SE 164TH ST | LOT 2 BLK 4 AKERS FARMS 6 |  |  | Non-Lead - Other | Unknown |  | 0 | Statistical analysis |  |  |  |  | Non-Lead - Other |  |  | Statistical analysis |  |  |  |  | Non-Lead |  |  |  | Assumed
MTR_028967 | 10927 SE 219TH PL | LOT 17 FALCON CREST |  |  | Non-Lead - Other | No |  | 0 | Installation date is after the lead ban |  |  |  |  | Non-Lead - Other |  |  | Installation date is after the lead ban |  |  |  |  | Non-Lead |  |  |  | Domestic
MTR_029073 | 10933 SE 219TH PL | LOT 18 FALCON CREST |  |  | Non-Lead - Other | No |  | 0 | Installation date is after the lead ban |  |  |  |  | Non-Lead - Other |  |  | Installation date is after the lead ban |  |  |  |  | Non-Lead |  |  |  | Domestic
MTR_029075 | 10920 SE 220TH PL | LOT 30 BENSON MEADOWS #1 |  |  | Non-Lead - Other | No |  | 0 | Installation date is after the lead ban |  |  |  |  | Non-Lead - Other |  |  | Installation date is after the lead ban |  |  |  |  | Non-Lead |  |  |  | Domestic
MTR_029072 | 10930 SE 220TH PL | LOT 29 BENSON MEADOWS #1 |  |  | Non-Lead - Other | No |  | 0 | Installation date is after the lead ban |  |  |  |  | Non-Lead - Other |  |  | Installation date is after the lead ban |  |  |  |  | Non-Lead |  |  |  | Domestic
MTR_028891 | 10904 SE 220TH PL | LOT 32 BENSON MEADOWS #1 |  |  | Non-Lead - Other | No |  | 0 | Installation date is after the lead ban |  |  |  |  | Non-Lead - Other |  |  | Installation date is after the lead ban |  |  |  |  | Non-Lead |  |  |  | Domestic
MTR_029077 | 10910 SE 220TH PL | LOT 31 BENSON MEADOWS |  |  | Non-Lead - Other | No |  | 0 | Installation date is after the lead ban |  |  |  |  | Non-Lead - Other |  |  | Installation date is after the lead ban |  |  |  |  | Non-Lead |  |  |  | Domestic
MTR_028964 | 10915 SE 219TH PL | LOT 14 FALCON CREST |  |  | Non-Lead - Other | No |  | 0 | Installation date is after the lead ban |  |  |  |  | Non-Lead - Other |  |  | Installation date is after the lead ban |  |  |  |  | Non-Lead |  |  |  | Domestic
MTR_028965 | 10919 SE 219TH PL | LOT 15 FALCON CREST |  |  | Non-Lead - Other | No |  | 0 | Installation date is after the lead ban |  |  |  |  | Non-Lead - Other |  |  | Installation date is after the lead ban |  |  |  |  | Non-Lead |  |  |  | Domestic
MTR_028963 | 10901 SE 219TH PL | LOT 11 FALCON CREST |  |  | Non-Lead - Other | No |  | 0 | Installation date is after the lead ban |  |  |  |  | Non-Lead - Other |  |  | Installation date is after the lead ban |  |  |  |  | Non-Lead |  |  |  | Domestic
MTR_028957 | 10905 SE 219TH PL | LOT 12 FALCON CREST |  |  | Non-Lead - Other | No |  | 0 | Installation date is after the lead ban |  |  |  |  | Non-Lead - Other |  |  | Installation date is after the lead ban |  |  |  |  | Non-Lead |  |  |  | Domestic
MTR_028954 | 10900 SE 219TH PL | LOT 10 FALCON CREST |  |  | Non-Lead - Other | No |  | 0 | Installation date is after the lead ban |  |  |  |  | Non-Lead - Other |  |  | Installation date is after the lead ban |  |  |  |  | Non-Lead |  |  |  | Domestic
MTR_028955 | 10912 SE 219TH PL | LOT 7 FALCON CREST |  |  | Non-Lead - Other | No |  | 0 | Installation date is after the lead ban |  |  |  |  | Non-Lead - Other |  |  | Installation date is after the lead ban |  |  |  |  | Non-Lead |  |  |  | Domestic
MTR_015182 | 12777 SE 174TH ST | UNIT 6-1 LAFORTUNA TOWNHOMES |  |  | Non-Lead - Other | No | 2007-05-29 | 0 | Installation date is after the lead ban |  |  |  |  | Non-Lead - Other |  |  | Installation date is after the lead ban |  |  |  |  | Non-Lead |  |  |  | Domestic
MTR_017372 | 17830 122ND CT SE | LOT 10 HIDDEN CEDARS #2 |  |  | Non-Lead - Other | No | 1995-08-30 | 0 | Installation date is after the lead ban |  |  |  |  | Non-Lead - Other |  |  | Installation date is after the lead ban |  |  |  |  | Non-Lead |  |  |  | Domestic
MTR_015286 | 16934 130TH AVE SE | L37 RENTON PARK #3 |  |  | Non-Lead - Other | Unknown |  | 0 | Statistical analysis |  |  |  |  | Non-Lead - Other |  |  | Statistical analysis |  |  |  |  | Non-Lead |  |  |  | Domestic
MTR_017522 | 11805 SE 176TH CT | LOT 1 PETROVISTA |  |  | Non-Lead - Other | No | 2006-12-21 | 0 | Installation date is after the lead ban |  |  |  |  | Non-Lead - Other |  |  | Installation date is after the lead ban |  |  |  |  | Non-Lead |  |  |  | Domestic
MTR_019550 | 19127 110TH PL SE | LOT 13 VILLAGE GATE TOWNHOMES |  |  | Non-Lead - Other | No | 1997-06-17 | 0 | Installation date is after the lead ban |  |  |  |  | Non-Lead - Other |  |  | Installation date is after the lead ban |  |  |  |  | Non-Lead |  |  |  | Domestic
MTR_019448 | 11243 SE 189TH CT | LOT 90 CHINQUAPIN RIDGE |  |  | Non-Lead - Other | No | 1995-09-19 | 0 | Installation date is after the lead ban |  |  |  |  | Non-Lead - Other |  |  | Installation date is after the lead ban |  |  |  |  | Non-Lead |  |  |  | Domestic
MTR_018205 | 14205 SE 183RD ST | LOT 17 FAIRWOOD FIRS |  |  | Non-Lead - Other | No | 1986-05-01 | 0 | Installation date is after the lead ban |  |  |  |  | Non-Lead - Other |  |  | Installation date is after the lead ban |  |  |  |  | Non-Lead |  |  |  | Domestic
MTR_015781 | 14427 SE 185TH PL | LOT 16 FAIRHAVEN #2 |  |  | Non-Lead - Other | No | 2001-07-27 | 0 | Installation date is after the lead ban |  |  |  |  | Non-Lead - Other |  |  | Installation date is after the lead ban |  |  |  |  | Non-Lead |  |  |  | Domestic
MTR_015891 | 14621 SE 184TH PL | LOT 33 FAIRWOOD FIRS #2 |  |  | Non-Lead - Other | No | 1988-09-27 | 0 | Installation date is after the lead ban |  |  |  |  | Non-Lead - Other |  |  | Installation date is after the lead ban |  |  |  |  | Non-Lead |  |  |  | Domestic
MTR_021173 | 18914 133RD PL SE | LOT 14 FOREST ESTATES #6 |  |  | Non-Lead - Other | No | 1986-08-21 | 0 | Installation date is after the lead ban |  |  |  |  | Non-Lead - Other |  |  | Installation date is after the lead ban |  |  |  |  | Non-Lead |  |  |  | Domestic
MTR_015870 | 14752 SE 187TH CT | LOT 16 FAIRHAVEN 3 |  |  | Non-Lead - Other | No | 2004-03-12 | 0 | Installation date is after the lead ban |  |  |  |  | Non-Lead - Other |  |  | Installation date is after the lead ban |  |  |  |  | Non-Lead |  |  |  | Domestic
MTR_022895 | 12225 SE 192ND ST | L7 E1/2 SP BRK 5 ACRE T |  |  | Non-Lead - Other | Unknown |  | 0 | Statistical analysis |  |  |  |  | Non-Lead - Other |  |  | Statistical analysis |  |  |  |  | Non-Lead |  |  |  | Assumed
MTR_017047 | 11515 SE 178TH PL | E 1/2 TL 109 32-23-5 |  |  | Non-Lead - Other | No |  | 0 | Installation date is after the lead ban |  |  |  |  | Non-Lead - Other |  |  | Installation date is after the lead ban |  |  |  |  | Non-Lead |  |  |  | Domestic
MTR_011937 | 3124 MAIN AVE S | LOT 21 WINSPER 2 |  |  | Non-Lead - Other | No | 1998-02-25 | 0 | Installation date is after the lead ban |  |  |  |  | Non-Lead - Other |  |  | Installation date is after the lead ban |  |  |  |  | Non-Lead |  |  |  | Domestic
MTR_017190 | 17733 112TH AVE SE | LOT 20 BENSON HILL AKA BENSON RIDGE |  |  | Non-Lead - Other | No | 1999-09-22 | 0 | Installation date is after the lead ban |  |  |  |  | Non-Lead - Other |  |  | Installation date is after the lead ban |  |  |  |  | Non-Lead |  |  |  | Domestic
MTR_011853 | 10510 SE 172ND ST | LOT 13 AKERS FARMS 5 |  |  | Non-Lead - Other | Unknown |  | 0.75 | Statistical analysis |  |  |  |  | Non-Lead - Other |  |  | Statistical analysis |  |  |  |  | Non-Lead |  |  |  | Assumed
MTR_015014 | 16967 121ST AVE SE | LOT 19 BLOCK 7 CASCADE VISTA #1 |  |  | Non-Lead Plastic | No | 2002-05-02 | 0 | Rectified Plan | Yes | Visual inspection at the meter pit | 2024-02-13 |  | Non-Lead Plastic |  |  | Field inspection only with no records | Yes | Visual inspection at the meter pit | 2024-02-13 |  | Non-Lead |  |  |  | Domestic
MTR_011969 | 3510 MILL AVE S | LOT 43 CEDAR AVENUE |  |  | Non-Lead - Other | No | 2004-12-14 | 0 | Installation date is after the lead ban |  |  |  |  | Non-Lead - Other |  |  | Installation date is after the lead ban |  |  |  |  | Non-Lead |  |  |  | Domestic
MTR_028741 | 11224 SE 219TH PL | LOT 14 MONTERA |  |  | Non-Lead - Other | No | 1995-09-05 | 0 | Installation date is after the lead ban |  |  |  |  | Non-Lead - Other |  |  | Installation date is after the lead ban |  |  |  |  | Non-Lead |  |  |  | Domestic
MTR_019208 | 19233 98TH AVE S | LOT 4 SPRINGBROOK TERRACE |  |  | Non-Lead - Other | No | 1984-06-01 | 0 | Installation date is after the lead ban |  |  |  |  | Non-Lead - Other |  |  | Installation date is after the lead ban |  |  |  |  | Non-Lead |  |  |  | Assumed
MTR_028738 | 11218 SE 219TH PL | LOT 15 MONTERA |  |  | Non-Lead - Other | No | 1995-09-05 | 0 | Installation date is after the lead ban |  |  |  |  | Non-Lead - Other |  |  | Installation date is after the lead ban |  |  |  |  | Non-Lead |  |  |  | Domestic
MTR_019014 | 10341 SE 190TH ST | LOT 15 EAGLEBROOK |  |  | Non-Lead - Other | No |  | 0 | Installation date is after the lead ban |  |  |  |  | Non-Lead - Other |  |  | Installation date is after the lead ban |  |  |  |  | Non-Lead |  |  |  | Assumed
MTR_018851 | 10355 SE 187TH PL | LOT 43 FREDERICKS PLACE |  |  | Non-Lead - Other | No | 1995-09-21 | 0 | Installation date is after the lead ban |  |  |  |  | Non-Lead - Other |  |  | Installation date is after the lead ban |  |  |  |  | Non-Lead |  |  |  | Domestic
MTR_018870 | 18703 104TH PL SE | LOT 57 FREDERICKS PLACE |  |  | Non-Lead - Other | No | 1995-09-21 | 0 | Installation date is after the lead ban |  |  |  |  | Non-Lead - Other |  |  | Installation date is after the lead ban |  |  |  |  | Non-Lead |  |  |  | Domestic
MTR_018338 | 14537 SE 183RD ST | L16 CARRIAGE LANE #3 |  |  | Non-Lead - Other | Unknown | 1966-05-24 | 0 | Statistical analysis |  |  |  |  | Non-Lead - Other |  |  | Statistical analysis |  |  |  |  | Non-Lead |  |  |  | Domestic
MTR_021546 | 19415 143RD PL SE | TL 185 E 1/2 3-22-5 |  |  | Non-Lead - Other | Unknown |  | 0 | Statistical analysis |  |  |  |  | Non-Lead - Other |  |  | Statistical analysis |  |  |  |  | Non-Lead |  |  |  | Assumed
MTR_018356 | 17820 146TH AVE SE | L47 CARRIAGE LANE #2 |  |  | Non-Lead - Other | Unknown |  | 0 | Statistical analysis |  |  |  |  | Non-Lead - Other |  |  | Statistical analysis |  |  |  |  | Non-Lead |  |  |  | Assumed
MTR_018234 | 18024 140TH CT SE | LOT 87 FAIRWOOD FIRS |  |  | Non-Lead - Other | No | 1986-05-01 | 0 | Installation date is after the lead ban |  |  |  |  | Non-Lead - Other |  |  | Installation date is after the lead ban |  |  |  |  | Non-Lead |  |  |  | Domestic
MTR_018264 | 14241 SE 180TH PL | LOT 54 FAIRWOOD FIRS |  |  | Non-Lead - Other | No |  | 0 | Installation date is after the lead ban |  |  |  |  | Non-Lead - Other |  |  | Installation date is after the lead ban |  |  |  |  | Non-Lead |  |  |  | Assumed
MTR_018216 | SE 180TH/142 BETW LOTS 44/43 | SE 180TH/142 BETW LOTS 44/43 |  |  | Non-Lead - Other | No | 1986-05-01 | 0 | Statistical analysis |  |  |  |  | Non-Lead - Other |  |  | Statistical analysis |  |  |  |  | Non-Lead |  |  |  | Assumed
MTR_020149 | 10452 SE 194TH PL | LOT 3 BLK 2 OLYMPIC VIEW ADDITION |  |  | Non-Lead - Other | Unknown |  | 0 | Statistical analysis |  |  |  |  | Non-Lead - Other |  |  | Statistical analysis |  |  |  |  | Non-Lead |  |  |  | Assumed
MTR_022643 | BETWEEN LOTS 56 & 57 ON 114TH PL SE | IRRIGATION TRACT 1 PLATEAU @ PANTHER LAKE |  |  | Non-Lead - Other | No | 2007-03-05 | 0 | Statistical analysis |  |  |  |  | Non-Lead - Other |  |  | Statistical analysis |  |  |  |  | Non-Lead |  |  |  | Irrigation
MTR_028638 | 12403 SE 217TH CT | LOT33 PARKWAY ESTATES |  |  | Non-Lead - Other | No | 1978-07-26 | 0 | Installation date is after the lead ban |  |  |  |  | Non-Lead - Other |  |  | Installation date is after the lead ban |  |  |  |  | Non-Lead |  |  |  | Domestic
MTR_028731 | 11210 SE 219TH PL | LOT 17 MONTERA |  |  | Non-Lead - Other | No | 1995-09-05 | 0 | Installation date is after the lead ban |  |  |  |  | Non-Lead - Other |  |  | Installation date is after the lead ban |  |  |  |  | Non-Lead |  |  |  | Domestic
MTR_028739 | 11230 SE 219TH PL | LOT 13 MONTERA |  |  | Non-Lead - Other | No | 1995-09-05 | 0 | Installation date is after the lead ban |  |  |  |  | Non-Lead - Other |  |  | Installation date is after the lead ban |  |  |  |  | Non-Lead |  |  |  | Domestic
MTR_028737 | 11302 SE 219TH PL | LOT 12 MONTERA |  |  | Non-Lead - Other | No | 1995-09-05 | 0 | Installation date is after the lead ban |  |  |  |  | Non-Lead - Other |  |  | Installation date is after the lead ban |  |  |  |  | Non-Lead |  |  |  | Domestic
MTR_028735 | 11314 SE 219TH PL | LOT 10 MONTERA |  |  | Non-Lead - Other | No | 1995-09-05 | 0 | Installation date is after the lead ban |  |  |  |  | Non-Lead - Other |  |  | Installation date is after the lead ban |  |  |  |  | Non-Lead |  |  |  | Domestic
MTR_015731 | 1145 S 36TH PL | LOT 112 SUNNYBROOK |  |  | Non-Lead - Other | No | 2004-01-22 | 0 | Installation date is after the lead ban |  |  |  |  | Non-Lead - Other |  |  | Installation date is after the lead ban |  |  |  |  | Non-Lead |  |  |  | Domestic
MTR_001988 | 3118 MAIN AVE S | LOT 22 WINSPER 2 |  |  | Non-Lead - Other | No | 1998-02-25 | 0 | Installation date is after the lead ban |  |  |  |  | Non-Lead - Other |  |  | Installation date is after the lead ban |  |  |  |  | Non-Lead |  |  |  | Domestic
MTR_024095 | 21333 108TH AVE SE | TAX LOT 218 8-22-5 |  |  | Non-Lead - Other | No |  | 0 | Installation date is after the lead ban |  |  |  |  | Non-Lead - Other |  |  | Installation date is after the lead ban |  |  |  |  | Non-Lead |  |  |  | Assumed
MTR_026639 | 22809 125TH AVE SE | L2 CORONADO KNOLLS |  |  | Non-Lead - Other | No |  | 0 | Installation date is after the lead ban |  |  |  |  | Non-Lead - Other |  |  | Installation date is after the lead ban |  |  |  |  | Non-Lead |  |  |  | Domestic
MTR_016906 | 15217 SE 178TH ST | LOT 22 CANDLEWOOD RIDGE #5 |  |  | Non-Lead - Other | No | 1978-02-01 | 0 | Installation date is after the lead ban |  |  |  |  | Non-Lead - Other |  |  | Installation date is after the lead ban |  |  |  |  | Non-Lead |  |  |  | Domestic
MTR_025167 | 20810 125TH AVE SE | L67 GLENCARIN # 1 |  |  | Non-Lead - Other | No | 1998-08-03 | 0 | Installation date is after the lead ban |  |  |  |  | Non-Lead - Other |  |  | Installation date is after the lead ban |  |  |  |  | Non-Lead |  |  |  | Domestic
MTR_022589 | 11418 SE 193RD TER | LOT 38 PLATEAU @ PANTHER LAKE |  |  | Non-Lead - Other | No | 2007-03-05 | 0 | Installation date is after the lead ban |  |  |  |  | Non-Lead - Other |  |  | Installation date is after the lead ban |  |  |  |  | Non-Lead |  |  |  | Domestic
MTR_026785 | 22845 135TH AVE SE | LOT 4 BLK2 STARCREST ADD |  |  | Non-Lead - Other | No | 2005-06-17 | 0 | Rectified Plan |  |  |  |  | Non-Lead - Other |  |  | Statistical analysis |  |  |  |  | Non-Lead |  |  |  | Domestic
MTR_024452 | 20419 130TH AVE SE | L18 GREENACRES EAST |  |  | Non-Lead - Other | No |  | 0 | Installation date is after the lead ban |  |  |  |  | Non-Lead - Other |  |  | Installation date is after the lead ban |  |  |  |  | Non-Lead |  |  |  | Domestic
MTR_024451 | 20413 130TH AVE SE | L17 GREENACRES EAST |  |  | Non-Lead - Other | No |  | 0 | Installation date is after the lead ban |  |  |  |  | Non-Lead - Other |  |  | Installation date is after the lead ban |  |  |  |  | Non-Lead |  |  |  | Domestic
MTR_024445 | 13004 SE 204TH PL | L11 GREENACRES EAST |  |  | Non-Lead - Other | No |  | 0 | Installation date is after the lead ban |  |  |  |  | Non-Lead - Other |  |  | Installation date is after the lead ban |  |  |  |  | Non-Lead |  |  |  | Domestic
MTR_024449 | 20403 130TH AVE SE | L 15 GREENACRES EAST |  |  | Non-Lead - Other | No |  | 0 | Installation date is after the lead ban |  |  |  |  | Non-Lead - Other |  |  | Installation date is after the lead ban |  |  |  |  | Non-Lead |  |  |  | Domestic
MTR_024443 | 13020 SE 204TH PL | L9 GREENACRES EAST |  |  | Non-Lead - Other | No |  | 0 | Installation date is after the lead ban |  |  |  |  | Non-Lead - Other |  |  | Installation date is after the lead ban |  |  |  |  | Non-Lead |  |  |  | Domestic
MTR_024446 | 13002 SE 204TH PL | L12 GREENACRES EAST |  |  | Non-Lead - Other | No |  | 0 | Installation date is after the lead ban |  |  |  |  | Non-Lead - Other |  |  | Installation date is after the lead ban |  |  |  |  | Non-Lead |  |  |  | Domestic
MTR_024426 | 13016 SE 203RD PL | LOT 20 GREYSTONE |  |  | Non-Lead - Other | No | 1995-08-03 | 0 | Installation date is after the lead ban |  |  |  |  | Non-Lead - Other |  |  | Installation date is after the lead ban |  |  |  |  | Non-Lead |  |  |  | Domestic
MTR_024427 | 13008 SE 203RD PL | LOT 21 GREYSTONE |  |  | Non-Lead - Other | No | 1995-08-03 | 0 | Installation date is after the lead ban |  |  |  |  | Non-Lead - Other |  |  | Installation date is after the lead ban |  |  |  |  | Non-Lead |  |  |  | Domestic
MTR_024428 | 13007 SE 203RD PL | LOT 22 GREYSTONE |  |  | Non-Lead - Other | No | 1995-08-03 | 0 | Installation date is after the lead ban |  |  |  |  | Non-Lead - Other |  |  | Installation date is after the lead ban |  |  |  |  | Non-Lead |  |  |  | Domestic
MTR_021026 | 18715 134TH AVE SE | TAX LOT 198 S-T-R 34-23-5 |  |  | Non-Lead - Other | No |  | 0 | Installation date is after the lead ban |  |  |  |  | Non-Lead - Other |  |  | Installation date is after the lead ban |  |  |  |  | Non-Lead |  |  |  | Assumed
MTR_024429 | 13015 SE 203RD PL | LOT 23 GREYSTONE |  |  | Non-Lead - Other | No | 1995-08-03 | 0 | Installation date is after the lead ban |  |  |  |  | Non-Lead - Other |  |  | Installation date is after the lead ban |  |  |  |  | Non-Lead |  |  |  | Domestic
MTR_020997 | 18707 134TH AVE SE | LOT 88 FOREST ESTATES |  |  | Non-Lead - Other | No | 1978-08-01 | 0 | Installation date is after the lead ban |  |  |  |  | Non-Lead - Other |  |  | Installation date is after the lead ban |  |  |  |  | Non-Lead |  |  |  | Domestic
MTR_024514 | 20411 130TH PL SE | L95 GREEN ACRES EAST |  |  | Non-Lead - Other | No |  | 0 | Installation date is after the lead ban |  |  |  |  | Non-Lead - Other |  |  | Installation date is after the lead ban |  |  |  |  | Non-Lead |  |  |  | Domestic
MTR_024515 | 20417 130TH PL SE | L96 GREEN ACRES EAST |  |  | Non-Lead - Other | No |  | 0 | Installation date is after the lead ban |  |  |  |  | Non-Lead - Other |  |  | Installation date is after the lead ban |  |  |  |  | Non-Lead |  |  |  | Domestic
MTR_024517 | 13014 SE 206TH ST | L98 GREEN ACRES EAST |  |  | Non-Lead - Other | No |  | 0 | Installation date is after the lead ban |  |  |  |  | Non-Lead - Other |  |  | Installation date is after the lead ban |  |  |  |  | Non-Lead |  |  |  | Domestic
MTR_024518 | 13004 SE 206TH ST | L87 GREEN ACRES EAST |  |  | Non-Lead - Other | No |  | 0 | Installation date is after the lead ban |  |  |  |  | Non-Lead - Other |  |  | Installation date is after the lead ban |  |  |  |  | Non-Lead |  |  |  | Domestic
MTR_024520 | 20420 130TH AVE SE | LOT 89 GREEN ACRES EAST |  |  | Non-Lead - Other | No |  | 0 | Installation date is after the lead ban |  |  |  |  | Non-Lead - Other |  |  | Installation date is after the lead ban |  |  |  |  | Non-Lead |  |  |  | Domestic
MTR_024521 | 20414 130TH AVE SE | L90 GREEN ACRES EAST |  |  | Non-Lead - Other | No |  | 0 | Installation date is after the lead ban |  |  |  |  | Non-Lead - Other |  |  | Installation date is after the lead ban |  |  |  |  | Non-Lead |  |  |  | Domestic
MTR_024511 | 20418 130TH PL SE | L71 GREEN ACRES EAST |  |  | Non-Lead - Other | No |  | 0 | Installation date is after the lead ban |  |  |  |  | Non-Lead - Other |  |  | Installation date is after the lead ban |  |  |  |  | Non-Lead |  |  |  | Domestic
MTR_024410 | 20334 131ST PL SE | LOT 4 GREYSTONE |  |  | Non-Lead - Other | No | 1995-08-03 | 0 | Installation date is after the lead ban |  |  |  |  | Non-Lead - Other |  |  | Installation date is after the lead ban |  |  |  |  | Non-Lead |  |  |  | Domestic
MTR_024414 | 20308 131ST PL SE | LOT 8 GREYSTONE |  |  | Non-Lead - Other | No | 1995-08-03 | 0 | Installation date is after the lead ban |  |  |  |  | Non-Lead - Other |  |  | Installation date is after the lead ban |  |  |  |  | Non-Lead |  |  |  | Domestic
MTR_023850 | 21639 104TH PL SE | L 5 B 3 MT.VIEW PARK |  |  | Non-Lead - Other | No | 2004-04-20 | 0 | Rectified Plan |  |  |  |  | Non-Lead - Other |  |  | Statistical analysis |  |  |  |  | Non-Lead |  |  |  | Domestic
MTR_023936 | 21027 101ST AVE SE | 9908-006095 |  |  | Non-Lead - Other | No |  | 0 | Installation date is after the lead ban |  |  |  |  | Non-Lead - Other |  |  | Installation date is after the lead ban |  |  |  |  | Non-Lead |  |  |  | Domestic
MTR_023307 | 10428 SE 214TH PL | LOT 41 STONEPINE EAST |  |  | Non-Lead - Other | No | 1995-10-18 | 0 | Installation date is after the lead ban |  |  |  |  | Non-Lead - Other |  |  | Installation date is after the lead ban |  |  |  |  | Non-Lead |  |  |  | Domestic
MTR_024523 | 13011 SE 204TH PL | LOT 92 GREEN ACRES EAST |  |  | Non-Lead - Other | No |  | 0 | Installation date is after the lead ban |  |  |  |  | Non-Lead - Other |  |  | Installation date is after the lead ban |  |  |  |  | Non-Lead |  |  |  | Domestic
MTR_024499 | 13034 SE 206TH PL | L82 GREEN ACRES EAST |  |  | Non-Lead - Other | No |  | 0 | Installation date is after the lead ban |  |  |  |  | Non-Lead - Other |  |  | Installation date is after the lead ban |  |  |  |  | Non-Lead |  |  |  | Domestic
MTR_024501 | 13018 SE 206TH PL | L84 GREEN ACRES EAST |  |  | Non-Lead - Other | No |  | 0 | Installation date is after the lead ban |  |  |  |  | Non-Lead - Other |  |  | Installation date is after the lead ban |  |  |  |  | Non-Lead |  |  |  | Domestic
MTR_024502 | 13010 SE 206TH PL | L85 GREEN ACRES EAST |  |  | Non-Lead - Other | No |  | 0 | Installation date is after the lead ban |  |  |  |  | Non-Lead - Other |  |  | Installation date is after the lead ban |  |  |  |  | Non-Lead |  |  |  | Domestic
MTR_024504 | 13003 SE 206TH ST | L64 GREEN ACRES EAST |  |  | Non-Lead - Other | No |  | 0 | Installation date is after the lead ban |  |  |  |  | Non-Lead - Other |  |  | Installation date is after the lead ban |  |  |  |  | Non-Lead |  |  |  | Domestic
MTR_024509 | 20432 130TH PL SE | L69 GREEN ACRES EAST |  |  | Non-Lead - Other | No |  | 0 | Installation date is after the lead ban |  |  |  |  | Non-Lead - Other |  |  | Installation date is after the lead ban |  |  |  |  | Non-Lead |  |  |  | Domestic
MTR_024431 | 13031 SE 203RD PL | LOT 25 GREYSTONE |  |  | Non-Lead - Other | No | 1995-08-03 | 0 | Installation date is after the lead ban |  |  |  |  | Non-Lead - Other |  |  | Installation date is after the lead ban |  |  |  |  | Non-Lead |  |  |  | Domestic
MTR_024424 | 13032 SE 203RD PL | LOT 18 GREYSTONE |  |  | Non-Lead - Other | No | 1995-08-03 | 0 | Installation date is after the lead ban |  |  |  |  | Non-Lead - Other |  |  | Installation date is after the lead ban |  |  |  |  | Non-Lead |  |  |  | Domestic
MTR_019483 | 11239 SE 188TH PL | LOT 79 CHINQUAPIN RIDGE |  |  | Non-Lead - Other | No | 1995-09-19 | 0 | Installation date is after the lead ban |  |  |  |  | Non-Lead - Other |  |  | Installation date is after the lead ban |  |  |  |  | Non-Lead |  |  |  | Domestic
MTR_030246 | 15810 SE 182ND PL | LOT 2 CARRIAGEWOOD #7 |  |  | Non-Lead - Other | No |  |  | Installation date is after the lead ban |  |  |  |  | Non-Lead - Other |  |  | Installation date is after the lead ban |  |  |  |  | Non-Lead
MTR_030291 | 21217 142ND AVE SE | L3 HOMESTEAD HILL EST #2 |  |  | Non-Lead - Other | No |  | 1 | Installation date is after the lead ban |  |  |  |  | Non-Lead - Other |  |  | Installation date is after the lead ban |  |  |  |  | Non-Lead |  |  |  | Domestic
MTR_030292 | 20842 144TH AVE SE | L9 MAPLE CREST |  |  | Galvanized Requiring Replacement | Unknown |  | 1 | Converted CAD | Yes | Visual inspection at the meter pit | 2024-02-06 |  | Galvanized Requiring Replacement |  |  | Field inspection only with no records | Yes | Visual inspection at the meter pit | 2024-02-06 |  | Galvanized Requiring Replacement |  |  |  | Domestic
MTR_022536 | 19386 113TH AVE SE | LOT 76 PANTHER MEADOWS |  |  | Non-Lead - Other | No | 2004-07-26 | 0 | Installation date is after the lead ban |  |  |  |  | Non-Lead - Other |  |  | Installation date is after the lead ban |  |  |  |  | Non-Lead |  |  |  | Domestic
MTR_024433 | 13113 SE 203RD PL | LOT 27 GREYSTONE |  |  | Non-Lead - Other | No | 1995-08-03 | 0 | Installation date is after the lead ban |  |  |  |  | Non-Lead - Other |  |  | Installation date is after the lead ban |  |  |  |  | Non-Lead |  |  |  | Domestic
MTR_024432 | 13103 SE 203RD PL | LOT 26 GREYSTONE |  |  | Non-Lead - Other | No | 1995-08-03 | 0 | Installation date is after the lead ban |  |  |  |  | Non-Lead - Other |  |  | Installation date is after the lead ban |  |  |  |  | Non-Lead |  |  |  | Domestic
MTR_024455 | 20601 130TH AVE SE | L21 GREENACRES EAST |  |  | Non-Lead - Other | No |  | 0 | Installation date is after the lead ban |  |  |  |  | Non-Lead - Other |  |  | Installation date is after the lead ban |  |  |  |  | Non-Lead |  |  |  | Domestic
MTR_024457 | 20609 130TH AVE SE | L23 GREENACRES EAST |  |  | Non-Lead - Other | No |  | 0 | Installation date is after the lead ban |  |  |  |  | Non-Lead - Other |  |  | Installation date is after the lead ban |  |  |  |  | Non-Lead |  |  |  | Domestic
MTR_024462 | 20643 130TH AVE SE | L28 GREENACRES EAST |  |  | Non-Lead - Other | No |  | 0 | Installation date is after the lead ban |  |  |  |  | Non-Lead - Other |  |  | Installation date is after the lead ban |  |  |  |  | Non-Lead |  |  |  | Domestic
MTR_024458 | 20615 130TH AVE SE | L24 GREENACRES EAST |  |  | Non-Lead - Other | No |  | 0 | Installation date is after the lead ban |  |  |  |  | Non-Lead - Other |  |  | Installation date is after the lead ban |  |  |  |  | Non-Lead |  |  |  | Domestic
MTR_024463 | 20701 130TH AVE SE | L29 GREENACRES EAST |  |  | Non-Lead - Other | No |  | 0 | Installation date is after the lead ban |  |  |  |  | Non-Lead - Other |  |  | Installation date is after the lead ban |  |  |  |  | Non-Lead |  |  |  | Domestic
MTR_024461 | 20635 130TH AVE SE | L28 GREENACRES EAST |  |  | Non-Lead - Other | No |  | 0 | Installation date is after the lead ban |  |  |  |  | Non-Lead - Other |  |  | Installation date is after the lead ban |  |  |  |  | Non-Lead |  |  |  | Domestic
MTR_029079 | 11323 SE 218TH PL | LOT 23 FOREST MEADOWS |  |  | Non-Lead - Other | No |  | 0 | Installation date is after the lead ban |  |  |  |  | Non-Lead - Other |  |  | Installation date is after the lead ban |  |  |  |  | Non-Lead |  |  |  | Domestic
MTR_024679 | 20024 124TH AVE SE | PARCEL A TAX LOT 125 S-T-R 4-22-5 |  |  | Non-Lead - Other | No |  | 0 | Installation date is after the lead ban |  |  |  |  | Non-Lead - Other |  |  | Installation date is after the lead ban |  |  |  |  | Non-Lead |  |  |  | Assumed
MTR_024678 | 12404 SE 202ND PL | L43 SHERLYN PARK |  |  | Non-Lead - Other | No |  | 0 | Installation date is after the lead ban |  |  |  |  | Non-Lead - Other |  |  | Installation date is after the lead ban |  |  |  |  | Non-Lead |  |  |  | Domestic
MTR_024671 | 12506 SE 202ND PL | L36 SHERLYN PARK |  |  | Non-Lead - Other | No |  | 0 | Installation date is after the lead ban |  |  |  |  | Non-Lead - Other |  |  | Installation date is after the lead ban |  |  |  |  | Non-Lead |  |  |  | Domestic
MTR_024666 | 12610 SE 202ND PL | L31 SHERLYN PARK |  |  | Non-Lead - Other | No |  | 0 | Installation date is after the lead ban |  |  |  |  | Non-Lead - Other |  |  | Installation date is after the lead ban |  |  |  |  | Non-Lead |  |  |  | Assumed
MTR_024672 | 12500 SE 202ND PL | L37 SHERLYN PARK |  |  | Non-Lead - Other | No |  | 0 | Installation date is after the lead ban |  |  |  |  | Non-Lead - Other |  |  | Installation date is after the lead ban |  |  |  |  | Non-Lead |  |  |  | Domestic
MTR_024578 | 20206 126TH PL SE | L48 SHERLYN PARK |  |  | Non-Lead - Other | No |  | 0 | Installation date is after the lead ban |  |  |  |  | Non-Lead - Other |  |  | Installation date is after the lead ban |  |  |  |  | Non-Lead |  |  |  | Domestic
MTR_024572 | 20210 125TH PL SE | L62 SHERLYN PARK |  |  | Non-Lead - Other | No |  | 0 | Installation date is after the lead ban |  |  |  |  | Non-Lead - Other |  |  | Installation date is after the lead ban |  |  |  |  | Non-Lead |  |  |  | Domestic
MTR_024577 | 20210 126TH PL SE | L47 SHERLYN PARK |  |  | Non-Lead - Other | No |  | 0 | Installation date is after the lead ban |  |  |  |  | Non-Lead - Other |  |  | Installation date is after the lead ban |  |  |  |  | Non-Lead |  |  |  | Domestic
MTR_024579 | 12605 SE 202ND PL | L49 SHERLYN PARK |  |  | Non-Lead - Other | No |  | 0 | Installation date is after the lead ban |  |  |  |  | Non-Lead - Other |  |  | Installation date is after the lead ban |  |  |  |  | Non-Lead |  |  |  | Domestic
MTR_024581 | 12813 SE 202ND PL | L2 LINDA HIGHLANDS |  |  | Non-Lead - Other | No |  | 0 | Installation date is after the lead ban |  |  |  |  | Non-Lead - Other |  |  | Installation date is after the lead ban |  |  |  |  | Non-Lead |  |  |  | Domestic
MTR_024585 | 12913 SE 202ND PL | L6 LINDA HIGHLANDS |  |  | Non-Lead - Other | No |  | 0 | Installation date is after the lead ban |  |  |  |  | Non-Lead - Other |  |  | Installation date is after the lead ban |  |  |  |  | Non-Lead |  |  |  | Domestic
MTR_025695 | 12783 SE 211TH ST | LOT 12 LAUREL SPRINGS |  |  | Non-Lead - Other | No | 2003-12-11 | 0 | Installation date is after the lead ban |  |  |  |  | Non-Lead - Other |  |  | Installation date is after the lead ban |  |  |  |  | Non-Lead |  |  |  | Domestic
MTR_024616 | 12408 SE 201ST PL | L13 LINDA CREST #1 |  |  | Non-Lead - Other | No |  | 0 | Installation date is after the lead ban |  |  |  |  | Non-Lead - Other |  |  | Installation date is after the lead ban |  |  |  |  | Non-Lead |  |  |  | Domestic
MTR_024634 | 20113 128TH AVE SE | LOT 24 LINDA HIGHLANDS |  |  | Non-Lead - Other | No |  | 0 | Installation date is after the lead ban |  |  |  |  | Non-Lead - Other |  |  | Installation date is after the lead ban |  |  |  |  | Non-Lead |  |  |  | Domestic
MTR_024636 | 20125 128TH AVE SE | L26 LINDA HIGHLANDS |  |  | Non-Lead - Other | No |  | 0 | Installation date is after the lead ban |  |  |  |  | Non-Lead - Other |  |  | Installation date is after the lead ban |  |  |  |  | Non-Lead |  |  |  | Domestic
MTR_024633 | 20107 128TH AVE SE | L23 LINDA HIGHLANDS |  |  | Non-Lead - Other | No |  | 0 | Installation date is after the lead ban |  |  |  |  | Non-Lead - Other |  |  | Installation date is after the lead ban |  |  |  |  | Non-Lead |  |  |  | Domestic
MTR_024618 | 12403 SE 201ST PL | L1 LINDA CREST DIV #1 |  |  | Non-Lead - Other | No |  | 0 | Installation date is after the lead ban |  |  |  |  | Non-Lead - Other |  |  | Installation date is after the lead ban |  |  |  |  | Non-Lead |  |  |  | Assumed
MTR_024631 | 12625 SE 201ST PL | LOT 10 LINDA CREST #2 |  |  | Non-Lead - Other | No |  | 0 | Installation date is after the lead ban |  |  |  |  | Non-Lead - Other |  |  | Installation date is after the lead ban |  |  |  |  | Non-Lead |  |  |  | Domestic
MTR_028960 | 22122 111TH PL SE | L2 BENSON MEADOWS #2 |  |  | Non-Lead - Other | No |  | 0 | Installation date is after the lead ban |  |  |  |  | Non-Lead - Other |  |  | Installation date is after the lead ban |  |  |  |  | Non-Lead |  |  |  | Domestic
MTR_029017 | 11206 SE 219TH PL | LOT 18 MONTERA |  |  | Non-Lead - Other | No | 1995-09-05 | 0 | Installation date is after the lead ban |  |  |  |  | Non-Lead - Other |  |  | Installation date is after the lead ban |  |  |  |  | Non-Lead |  |  |  | Domestic
MTR_028959 | 11136 SE 222ND ST | LOT 18 PEDERSON PLACE #2 (VICTORIA PLACE) |  |  | Non-Lead - Other | No |  | 0 | Installation date is after the lead ban |  |  |  |  | Non-Lead - Other |  |  | Installation date is after the lead ban |  |  |  |  | Non-Lead |  |  |  | Domestic
MTR_023013 | 12449 SE 198TH PL | LOT 9 MORFORD PARK |  |  | Non-Lead - Other | No |  | 0 | Installation date is after the lead ban |  |  |  |  | Non-Lead - Other |  |  | Installation date is after the lead ban |  |  |  |  | Non-Lead |  |  |  | Assumed
MTR_023006 | 12407 SE 198TH PL | L 2 MORFORD PARK KCSP#783012 |  |  | Non-Lead - Other | No |  | 0 | Installation date is after the lead ban |  |  |  |  | Non-Lead - Other |  |  | Installation date is after the lead ban |  |  |  |  | Non-Lead |  |  |  | Assumed
MTR_028874 | 22109 111TH CT SE | LOT 15 BENSON MEAD 2 |  |  | Non-Lead - Other | No |  | 0 | Installation date is after the lead ban |  |  |  |  | Non-Lead - Other |  |  | Installation date is after the lead ban |  |  |  |  | Non-Lead |  |  |  | Domestic
MTR_023011 | 12437 SE 198TH PL | LOT 7 MORFORD PARK |  |  | Non-Lead - Other | No |  | 0 | Installation date is after the lead ban |  |  |  |  | Non-Lead - Other |  |  | Installation date is after the lead ban |  |  |  |  | Non-Lead |  |  |  | Assumed
MTR_028961 | 22116 111TH PL SE | L3 BENSON MEADOWS #2 |  |  | Non-Lead - Other | No |  | 0 | Installation date is after the lead ban |  |  |  |  | Non-Lead - Other |  |  | Installation date is after the lead ban |  |  |  |  | Non-Lead |  |  |  | Domestic
MTR_023004 | 12401 SE 198TH PL | LOT 1 MORFORD PARK |  |  | Non-Lead - Other | No |  | 0 | Installation date is after the lead ban |  |  |  |  | Non-Lead - Other |  |  | Installation date is after the lead ban |  |  |  |  | Non-Lead |  |  |  | Assumed
MTR_024590 | 20112 130TH AVE SE | LOT 10 LINDA HIGHLANDS |  |  | Non-Lead - Other | No |  | 0 | Installation date is after the lead ban |  |  |  |  | Non-Lead - Other |  |  | Installation date is after the lead ban |  |  |  |  | Non-Lead |  |  |  | Domestic
MTR_024588 | 20124 130TH AVE SE | L8 LINDA HIGHLANDS |  |  | Non-Lead - Other | No |  | 0 | Installation date is after the lead ban |  |  |  |  | Non-Lead - Other |  |  | Installation date is after the lead ban |  |  |  |  | Non-Lead |  |  |  | Domestic
MTR_024592 | 20100 130TH AVE SE | L12 LINDA HIGHLANDS |  |  | Non-Lead - Other | No |  | 0 | Installation date is after the lead ban |  |  |  |  | Non-Lead - Other |  |  | Installation date is after the lead ban |  |  |  |  | Non-Lead |  |  |  | Domestic
MTR_024591 | 20106 130TH AVE SE | L11 LINDA HIGHLANDS |  |  | Non-Lead - Other | No |  | 0 | Installation date is after the lead ban |  |  |  |  | Non-Lead - Other |  |  | Installation date is after the lead ban |  |  |  |  | Non-Lead |  |  |  | Domestic
MTR_024596 | 12826 SE 201ST ST | L16 LINDA HIGHLANDS |  |  | Non-Lead - Other | No |  | 0 | Installation date is after the lead ban |  |  |  |  | Non-Lead - Other |  |  | Installation date is after the lead ban |  |  |  |  | Non-Lead |  |  |  | Domestic
MTR_024593 | 12912 SE 201ST ST | L13 LINDA HIGHLANDS |  |  | Non-Lead - Other | No |  | 0 | Installation date is after the lead ban |  |  |  |  | Non-Lead - Other |  |  | Installation date is after the lead ban |  |  |  |  | Non-Lead |  |  |  | Domestic
MTR_024661 | 12716 SE 202ND PL | LOT 9 LINDA CREST 2 |  |  | Non-Lead - Other | No |  | 0 | Installation date is after the lead ban |  |  |  |  | Non-Lead - Other |  |  | Installation date is after the lead ban |  |  |  |  | Non-Lead |  |  |  | Domestic
MTR_024662 | 12712 SE 202ND PL | LOT 8 LINDA CREST #2 |  |  | Non-Lead - Other | No |  | 0 | Installation date is after the lead ban |  |  |  |  | Non-Lead - Other |  |  | Installation date is after the lead ban |  |  |  |  | Non-Lead |  |  |  | Domestic
MTR_024659 | 12810 SE 202ND PL | L49 LINDA HIGHLANDS |  |  | Non-Lead - Other | No |  | 0 | Installation date is after the lead ban |  |  |  |  | Non-Lead - Other |  |  | Installation date is after the lead ban |  |  |  |  | Non-Lead |  |  |  | Domestic
MTR_024660 | 12802 SE 202ND PL | L50 LINDA HIGHLANDS |  |  | Non-Lead - Other | No |  | 0 | Installation date is after the lead ban |  |  |  |  | Non-Lead - Other |  |  | Installation date is after the lead ban |  |  |  |  | Non-Lead |  |  |  | Domestic
MTR_024658 | 12818 SE 202ND PL | L48 LINDA HIGHLANDS |  |  | Non-Lead - Other | No |  | 0 | Installation date is after the lead ban |  |  |  |  | Non-Lead - Other |  |  | Installation date is after the lead ban |  |  |  |  | Non-Lead |  |  |  | Domestic
MTR_024656 | 12908 SE 202ND PL | L46 LINDA HIGHLANDS |  |  | Non-Lead - Other | No |  | 0 | Installation date is after the lead ban |  |  |  |  | Non-Lead - Other |  |  | Installation date is after the lead ban |  |  |  |  | Non-Lead |  |  |  | Domestic
MTR_023017 | 12456 SE 198TH PL | LOT 14 MORFORD PARK |  |  | Non-Lead - Other | No |  | 0 | Installation date is after the lead ban |  |  |  |  | Non-Lead - Other |  |  | Installation date is after the lead ban |  |  |  |  | Non-Lead |  |  |  | Assumed
MTR_023020 | 12438 SE 198TH PL | LOT 17 MORFORD PARK |  |  | Non-Lead - Other | No |  | 0 | Installation date is after the lead ban |  |  |  |  | Non-Lead - Other |  |  | Installation date is after the lead ban |  |  |  |  | Non-Lead |  |  |  | Assumed
MTR_023023 | 12420 SE 198TH PL | LOT 20 MORFORD PARK |  |  | Non-Lead - Other | No |  | 0 | Installation date is after the lead ban |  |  |  |  | Non-Lead - Other |  |  | Installation date is after the lead ban |  |  |  |  | Non-Lead |  |  |  | Assumed
MTR_023018 | 12450 SE 198TH PL | LOT 15 MORFORD PARK |  |  | Non-Lead - Other | No |  | 0 | Installation date is after the lead ban |  |  |  |  | Non-Lead - Other |  |  | Installation date is after the lead ban |  |  |  |  | Non-Lead |  |  |  | Assumed
MTR_023005 | 12406 SE 198TH PL | LOT 23 MORFORD PARK |  |  | Non-Lead - Other | No |  | 0 | Installation date is after the lead ban |  |  |  |  | Non-Lead - Other |  |  | Installation date is after the lead ban |  |  |  |  | Non-Lead |  |  |  | Assumed
MTR_023014 | 12455 SE 198TH PL | LOT 10 MORFORD PARK |  |  | Non-Lead - Other | No |  | 0 | Installation date is after the lead ban |  |  |  |  | Non-Lead - Other |  |  | Installation date is after the lead ban |  |  |  |  | Non-Lead |  |  |  | Assumed
MTR_028532 | 22309 123RD PL SE | LOT 36 SUMMERGLEN #1 |  |  | Non-Lead - Other | No |  | 0 | Installation date is after the lead ban |  |  |  |  | Non-Lead - Other |  |  | Installation date is after the lead ban |  |  |  |  | Non-Lead |  |  |  | Domestic
MTR_029759 | 10918 SE 227TH PL | L41 CLARKS GLEN |  |  | Non-Lead - Other | Unknown |  | 0 | Statistical analysis |  |  |  |  | Non-Lead - Other |  |  | Statistical analysis |  |  |  |  | Non-Lead |  |  |  | Domestic
MTR_029720 | 11108 SE 225TH ST | L 71 STOCKTON |  |  | Non-Lead - Other | No | 2000-10-04 | 0 | Installation date is after the lead ban |  |  |  |  | Non-Lead - Other |  |  | Installation date is after the lead ban |  |  |  |  | Non-Lead |  |  |  | Domestic
MTR_025736 | 12918 SE 212TH ST | LOT 3 SH PL 08239 |  |  | Non-Lead - Other | No | 2005-01-13 | 0 | Installation date is after the lead ban |  |  |  |  | Non-Lead - Other |  |  | Installation date is after the lead ban |  |  |  |  | Non-Lead |  |  |  | Domestic
MTR_028929 | 11514 SE 221ST PL | LOT 9 PEDERSON PLACE #1 |  |  | Non-Lead - Other | No |  | 0 | Installation date is after the lead ban |  |  |  |  | Non-Lead - Other |  |  | Installation date is after the lead ban |  |  |  |  | Non-Lead |  |  |  | Domestic
MTR_023735 | 21919 101ST PL SE | LOT 8 KARA CREST |  |  | Non-Lead - Other | No | 2001-08-23 | 0 | Installation date is after the lead ban |  |  |  |  | Non-Lead - Other |  |  | Installation date is after the lead ban |  |  |  |  | Non-Lead |  |  |  | Domestic
MTR_024565 | 12542 SE 203RD PL | L55 SHERLYN PARK |  |  | Non-Lead - Other | No |  | 0 | Installation date is after the lead ban |  |  |  |  | Non-Lead - Other |  |  | Installation date is after the lead ban |  |  |  |  | Non-Lead |  |  |  | Domestic
MTR_024563 | 20229 127TH PL SE | L53 SHERLYN PARK |  |  | Non-Lead - Other | No |  | 0 | Installation date is after the lead ban |  |  |  |  | Non-Lead - Other |  |  | Installation date is after the lead ban |  |  |  |  | Non-Lead |  |  |  | Domestic
MTR_024568 | 12520 SE 203RD PL | L58 SHERLYN PARK |  |  | Non-Lead - Other | No |  | 0 | Installation date is after the lead ban |  |  |  |  | Non-Lead - Other |  |  | Installation date is after the lead ban |  |  |  |  | Non-Lead |  |  |  | Domestic
MTR_024567 | 12528 SE 203RD PL | L57 SHERLYN PARK |  |  | Non-Lead - Other | No |  | 0 | Installation date is after the lead ban |  |  |  |  | Non-Lead - Other |  |  | Installation date is after the lead ban |  |  |  |  | Non-Lead |  |  |  | Assumed
MTR_024570 | 12506 SE 203RD PL | L60 SHERLYN PARK |  |  | Non-Lead - Other | No |  | 0 | Installation date is after the lead ban |  |  |  |  | Non-Lead - Other |  |  | Installation date is after the lead ban |  |  |  |  | Non-Lead |  |  |  | Domestic
MTR_024569 | 12514 SE 203RD PL | L59 SHERLYN PARK |  |  | Non-Lead - Other | No |  | 0 | Installation date is after the lead ban |  |  |  |  | Non-Lead - Other |  |  | Installation date is after the lead ban |  |  |  |  | Non-Lead |  |  |  | Domestic
MTR_026877 | 13268 SE 227TH ST | LOT 68 FERN CREST AKA MEADOW RIDGE |  |  | Non-Lead - Other | No | 2005-06-17 | 0 | Installation date is after the lead ban |  |  |  |  | Non-Lead - Other |  |  | Installation date is after the lead ban |  |  |  |  | Non-Lead |  |  |  | Domestic
MTR_020568 | 19624 105TH AVE SE | L13 DONNYBROOK MANOR |  |  | Non-Lead - Other | Unknown |  | 0 | Statistical analysis |  |  |  |  | Non-Lead - Other |  |  | Statistical analysis |  |  |  |  | Non-Lead |  |  |  | Assumed
MTR_000553 | 19615 108TH AVE SE | TAX LOT 148 SEC W1/2 5-22-5 |  |  | Non-Lead - Other | Unknown |  | 0.75 | Statistical analysis |  |  |  |  | Non-Lead - Other |  |  | Statistical analysis |  |  |  |  | Non-Lead |  |  |  | Assumed
MTR_018708 | 20310 90TH PL S | LOT 30 SOPHIA GLEN |  |  | Non-Lead - Other | No |  | 0 | Installation date is after the lead ban |  |  |  |  | Non-Lead - Other |  |  | Installation date is after the lead ban |  |  |  |  | Non-Lead |  |  |  | Assumed
MTR_020361 | 10223 SE 200TH ST | LOT 50 PARKRIDGE EAST 2 |  |  | Non-Lead - Other | No |  | 0 | Installation date is after the lead ban |  |  |  |  | Non-Lead - Other |  |  | Installation date is after the lead ban |  |  |  |  | Non-Lead |  |  |  | Assumed
MTR_029018 | 11122 SE 219TH PL | LOT 28 FALCON CREST |  |  | Non-Lead - Other | No |  | 0 | Installation date is after the lead ban |  |  |  |  | Non-Lead - Other |  |  | Installation date is after the lead ban |  |  |  |  | Non-Lead |  |  |  | Domestic
MTR_029032 | 21818 110TH AVE SE | LOT 39 FALCON CREST |  |  | Non-Lead - Other | No |  | 0 | Installation date is after the lead ban |  |  |  |  | Non-Lead - Other |  |  | Installation date is after the lead ban |  |  |  |  | Non-Lead |  |  |  | Domestic
MTR_029031 | 11012 SE 219TH PL | LOT 37 FALCON CREST |  |  | Non-Lead - Other | No |  | 0 | Installation date is after the lead ban |  |  |  |  | Non-Lead - Other |  |  | Installation date is after the lead ban |  |  |  |  | Non-Lead |  |  |  | Assumed
MTR_029025 | 21812 110TH AVE SE | LOT 10 ALDER HEIGHTS #2 |  |  | Non-Lead - Other | No |  | 0 | Installation date is after the lead ban |  |  |  |  | Non-Lead - Other |  |  | Installation date is after the lead ban |  |  |  |  | Non-Lead |  |  |  | Domestic
MTR_029029 | 21828 110TH AVE SE | LOT 38 FALCON CREST |  |  | Non-Lead - Other | No |  | 0 | Installation date is after the lead ban |  |  |  |  | Non-Lead - Other |  |  | Installation date is after the lead ban |  |  |  |  | Non-Lead |  |  |  | Domestic
MTR_029022 | 21806 110TH AVE SE | LOT 9 ALDER HEIGHTS #2 |  |  | Non-Lead - Other | No |  | 0 | Installation date is after the lead ban |  |  |  |  | Non-Lead - Other |  |  | Installation date is after the lead ban |  |  |  |  | Non-Lead |  |  |  | Domestic
MTR_028903 | 11123 SE 218TH PL | LOT 2 ALDER HEIGHTS DIVISION 2 |  |  | Non-Lead - Other | No |  | 0 | Installation date is after the lead ban |  |  |  |  | Non-Lead - Other |  |  | Installation date is after the lead ban |  |  |  |  | Non-Lead |  |  |  | Domestic
MTR_029026 | 11131 SE 218TH PL | LOT 1 ALDER HEIGHTS DIVISION 2 |  |  | Non-Lead - Other | No |  | 0 | Installation date is after the lead ban |  |  |  |  | Non-Lead - Other |  |  | Installation date is after the lead ban |  |  |  |  | Non-Lead |  |  |  | Domestic
MTR_028946 | 11117 SE 218TH PL | LOT 3 ALDER HEIGHTS #2 |  |  | Non-Lead - Other | No |  | 0 | Installation date is after the lead ban |  |  |  |  | Non-Lead - Other |  |  | Installation date is after the lead ban |  |  |  |  | Non-Lead |  |  |  | Domestic
MTR_029023 | 11105 SE 218TH PL | LOT 6 ALDER HEIGHTS 2 |  |  | Non-Lead - Other | No |  | 0 | Installation date is after the lead ban |  |  |  |  | Non-Lead - Other |  |  | Installation date is after the lead ban |  |  |  |  | Non-Lead |  |  |  | Domestic
MTR_023664 | 21638 99TH AVE S | L 10 VERDE MESA |  |  | Non-Lead - Other | No | 2008-10-29 | 0 | Installation date is after the lead ban |  |  |  |  | Non-Lead - Other |  |  | Installation date is after the lead ban |  |  |  |  | Non-Lead |  |  |  | Domestic
MTR_023112 | 21424 99TH AVE S | L 19 MCCANNS WESTVIEW |  |  | Non-Lead - Other | No | 2008-10-29 | 0 | Installation date is after the lead ban |  |  |  |  | Non-Lead - Other |  |  | Installation date is after the lead ban |  |  |  |  | Non-Lead |  |  |  | Domestic
MTR_028467 | 12609 SE 222ND PL | LOT 136 SUMMERGLEN #3 |  |  | Non-Lead - Other | No |  | 0 | Installation date is after the lead ban |  |  |  |  | Non-Lead - Other |  |  | Installation date is after the lead ban |  |  |  |  | Non-Lead |  |  |  | Domestic
MTR_028282 | 22019 129TH PL SE | LOT 43 SUMMER GLEN EAST (STRATHMORE ) |  |  | Non-Lead - Other | No | 1995-08-28 | 0 | Installation date is after the lead ban |  |  |  |  | Non-Lead - Other |  |  | Installation date is after the lead ban |  |  |  |  | Non-Lead |  |  |  | Domestic
MTR_028064 | 22320 117TH AVE SE | L 11 MEADOWGREEN EST |  |  | Non-Lead - Other | No |  | 0 | Installation date is after the lead ban |  |  |  |  | Non-Lead - Other |  |  | Installation date is after the lead ban |  |  |  |  | Non-Lead |  |  |  | Domestic
MTR_028506 | 22207 126TH PL SE | LOT 150 SUMMERGLEN #3 |  |  | Non-Lead - Other | No |  | 5.25 | Installation date is after the lead ban |  |  |  |  | Non-Lead - Other |  |  | Installation date is after the lead ban |  |  |  |  | Non-Lead |  |  |  | Hydrant
MTR_029575 | 11415 SE 227TH PL | L39 KENTON FIRS |  |  | Non-Lead - Other | Unknown |  | 0 | Statistical analysis |  |  |  |  | Non-Lead - Other |  |  | Statistical analysis |  |  |  |  | Non-Lead |  |  |  | Domestic
MTR_029638 | 22712 113TH PL SE | L26 KENTON FIRS |  |  | Non-Lead - Other | Unknown |  | 0 | Statistical analysis |  |  |  |  | Non-Lead - Other |  |  | Statistical analysis |  |  |  |  | Non-Lead |  |  |  | Domestic
MTR_029005 | 21936 110TH AVE SE | LOT 27 BENSON MEADOWS #1 |  |  | Non-Lead - Other | No |  | 0 | Installation date is after the lead ban |  |  |  |  | Non-Lead - Other |  |  | Installation date is after the lead ban |  |  |  |  | Non-Lead |  |  |  | Domestic
MTR_029004 | 11002 SE 220TH PL | LOT 26 BENSON MEADOWS #1 |  |  | Non-Lead - Other | No |  | 0 | Installation date is after the lead ban |  |  |  |  | Non-Lead - Other |  |  | Installation date is after the lead ban |  |  |  |  | Non-Lead |  |  |  | Domestic
MTR_029101 | 11032 SE 220TH PL | LOT 21 BENSON MEADOWS #1 |  |  | Non-Lead - Other | No |  | 0 | Installation date is after the lead ban |  |  |  |  | Non-Lead - Other |  |  | Installation date is after the lead ban |  |  |  |  | Non-Lead |  |  |  | Domestic
MTR_029100 | 11128 SE 220TH PL | LOT 16 BENSON MEADOWS |  |  | Non-Lead - Other | No |  | 0 | Installation date is after the lead ban |  |  |  |  | Non-Lead - Other |  |  | Installation date is after the lead ban |  |  |  |  | Non-Lead |  |  |  | Domestic
MTR_028938 | 11204 SE 220TH PL | L1 KCSP 585026 |  |  | Non-Lead - Other | No |  | 0 | Installation date is after the lead ban |  |  |  |  | Non-Lead - Other |  |  | Installation date is after the lead ban |  |  |  |  | Non-Lead |  |  |  | Assumed
MTR_028873 | 11223 SE 220TH PL | LOT 3 BENSON MEADOWS EAST |  |  | Non-Lead - Other | No |  | 0 | Installation date is after the lead ban |  |  |  |  | Non-Lead - Other |  |  | Installation date is after the lead ban |  |  |  |  | Non-Lead |  |  |  | Domestic
MTR_020606 | 10616 SE 199TH ST | LOT 188 SEC 5-22-5 |  |  | Non-Lead - Other | Unknown |  | 0 | Statistical analysis |  |  |  |  | Non-Lead - Other |  |  | Statistical analysis |  |  |  |  | Non-Lead |  |  |  | Assumed
MTR_020560 | 19844 105TH AVE SE | L22 DONNYBROOK MANOR |  |  | Non-Lead - Other | Unknown |  | 0 | Statistical analysis |  |  |  |  | Non-Lead - Other |  |  | Statistical analysis |  |  |  |  | Non-Lead |  |  |  | Assumed
MTR_019316 | 9506 S 198TH ST | L8 B1 SPBROOK RANCHETTES |  |  | Non-Lead - Other | No |  | 0 | Installation date is after the lead ban |  |  |  |  | Non-Lead - Other |  |  | Installation date is after the lead ban |  |  |  |  | Non-Lead |  |  |  | Assumed
MTR_020518 | 20119 102ND PL SE | L 20 PARKRIDGE EAST #2 |  |  | Non-Lead - Other | No |  | 0 | Installation date is after the lead ban |  |  |  |  | Non-Lead - Other |  |  | Installation date is after the lead ban |  |  |  |  | Non-Lead |  |  |  | Domestic
MTR_018525 | 20613 95TH AVE S | L4 B1 VALLEY VIEW HTS. 2 |  |  | Non-Lead Plastic | No | 2011-03-01 | 0 | Rectified Plan | Yes | Visual inspection at the meter pit | 2024-01-30 |  | Non-Lead Plastic |  |  | Field inspection only with no records | Yes | Visual inspection at the meter pit | 2024-01-30 |  | Non-Lead |  |  |  | Domestic
MTR_018571 | 9617 S 206TH PL | LOT 3 STARVIEW EST #2 |  |  | Non-Lead - Other | No | 2011-03-01 | 0 | Installation date is after the lead ban |  |  |  |  | Non-Lead - Other |  |  | Installation date is after the lead ban |  |  |  |  | Non-Lead |  |  |  | Domestic
MTR_023834 | 21648 105TH PL SE | L 6 B 1 MT.VIEW PARK |  |  | Non-Lead - Other | No | 2004-04-20 | 0 | Rectified Plan |  |  |  |  | Non-Lead - Other |  |  | Statistical analysis |  |  |  |  | Non-Lead |  |  |  | Domestic
MTR_023871 | 21621 103RD PL SE | LOT 30 GARRISON GLEN |  |  | Non-Lead - Other | No | 2014-01-15 | 0 | Installation date is after the lead ban |  |  |  |  | Non-Lead - Other |  |  | Installation date is after the lead ban |  |  |  |  | Non-Lead |  |  |  | Domestic
MTR_023938 | 21370 103RD PL SE | LOT 14 OLYMPIC VIEW HEIGHTS 2 |  |  | Non-Lead - Other | No |  | 0.75 | Installation date is after the lead ban |  |  |  |  | Non-Lead - Other |  |  | Installation date is after the lead ban |  |  |  |  | Non-Lead |  |  |  | Domestic
MTR_024289 | 21614 98TH AVE S | LOT 20 VERDE MESA |  |  | Non-Lead - Other | Unknown |  | 0 | Statistical analysis |  |  |  |  | Non-Lead - Other |  |  | Statistical analysis |  |  |  |  | Non-Lead |  |  |  | Assumed
MTR_023219 | 9830 S 210TH PL | L34 WESTVIEW TERRACE#2 |  |  | Non-Lead - Other | No | 2008-10-29 | 0 | Rectified Plan |  |  |  |  | Non-Lead - Other |  |  | Statistical analysis |  |  |  |  | Non-Lead |  |  |  | Domestic
MTR_026066 | 20718 122ND PL SE | LOT 36 FENTON RIDGE |  |  | Non-Lead - Other | No | 1995-08-31 | 0 | Installation date is after the lead ban |  |  |  |  | Non-Lead - Other |  |  | Installation date is after the lead ban |  |  |  |  | Non-Lead |  |  |  | Domestic
MTR_026978 | 22438 133RD AVE SE | LOT 35 FERN CREST 2 |  |  | Non-Lead - Other | No | 2005-09-02 | 0 | Installation date is after the lead ban |  |  |  |  | Non-Lead - Other |  |  | Installation date is after the lead ban |  |  |  |  | Non-Lead |  |  |  | Domestic
MTR_029163 | 11701 SE 225TH ST | LOT 9 MAPLEWOOD EAST |  |  | Non-Lead - Other | No |  | 0 | Installation date is after the lead ban |  |  |  |  | Non-Lead - Other |  |  | Installation date is after the lead ban |  |  |  |  | Non-Lead |  |  |  | Domestic
MTR_019999 | 20329 102ND AVE SE | LOT 15 MAPLE TREE ESTATES |  |  | Non-Lead - Other | No | 2009-08-19 | 0 | Installation date is after the lead ban |  |  |  |  | Non-Lead - Other |  |  | Installation date is after the lead ban |  |  |  |  | Non-Lead |  |  |  | Domestic
MTR_019319 | 9473 S 196TH PL | LOT 5 OLYMPIC PEAK ESTATES |  |  | Non-Lead - Other | No | 2004-07-14 | 0 | Installation date is after the lead ban |  |  |  |  | Non-Lead - Other |  |  | Installation date is after the lead ban |  |  |  |  | Non-Lead |  |  |  | Domestic
MTR_020056 | 20123 102ND AVE SE | LOT 14 MCCANN MEADOWS |  |  | Non-Lead - Other | No | 1998-11-06 | 0 | Installation date is after the lead ban |  |  |  |  | Non-Lead - Other |  |  | Installation date is after the lead ban |  |  |  |  | Non-Lead |  |  |  | Domestic
MTR_020430 | 10120 SE 206TH ST | L10 MAYVILLA PARK #1 |  |  | Copper | Unknown |  | 0 | Relative Placement | Yes | Visual inspection at the meter pit | 2024-01-30 |  | Copper |  |  | Field inspection only with no records | Yes | Visual inspection at the meter pit | 2024-01-30 |  | Non-Lead |  |  |  | Assumed
MTR_023365 | 10200 SE 216TH ST | PANTHER LAKE ELEMENTARY - DETECTOR CHECK |  |  | Non-Lead - Other | No | 2009-07-28 | 6 | Rectified Plan | No |  |  |  | Non-Lead - Other |  |  | Installation date is after the lead ban |  |  |  |  | Non-Lead |  |  |  | Other
MTR_002727 | 11800 SE 216TH ST | EMERALD PARK ELEMENTARY DETECTOR CHECK |  |  | Non-Lead - Other | No | 1999-02-10 | 4 | Rectified Plan | No |  |  |  | Non-Lead - Other |  |  | Installation date is after the lead ban |  |  |  |  | Non-Lead |  |  |  | Domestic
MTR_027232 | 13300 SE 240TH ST-DET | 0708-024762 - Det Check |  |  | Non-Lead - Other | No | 1980-09-01 | 5.25 | Installation date is after the lead ban |  |  |  |  | Non-Lead - Other |  |  | Installation date is after the lead ban |  |  |  |  | Non-Lead |  |  |  | Commercial
MTR_006237 | 16164 119TH AVE SE | LOT 7 BLK 3 CASCADE HILLS 2 |  |  | Non-Lead - Other | No | 2006-08-31 | 1 | Rectified Plan |  |  |  |  | Non-Lead - Other |  |  | Statistical analysis |  |  |  |  | Non-Lead |  |  |  | Domestic
MTR_018109 | 13618 SE 180TH ST | 9923-000885 |  |  | Non-Lead - Other | Unknown |  | 0 | Statistical analysis |  |  |  |  | Non-Lead - Other |  |  | Statistical analysis |  |  |  |  | Non-Lead |  |  |  | Assumed
MTR_029334 | 11722 SE 231ST PL | LOT 32 TERRA HEIGHTS |  |  | Non-Lead - Other | No |  | 0 | Installation date is after the lead ban |  |  |  |  | Non-Lead - Other |  |  | Installation date is after the lead ban |  |  |  |  | Non-Lead |  |  |  | Domestic
MTR_029497 | 22331 110TH PL SE | L2 STOCKTON |  |  | Non-Lead - Other | Unknown |  | 0 | Statistical analysis |  |  |  |  | Non-Lead - Other |  |  | Statistical analysis |  |  |  |  | Non-Lead |  |  |  | Domestic
MTR_024549 | 12541 SE 203RD PL | LOT 17 SHERLYN PARK |  |  | Non-Lead - Other | No |  | 0 | Installation date is after the lead ban |  |  |  |  | Non-Lead - Other |  |  | Installation date is after the lead ban |  |  |  |  | Non-Lead |  |  |  | Domestic
MTR_024558 | 20212 127TH PL SE | L26 SHERLYN PARK |  |  | Non-Lead - Other | No |  | 0 | Installation date is after the lead ban |  |  |  |  | Non-Lead - Other |  |  | Installation date is after the lead ban |  |  |  |  | Non-Lead |  |  |  | Domestic
MTR_024723 | 13732 SE 201ST ST | LOT 31 FOREST GLEN SOUTH |  |  | Non-Lead - Other | No |  | 0 | Installation date is after the lead ban |  |  |  |  | Non-Lead - Other |  |  | Installation date is after the lead ban |  |  |  |  | Non-Lead |  |  |  | Domestic
MTR_021769 | 19624 134TH CT SE | LOT 6 FOREST TRAILS #5 |  |  | Non-Lead - Other | No |  | 0 | Rectified Plan | No |  |  |  | Non-Lead - Other |  |  | Installation date is after the lead ban |  |  |  |  | Non-Lead |  |  |  | Domestic
MTR_021646 | 13809 SE 195TH CT | L22 STAFFORD HANSELL 11 |  |  | Non-Lead - Other | No |  | 0 | Rectified Plan | No |  |  |  | Non-Lead - Other |  |  | Installation date is after the lead ban |  |  |  |  | Non-Lead |  |  |  | Domestic
MTR_026058 | 20247 117TH AVE SE | TL 21 W1/2 SEC 4-22-5 |  |  | Non-Lead - Other | Unknown |  | 0 | Statistical analysis |  |  |  |  | Non-Lead - Other |  |  | Statistical analysis |  |  |  |  | Non-Lead |  |  |  | Assumed
MTR_005984 | 20131 124TH AVE SE | TAX LOT 127 SECTION 4-22-5 |  |  | Non-Lead - Other | No |  | 0 | Installation date is after the lead ban |  |  |  |  | Non-Lead - Other |  |  | Installation date is after the lead ban |  |  |  |  | Non-Lead |  |  |  | Assumed
MTR_026225 | 20417 123RD CT SE | LOT 37 WHITNEY GLENN |  |  | Non-Lead - Other | No |  | 0 | Installation date is after the lead ban |  |  |  |  | Non-Lead - Other |  |  | Installation date is after the lead ban |  |  |  |  | Non-Lead |  |  |  | Domestic
MTR_023701 | 10219 SE 224TH ST | LOT 1 MANZ ADDITION |  |  | Non-Lead - Other | No |  | 0 | Installation date is after the lead ban |  |  |  |  | Non-Lead - Other |  |  | Installation date is after the lead ban |  |  |  |  | Non-Lead |  |  |  | Assumed
MTR_023633 | 22028 99TH PL S | LOT 24 GLEN KARA |  |  | Non-Lead - Other | No | 1998-03-30 | 0 | Installation date is after the lead ban |  |  |  |  | Non-Lead - Other |  |  | Installation date is after the lead ban |  |  |  |  | Non-Lead |  |  |  | Domestic
MTR_023844 | 21605 105TH PL SE | L 1 B 2 MT.VIEW PARK |  |  | Non-Lead - Other | No | 2004-04-20 | 0 | Rectified Plan |  |  |  |  | Non-Lead - Other |  |  | Statistical analysis |  |  |  |  | Non-Lead |  |  |  | Domestic
MTR_026317 | 20512 120TH AVE SE | L2 PANTHER LK TERR 2 |  |  | Non-Lead - Other | No |  | 0 | Installation date is after the lead ban |  |  |  |  | Non-Lead - Other |  |  | Installation date is after the lead ban |  |  |  |  | Non-Lead |  |  |  | Assumed
MTR_026100 | 12109 SE 204TH ST | LOT 16 FENTON RIDGE (WILLOW RIDGE) |  |  | Non-Lead - Other | No | 1995-08-31 | 0 | Installation date is after the lead ban |  |  |  |  | Non-Lead - Other |  |  | Installation date is after the lead ban |  |  |  |  | Non-Lead |  |  |  | Domestic
MTR_026196 | 12217 SE 207TH ST | LOT 62 SWANSON COURT. |  |  | Non-Lead - Other | Unknown |  | 0 | Statistical analysis |  |  |  |  | Non-Lead - Other |  |  | Statistical analysis |  |  |  |  | Non-Lead |  |  |  | Domestic
MTR_026203 | 12228 SE 207TH ST | LOT 57 SWANSON COURT. |  |  | Non-Lead - Other | Unknown |  | 0 | Statistical analysis |  |  |  |  | Non-Lead - Other |  |  | Statistical analysis |  |  |  |  | Non-Lead |  |  |  | Domestic
MTR_020230 | 10414 SE 206TH PL | LOT 19 KIRKS ADDN |  |  | Non-Lead - Other | No |  | 0 | Installation date is after the lead ban |  |  |  |  | Non-Lead - Other |  |  | Installation date is after the lead ban |  |  |  |  | Non-Lead |  |  |  | Domestic
MTR_020240 | 10526 SE 206TH PL | L9 KIRKS ADDITION |  |  | Non-Lead - Other | No |  | 0 | Installation date is after the lead ban |  |  |  |  | Non-Lead - Other |  |  | Installation date is after the lead ban |  |  |  |  | Non-Lead |  |  |  | Domestic
MTR_026034 | 11024 SE 208TH ST | IRRIGATION PUGET SOUND PERSONAL WAREHOUSE |  |  | Non-Lead - Other | No | 2014-10-08 | 0 | Installation date is after the lead ban |  |  |  |  | Non-Lead - Other |  |  | Installation date is after the lead ban |  |  |  |  | Non-Lead |  |  |  | Irrigation
MTR_026259 | 20311 122ND CT SE | LOT 11 WHITNEY GLEN |  |  | Non-Lead - Other | No |  | 0 | Installation date is after the lead ban |  |  |  |  | Non-Lead - Other |  |  | Installation date is after the lead ban |  |  |  |  | Non-Lead |  |  |  | Domestic
MTR_019553 | 11448 SE 185TH PL | LOT 11 EMERALD GLEN |  |  | Non-Lead - Other | No | 1996-08-20 | 0 | Installation date is after the lead ban |  |  |  |  | Non-Lead - Other |  |  | Installation date is after the lead ban |  |  |  |  | Non-Lead |  |  |  | Domestic
MTR_026369 | 22539 125TH PL SE | LOT 66 PHEASANTS HOLLOW |  |  | Non-Lead - Other | No | 1996-02-26 | 0 | Installation date is after the lead ban |  |  |  |  | Non-Lead - Other |  |  | Installation date is after the lead ban |  |  |  |  | Non-Lead |  |  |  | Domestic
MTR_019326 | 9920 S 200TH ST | WP TR7 SPBROOK ACRE TRT |  |  | Non-Lead Plastic | Unknown |  | 0 | Relative Placement | Yes | Visual inspection at the meter pit | 2024-01-29 |  | Non-Lead Plastic |  |  | Field inspection only with no records | Yes | Visual inspection at the meter pit | 2024-01-29 |  | Non-Lead |  |  |  | Assumed
MTR_003157 | 23413 128TH PL SE | LOT 2 SINGLE CREEK #1 |  |  | Non-Lead - Other | No |  | 0 | Installation date is after the lead ban |  |  |  |  | Non-Lead - Other |  |  | Installation date is after the lead ban |  |  |  |  | Non-Lead |  |  |  | Assumed
MTR_026463 | 12523 SE 232ND ST | L19 CORONADO KNOLLS A |  |  | Non-Lead - Other | No |  | 0 | Installation date is after the lead ban |  |  |  |  | Non-Lead - Other |  |  | Installation date is after the lead ban |  |  |  |  | Non-Lead |  |  |  | Domestic
MTR_026562 | 22815 125TH AVE SE | L3 CORONADO KNOLLS |  |  | Non-Lead - Other | No |  | 0 | Installation date is after the lead ban |  |  |  |  | Non-Lead - Other |  |  | Installation date is after the lead ban |  |  |  |  | Non-Lead |  |  |  | Domestic
MTR_026471 | 22820 126TH PL SE | L41 MEREDIAN HIGHLANDS |  |  | Non-Lead - Other | No |  | 0 | Installation date is after the lead ban |  |  |  |  | Non-Lead - Other |  |  | Installation date is after the lead ban |  |  |  |  | Non-Lead |  |  |  | Domestic
MTR_026623 | 22920 126TH PL SE | L36 MEREDIAN HIGHLANDS |  |  | Non-Lead - Other | No |  | 0 | Installation date is after the lead ban |  |  |  |  | Non-Lead - Other |  |  | Installation date is after the lead ban |  |  |  |  | Non-Lead |  |  |  | Domestic
MTR_003722 | 23302 127TH AVE SE | L 14 MERIDIAN VILLA EST. |  |  | Non-Lead - Other | Unknown | 1966-09-01 | 1 | Rectified Plan | No |  |  |  | Non-Lead - Other |  |  | Statistical analysis |  |  |  |  | Non-Lead |  |  |  | Domestic
MTR_025317 | 21518 124TH AVE SE | L278 GLENCARIN #2 |  |  | Non-Lead - Other | No | 1968-07-31 | 0 | Installation date is after the lead ban |  |  |  |  | Non-Lead - Other |  |  | Installation date is after the lead ban |  |  |  |  | Non-Lead |  |  |  | Domestic
MTR_025136 | 12416 SE 211TH PL | L23 GLENCARIN # 1 |  |  | Non-Lead - Other | No | 1968-03-08 | 0 | Installation date is after the lead ban |  |  |  |  | Non-Lead - Other |  |  | Installation date is after the lead ban |  |  |  |  | Non-Lead |  |  |  | Domestic
MTR_025449 | 12537 SE 210TH CT | LOT 17 SHADOW RUN |  |  | Non-Lead - Other | No | 1987-11-25 | 0 | Installation date is after the lead ban |  |  |  |  | Non-Lead - Other |  |  | Installation date is after the lead ban |  |  |  |  | Non-Lead |  |  |  | Domestic
MTR_025447 | 12540 SE 211TH ST | LOT 18 SHADOW RUN #1 |  |  | Non-Lead - Other | No | 1987-11-25 | 0 | Installation date is after the lead ban |  |  |  |  | Non-Lead - Other |  |  | Installation date is after the lead ban |  |  |  |  | Non-Lead |  |  |  | Assumed
MTR_025648 | 21419 129TH AVE SE | LOT 23 HILLSHIRE TERRACE |  |  | Non-Lead - Other | No | 1995-09-19 | 0 | Installation date is after the lead ban |  |  |  |  | Non-Lead - Other |  |  | Installation date is after the lead ban |  |  |  |  | Non-Lead |  |  |  | Domestic
MTR_025658 | 21421 129TH PL SE | LOT 37 HILLSHIRE TERRACE |  |  | Non-Lead - Other | No | 1995-09-19 | 0 | Installation date is after the lead ban |  |  |  |  | Non-Lead - Other |  |  | Installation date is after the lead ban |  |  |  |  | Non-Lead |  |  |  | Domestic
MTR_018100 | 18206 133RD AVE SE | LOT 6 FOREST ESTATES #5 |  |  | Non-Lead - Other | No |  | 0 | Installation date is after the lead ban |  |  |  |  | Non-Lead - Other |  |  | Installation date is after the lead ban |  |  |  |  | Non-Lead |  |  |  | Domestic
MTR_015988 | 14736 SE 185TH PL | LOT 5 FAIRHAVEN 2 |  |  | Non-Lead - Other | No | 2001-07-27 | 0 | Installation date is after the lead ban |  |  |  |  | Non-Lead - Other |  |  | Installation date is after the lead ban |  |  |  |  | Non-Lead |  |  |  | Domestic
MTR_017889 | 17721 133RD PL SE | LOT 29 FAIRWOOD GROVES CONDOS |  |  | Non-Lead - Other | No | 1998-02-27 | 0 | Installation date is after the lead ban |  |  |  |  | Non-Lead - Other |  |  | Installation date is after the lead ban |  |  |  |  | Non-Lead |  |  |  | Domestic
MTR_017890 | 17725 133RD PL SE | LOT 30 FAIRWOOD GROVES CONDOS |  |  | Non-Lead - Other | No | 1998-02-27 | 0 | Installation date is after the lead ban |  |  |  |  | Non-Lead - Other |  |  | Installation date is after the lead ban |  |  |  |  | Non-Lead |  |  |  | Domestic
MTR_021824 | 19414 135TH AVE SE | LOT 10 FAIRFIELD GLEN |  |  | Non-Lead - Other | No |  | 0 | Converted CAD | No |  |  |  | Non-Lead - Other |  |  | Installation date is after the lead ban |  |  |  |  | Non-Lead |  |  |  | Domestic
MTR_021811 | 13317 SE 196TH ST | L 33 FOREST TRAILS #4 |  |  | Non-Lead - Other | No |  | 0 | Rectified Plan | No |  |  |  | Non-Lead - Other |  |  | Installation date is after the lead ban |  |  |  |  | Non-Lead |  |  |  | Domestic
MTR_015002 | 11917 SE 169TH PL | L31 BL7 CASCADE VISTA #1 |  |  | Non-Lead - Other | No | 2002-05-02 | 0 | Rectified Plan |  |  |  |  | Non-Lead - Other |  |  | Statistical analysis |  |  |  |  | Non-Lead |  |  |  | Domestic
MTR_028460 | 22226 125TH CT SE | LOT 164 SUMMERGLEN #3 |  |  | Non-Lead - Other | No |  | 5.25 | Installation date is after the lead ban |  |  |  |  | Non-Lead - Other |  |  | Installation date is after the lead ban |  |  |  |  | Non-Lead |  |  |  | Hydrant
MTR_029513 | 11336 SE 227TH PL | L121 KENTON FIRS |  |  | Non-Lead - Other | Unknown |  | 0 | Statistical analysis |  |  |  |  | Non-Lead - Other |  |  | Statistical analysis |  |  |  |  | Non-Lead |  |  |  | Domestic
MTR_029653 | 11211 SE 226TH ST | LOT 86 KENTON FIRS |  |  | Non-Lead - Other | Unknown |  | 0 | Statistical analysis |  |  |  |  | Non-Lead - Other |  |  | Statistical analysis |  |  |  |  | Non-Lead |  |  |  | Domestic
MTR_029565 | 11216 SE 226TH ST | LOT 85 KENTON FIRS |  |  | Non-Lead - Other | Unknown |  | 0 | Statistical analysis |  |  |  |  | Non-Lead - Other |  |  | Statistical analysis |  |  |  |  | Non-Lead |  |  |  | Domestic
MTR_029109 | 22309 115TH PL SE | L 4 JOHN VELKOFF ADD |  |  | Non-Lead - Other | Unknown |  | 0 | Statistical analysis |  |  |  |  | Non-Lead - Other |  |  | Statistical analysis |  |  |  |  | Non-Lead |  |  |  | Assumed
MTR_029037 | 11221 SE 218TH PL | LOT 17 FOREST MEADOWS |  |  | Non-Lead - Other | No |  | 0 | Installation date is after the lead ban |  |  |  |  | Non-Lead - Other |  |  | Installation date is after the lead ban |  |  |  |  | Non-Lead |  |  |  | Domestic
MTR_026666 | 13129 SE 228TH PL | LOT 17 MISTY MEADOWS #3 |  |  | Non-Lead - Other | No |  | 0 | Installation date is after the lead ban |  |  |  |  | Non-Lead - Other |  |  | Installation date is after the lead ban |  |  |  |  | Non-Lead |  |  |  | Domestic
MTR_026599 | 22924 130TH PL SE | LOT 4 MISTY MEADOWS #4 |  |  | Non-Lead - Other | No |  | 0 | Installation date is after the lead ban |  |  |  |  | Non-Lead - Other |  |  | Installation date is after the lead ban |  |  |  |  | Non-Lead |  |  |  | Assumed
MTR_027604 | 12310 SE 217TH ST | LOT 11 GLEN MAR |  |  | Non-Lead - Plastic | No | 1975-04-29 | 1 | Rectified Plan | No |  |  |  | Non-Lead - Other |  |  | Installation date is after the lead ban |  |  |  |  | Non-Lead |  |  |  | Domestic
MTR_027862 | 21800 121ST PL SE | LOT 22 GLENCARIN TRACE |  |  | Non-Lead - Other | No |  | 0 | Installation date is after the lead ban |  |  |  |  | Non-Lead - Other |  |  | Installation date is after the lead ban |  |  |  |  | Non-Lead |  |  |  | Domestic |  |  | Yes
MTR_027689 | 21714 118TH PL SE | LOT 21 CROWN ROYAL #2 |  |  | Non-Lead - Other | No |  | 0 | Installation date is after the lead ban |  |  |  |  | Non-Lead - Other |  |  | Installation date is after the lead ban |  |  |  |  | Non-Lead |  |  |  | Assumed
MTR_028038 | 22023 117TH AVE SE | LOT 26 MEADOW GLEN #1 |  |  | Non-Lead - Other | No |  | 0 | Installation date is after the lead ban |  |  |  |  | Non-Lead - Other |  |  | Installation date is after the lead ban |  |  |  |  | Non-Lead |  |  |  | Domestic
MTR_027556 | 12306 SE 219TH PL | LOT 64 GLEN MAR |  |  | Non-Lead - Plastic | No | 1975-04-29 | 1 | Rectified Plan | No |  |  |  | Non-Lead - Other |  |  | Installation date is after the lead ban |  |  |  |  | Non-Lead |  |  |  | Domestic
MTR_027791 | 12007 SE 222ND PL | LOT 86 MEADOWGREEN EST |  |  | Non-Lead - Other | No |  | 0 | Installation date is after the lead ban |  |  |  |  | Non-Lead - Other |  |  | Installation date is after the lead ban |  |  |  |  | Non-Lead |  |  |  | Domestic
MTR_027718 | 21818 121ST PL SE | LOT 19 GLENCARIN TRACE |  |  | Non-Lead - Other | No |  | 0 | Installation date is after the lead ban |  |  |  |  | Non-Lead - Other |  |  | Installation date is after the lead ban |  |  |  |  | Non-Lead |  |  |  | Domestic
MTR_028173 | 12865 SE 223RD PL | LOT 32 MATHESON PARK |  |  | Non-Lead - Other | No | 1995-07-21 | 0 | Installation date is after the lead ban |  |  |  |  | Non-Lead - Other |  |  | Installation date is after the lead ban |  |  |  |  | Non-Lead |  |  |  | Domestic
MTR_003471 | 13009 SE 232ND PL | LOT 35 MISTY MEADOWS #1 |  |  | Non-Lead - Other | No |  | 0 | Installation date is after the lead ban |  |  |  |  | Non-Lead - Other |  |  | Installation date is after the lead ban |  |  |  |  | Non-Lead |  |  |  | Domestic
MTR_027049 | 22620 129TH PL SE | LOT 86 FERN CREST WEST |  |  | Non-Lead - Other | No | 2006-04-28 | 0 | Installation date is after the lead ban |  |  |  |  | Non-Lead - Other |  |  | Installation date is after the lead ban |  |  |  |  | Non-Lead |  |  |  | Domestic
MTR_029262 | 11660 SE 230TH PL | LOT 2 HUNTERS GROVE 2 |  |  | Non-Lead - Other | No | 2000-08-03 | 0 | Installation date is after the lead ban |  |  |  |  | Non-Lead - Other |  |  | Installation date is after the lead ban |  |  |  |  | Non-Lead |  |  |  | Domestic
MTR_004070 | 23411 120TH AVE SE | 9918-016355 |  |  | Non-Lead - Other | No |  | 0 | Installation date is after the lead ban |  |  |  |  | Non-Lead - Other |  |  | Installation date is after the lead ban |  |  |  |  | Non-Lead |  |  |  | Assumed
MTR_029353 | 11825 SE 231ST PL | LOT 13 TERRA HEIGHTS |  |  | Non-Lead - Other | No |  | 0 | Installation date is after the lead ban |  |  |  |  | Non-Lead - Other |  |  | Installation date is after the lead ban |  |  |  |  | Non-Lead |  |  |  | Domestic
MTR_003642 | 23228 118TH PL SE | LOT 9 PINERIDGE |  |  | Non-Lead - Other | No | 2008-09-03 | 0 | Rectified Plan | No |  |  |  | Non-Lead - Other |  |  | Installation date is after the lead ban |  |  |  |  | Non-Lead |  |  |  | Domestic
MTR_003982 | 23458 130TH AVE SE | LOT 25 BUILDING H VILLAGE AT SINGLE CREEK |  |  | Non-Lead - Other | No | 1983-07-01 | 0 | Installation date is after the lead ban |  |  |  |  | Non-Lead - Other |  |  | Installation date is after the lead ban |  |  |  |  | Non-Lead |  |  |  | Domestic
MTR_029335 | 11714 SE 231ST PL | L34 TERRA HEIGHTS |  |  | Non-Lead - Other | No |  | 0 | Installation date is after the lead ban |  |  |  |  | Non-Lead - Other |  |  | Installation date is after the lead ban |  |  |  |  | Non-Lead |  |  |  | Domestic
MTR_021844 | 19413 135TH AVE SE | L24 FAIRFIELD GLEN |  |  | Non-Lead - Other | No |  | 0 | Converted CAD | No |  |  |  | Non-Lead - Other |  |  | Installation date is after the lead ban |  |  |  |  | Non-Lead |  |  |  | Domestic
MTR_021787 | 19713 134TH PL SE | LOT 30 FOREST TRAILS #2 |  |  | Non-Lead - Other | No |  | 0 | Installation date is after the lead ban |  |  |  |  | Non-Lead - Other |  |  | Installation date is after the lead ban |  |  |  |  | Non-Lead |  |  |  | Assumed
MTR_021687 | 19629 138TH AVE SE | L34 STAFFORD HANSELL 11 |  |  | Non-Lead - Other | No |  | 0 | Rectified Plan | No |  |  |  | Non-Lead - Other |  |  | Installation date is after the lead ban |  |  |  |  | Non-Lead |  |  |  | Domestic
MTR_024709 | 13707 SE 202ND CT | LOT 19 FOREST GLEN SOUTH |  |  | Non-Lead - Other | No |  | 0 | Installation date is after the lead ban |  |  |  |  | Non-Lead - Other |  |  | Installation date is after the lead ban |  |  |  |  | Non-Lead |  |  |  | Domestic
MTR_021624 | 13904 SE 200TH ST | 9931-004370 |  |  | Non-Lead - Other | No |  | 0 | Converted CAD | No |  |  |  | Non-Lead - Other |  |  | Installation date is after the lead ban |  |  |  |  | Non-Lead |  |  |  | Domestic
MTR_024718 | 13733 SE 201ST ST | LOT 26 FOREST GLEN SOUTH |  |  | Non-Lead - Other | No |  | 0 | Installation date is after the lead ban |  |  |  |  | Non-Lead - Other |  |  | Installation date is after the lead ban |  |  |  |  | Non-Lead |  |  |  | Domestic
MTR_029541 | 22603 112TH AVE SE | LOT 7 KENTON FIRS |  |  | Non-Lead - Other | Unknown |  | 0 | Statistical analysis |  |  |  |  | Non-Lead - Other |  |  | Statistical analysis |  |  |  |  | Non-Lead |  |  |  | Domestic
MTR_027952 | 12211 SE 223RD DR | LOT 45 MEADOWGREEN EST. |  |  | Non-Lead - Other | No |  | 5.25 | Installation date is after the lead ban |  |  |  |  | Non-Lead - Other |  |  | Installation date is after the lead ban |  |  |  |  | Non-Lead |  |  |  | Hydrant
MTR_029737 | 22714 114TH PL SE | L35 KENTON FIRS |  |  | Non-Lead - Other | Unknown |  | 0 | Statistical analysis |  |  |  |  | Non-Lead - Other |  |  | Statistical analysis |  |  |  |  | Non-Lead |  |  |  | Domestic
MTR_028291 | 12716 SE 223RD DR | LOT 128 SUMMERGLEN #3 |  |  | Non-Lead - Other | No |  | 0 | Installation date is after the lead ban |  |  |  |  | Non-Lead - Other |  |  | Installation date is after the lead ban |  |  |  |  | Non-Lead |  |  |  | Domestic
MTR_029712 | 22711 113TH PL SE | LOT 24 KENTON FIRS |  |  | Galvanized Requiring Replacement | Unknown |  | 0 | Converted CAD | Yes | Visual inspection at the meter pit | 2024-02-05 |  | Non-Lead Plastic |  |  | Field inspection only with no records | Yes | Visual inspection at the meter pit | 2024-02-05 |  | Galvanized Requiring Replacement |  |  |  | Domestic
MTR_028452 | 22340 126TH PL SE | LOT 115 SUMMERGLEN #3 |  |  | Non-Lead - Other | No |  | 0 | Installation date is after the lead ban |  |  |  |  | Non-Lead - Other |  |  | Installation date is after the lead ban |  |  |  |  | Non-Lead |  |  |  | Domestic
MTR_011556 | 12903 SE 164TH ST | L73 FAIRWOOD DIV. #9 |  |  | Non-Lead - Other | No | 2007-10-01 | 0 | Installation date is after the lead ban |  |  |  |  | Non-Lead - Other |  |  | Installation date is after the lead ban |  |  |  |  | Non-Lead |  |  |  | Domestic
MTR_027983 | 11847 SE 218TH PL | L 19 CROWN TERRACE |  |  | Non-Lead - Other | No |  | 0 | Installation date is after the lead ban |  |  |  |  | Non-Lead - Other |  |  | Installation date is after the lead ban |  |  |  |  | Non-Lead |  |  |  | Domestic
MTR_014208 | 10813 SE 172ND ST | UNIT C KELSEY CT CONDOS |  |  | Non-Lead - Other | No |  | 1 | Installation date is after the lead ban |  |  |  |  | Non-Lead - Other |  |  | Installation date is after the lead ban |  |  |  |  | Non-Lead |  |  |  | Domestic
MTR_029452 | 11623 SE 225TH ST | LOT 6 MAPLEWOOD EAST |  |  | Non-Lead - Other | No |  | 0 | Installation date is after the lead ban |  |  |  |  | Non-Lead - Other |  |  | Installation date is after the lead ban |  |  |  |  | Non-Lead |  |  |  | Domestic
MTR_018005 | 13426 SE 183RD ST | LOT 328 FOREST ESTATES #3 |  |  | Non-Lead - Other | No | 1983-08-01 | 0 | Installation date is after the lead ban |  |  |  |  | Non-Lead - Other |  |  | Installation date is after the lead ban |  |  |  |  | Non-Lead |  |  |  | Domestic
MTR_018019 | 13417 SE 183RD ST | LOT318 FOREST ESTATES #3 |  |  | Non-Lead - Other | No | 1983-08-01 | 0 | Installation date is after the lead ban |  |  |  |  | Non-Lead - Other |  |  | Installation date is after the lead ban |  |  |  |  | Non-Lead |  |  |  | Domestic
MTR_029320 | 11703 SE 229TH PL | LOT 29 HUNTERS RUN DIVISION 2 |  |  | Non-Lead - Other | No |  | 0 | Installation date is after the lead ban |  |  |  |  | Non-Lead - Other |  |  | Installation date is after the lead ban |  |  |  |  | Non-Lead |  |  |  | Assumed
MTR_029750 | 11911 SE 229TH PL | LOT 40 HUNTERS RUN TOO |  |  | Non-Lead - Other | No |  | 0 | Installation date is after the lead ban |  |  |  |  | Non-Lead - Other |  |  | Installation date is after the lead ban |  |  |  |  | Non-Lead |  |  |  | Domestic
MTR_029271 | 22559 116TH PL SE | LOT 4 EMERALD COURT |  |  | Non-Lead - Other | No | 2002-08-27 | 0 | Installation date is after the lead ban |  |  |  |  | Non-Lead - Other |  |  | Installation date is after the lead ban |  |  |  |  | Non-Lead |  |  |  | Domestic
MTR_029194 | 11720 SE 225TH CT | LOT 16 MAPLEWOOD EAST |  |  | Non-Lead - Other | No |  | 0 | Installation date is after the lead ban |  |  |  |  | Non-Lead - Other |  |  | Installation date is after the lead ban |  |  |  |  | Non-Lead |  |  |  | Domestic
MTR_029186 | 11734 SE 225TH ST | L56 MAPLEWOOD EAST |  |  | Non-Lead - Other | No |  | 0 | Installation date is after the lead ban |  |  |  |  | Non-Lead - Other |  |  | Installation date is after the lead ban |  |  |  |  | Non-Lead |  |  |  | Domestic
MTR_029850 | 14028 SE 236TH PL | LOT 7 COUNTRY CLUB NORTH 2 |  |  | Non-Lead - Other | No | 1997-10-05 | 0 | Installation date is after the lead ban |  |  |  |  | Non-Lead - Other |  |  | Installation date is after the lead ban |  |  |  |  | Non-Lead |  |  |  | Domestic
MTR_017351 | 17907 123RD CT SE | LOT 27 HIDDEN CEDARS II |  |  | Non-Lead - Other | No | 1995-08-30 | 0 | Installation date is after the lead ban |  |  |  |  | Non-Lead - Other |  |  | Installation date is after the lead ban |  |  |  |  | Non-Lead |  |  |  | Domestic
MTR_017464 | 18221 118TH AVE SE | 9921-010320 |  |  | Non-Lead - Other | No | 1975-09-11 | 0 | Installation date is after the lead ban |  |  |  |  | Non-Lead - Other |  |  | Installation date is after the lead ban |  |  |  |  | Non-Lead |  |  |  | Assumed
MTR_016070 | 18014 161ST CT SE | LOT 1 SHORT PLAT #1087012/WHITNEY P LACE |  |  | Non-Lead - Other | No |  | 0 | Installation date is after the lead ban |  |  |  |  | Non-Lead - Other |  |  | Installation date is after the lead ban |  |  |  |  | Non-Lead |  |  |  | Domestic
MTR_016526 | 17840 160TH AVE SE | L44 CANDLEWOOD RIDGE #1 |  |  | Non-Lead - Other | No |  | 0 | Installation date is after the lead ban |  |  |  |  | Non-Lead - Other |  |  | Installation date is after the lead ban |  |  |  |  | Non-Lead |  |  |  | Domestic
MTR_016800 | 15113 SE 184TH ST | LOT 16 CARRIAGEWOOD #5 |  |  | Non-Lead - Other | No | 1983-07-01 | 0 | Installation date is after the lead ban |  |  |  |  | Non-Lead - Other |  |  | Installation date is after the lead ban |  |  |  |  | Non-Lead |  |  |  | Domestic
MTR_029800 | 14016 SE 236TH PL | LOT 10 COUNTRY CLUB NORTH 2 |  |  | Non-Lead - Other | No | 1997-10-05 | 0 | Installation date is after the lead ban |  |  |  |  | Non-Lead - Other |  |  | Installation date is after the lead ban |  |  |  |  | Non-Lead |  |  |  | Domestic
MTR_025041 | 21119 119TH AVE SE | LOT 3 EL DORADO HILLS 1 |  |  | Non-Lead - Other | No | 1981-02-01 | 0 | Installation date is after the lead ban |  |  |  |  | Non-Lead - Other |  |  | Installation date is after the lead ban |  |  |  |  | Non-Lead |  |  |  | Domestic
MTR_025037 | 11917 SE 212TH PL | LOT 13 EL DORADO ""1 |  |  | Non-Lead - Other | No | 1981-02-01 | 0 | Installation date is after the lead ban |  |  |  |  | Non-Lead - Other |  |  | Installation date is after the lead ban |  |  |  |  | Non-Lead |  |  |  | Domestic
MTR_023090 | 9608 S 216TH ST | L 67 WESTVIEW TERRACE 3 |  |  | Non-Lead - Other | No | 2008-10-29 | 0 | Rectified Plan |  |  |  |  | Non-Lead - Other |  |  | Statistical analysis |  |  |  |  | Non-Lead |  |  |  | Domestic
MTR_022933 | 19626 122ND PL SE | L32 VISTA VIEW HGTS #2 |  |  | Non-Lead - Other | No |  | 0 | Installation date is after the lead ban |  |  |  |  | Non-Lead - Other |  |  | Installation date is after the lead ban |  |  |  |  | Non-Lead |  |  |  | Domestic
MTR_020290 | 20450 105TH PL SE | LOT 12 KAYWOOD ESTATES |  |  | Non-Lead - Other | No |  | 0 | Installation date is after the lead ban |  |  |  |  | Non-Lead - Other |  |  | Installation date is after the lead ban |  |  |  |  | Non-Lead |  |  |  | Domestic
MTR_022929 | 19650 122ND PL SE | L28 VISTA VIEW HGTS # 2 |  |  | Non-Lead - Other | No |  | 0 | Installation date is after the lead ban |  |  |  |  | Non-Lead - Other |  |  | Installation date is after the lead ban |  |  |  |  | Non-Lead |  |  |  | Domestic
MTR_028745 | 22214 110TH AVE SE | LOT 12 BENSON MEADOWS #3 |  |  | Non-Lead - Other | No | 1977-05-13 | 1 | Installation date is after the lead ban |  |  |  |  | Non-Lead - Other |  |  | Installation date is after the lead ban |  |  |  |  | Non-Lead |  |  |  | Domestic
MTR_029045 | 22119 110TH AVE SE | LOT 26 BENSON MEADOWS #2 |  |  | Non-Lead - Other | No |  | 0 | Installation date is after the lead ban |  |  |  |  | Non-Lead - Other |  |  | Installation date is after the lead ban |  |  |  |  | Non-Lead |  |  |  | Domestic
MTR_028952 | 10920 SE 219TH PL | LOT 5 FALCON CREST |  |  | Non-Lead - Other | No |  | 0 | Installation date is after the lead ban |  |  |  |  | Non-Lead - Other |  |  | Installation date is after the lead ban |  |  |  |  | Non-Lead |  |  |  | Domestic
MTR_025415 | 12042 SE 210TH ST | L 25 HARMONELL ADD. |  |  | Non-Lead - Other | Unknown |  | 0 | Statistical analysis |  |  |  |  | Non-Lead - Other |  |  | Statistical analysis |  |  |  |  | Non-Lead |  |  |  | Assumed
MTR_025387 | 21052 120TH PL SE | L 16 CARENA TERRACE 1 |  |  | Non-Lead - Other | No |  | 0 | Installation date is after the lead ban |  |  |  |  | Non-Lead - Other |  |  | Installation date is after the lead ban |  |  |  |  | Non-Lead |  |  |  | Domestic
MTR_018591 | 9624 S 205TH PL | LOT 25 CHESTNUT RIDGE #2 |  |  | Non-Lead - Other | No |  | 0 | Installation date is after the lead ban |  |  |  |  | Non-Lead - Other |  |  | Installation date is after the lead ban |  |  |  |  | Non-Lead |  |  |  | Domestic
MTR_020462 | 10209 SE 205TH ST | L7 BLK1 SUNSET VILLA |  |  | Non-Lead - Other | No |  | 0 | Installation date is after the lead ban |  |  |  |  | Non-Lead - Other |  |  | Installation date is after the lead ban |  |  |  |  | Non-Lead |  |  |  | Domestic
MTR_018569 | 9612 S 206TH PL | LOT 7 STAR VIEW ESTATES |  |  | Non-Lead - Other | No | 2011-03-01 | 0 | Rectified Plan |  |  |  |  | Non-Lead - Other |  |  | Statistical analysis |  |  |  |  | Non-Lead |  |  |  | Domestic
MTR_026959 | 22482 133RD AVE SE | LOT 41 FERN CREST 2 |  |  | Non-Lead - Other | No | 2005-09-02 | 0 | Installation date is after the lead ban |  |  |  |  | Non-Lead - Other |  |  | Installation date is after the lead ban |  |  |  |  | Non-Lead |  |  |  | Domestic
MTR_026905 | 13314 SE 226TH ST | LOT 13 FERN CREST AKA MEADOW RIDGE |  |  | Non-Lead - Other | No | 2005-06-17 | 0 | Installation date is after the lead ban |  |  |  |  | Non-Lead - Other |  |  | Installation date is after the lead ban |  |  |  |  | Non-Lead |  |  |  | Domestic
MTR_027426 | 23250 132ND PL SE | LOT 59 WILDWOOD ESTATES #1 |  |  | Non-Lead - Other | No |  | 0 | Installation date is after the lead ban |  |  |  |  | Non-Lead - Other |  |  | Installation date is after the lead ban |  |  |  |  | Non-Lead |  |  |  | Domestic
MTR_021467 | 14602 SE 198TH ST | LOT 13 RUDDELLS 3RD ADD |  |  | Non-Lead - Other | No |  | 0 | Installation date is after the lead ban |  |  |  |  | Non-Lead - Other |  |  | Installation date is after the lead ban |  |  |  |  | Non-Lead |  |  |  | Domestic
MTR_021568 | 14029 SE 200TH ST | L4 BLK1 FOWLERS ADD. |  |  | Non-Lead - Other | Unknown |  | 0 | Statistical analysis |  |  |  |  | Non-Lead - Other |  |  | Statistical analysis |  |  |  |  | Non-Lead |  |  |  | Domestic
MTR_014552 | 12210 SE PETROVITSKY RD | BUILDING 5-STONEBROOK APARTMENTS |  |  | Non-Lead - Other | No | 2004-04-02 | 1.5 | Installation date is after the lead ban |  |  |  |  | Non-Lead - Other |  |  | Installation date is after the lead ban |  |  |  |  | Non-Lead |  |  |  | Domestic
MTR_027612 | 12220 SE 217TH PL | LOT 31 GLEN MAR |  |  | Non-Lead - Plastic | No | 1975-04-29 | 1 | Rectified Plan | No |  |  |  | Non-Lead - Other |  |  | Installation date is after the lead ban |  |  |  |  | Non-Lead |  |  |  | Domestic
MTR_018137 | 14526 SE 178TH PL | L29 CARRIAGE LANE #2 |  |  | Non-Lead - Other | No | 2004-04-02 | 0 | Installation date is after the lead ban |  |  |  |  | Non-Lead - Other |  |  | Installation date is after the lead ban |  |  |  |  | Non-Lead |  |  |  | Domestic
MTR_016808 | 15012 SE 183RD CT | LOT 26 CARRIAGEWOOD 5 |  |  | Non-Lead - Other | No | 1983-07-01 | 0 | Installation date is after the lead ban |  |  |  |  | Non-Lead - Other |  |  | Installation date is after the lead ban |  |  |  |  | Non-Lead |  |  |  | Domestic
MTR_019198 | 9627 S 194TH ST | LOT 15 TALBOT ESTATES |  |  | Non-Lead - Other | No | 1995-07-13 | 0 | Installation date is after the lead ban |  |  |  |  | Non-Lead - Other |  |  | Installation date is after the lead ban |  |  |  |  | Non-Lead |  |  |  | Domestic
MTR_024471 | 13012 SE 207TH PL | L37 GREENACRES EAST |  |  | Non-Lead - Other | No |  | 0 | Installation date is after the lead ban |  |  |  |  | Non-Lead - Other |  |  | Installation date is after the lead ban |  |  |  |  | Non-Lead |  |  |  | Domestic
MTR_022965 | 12324 SE 198TH ST | L11 VISTA VIEW HGTS #2 |  |  | Non-Lead - Other | No |  | 0 | Installation date is after the lead ban |  |  |  |  | Non-Lead - Other |  |  | Installation date is after the lead ban |  |  |  |  | Non-Lead |  |  |  | Domestic
MTR_016758 | 15412 SE 182ND ST | LOT 34 CARRIAGEWOOD #4 |  |  | Non-Lead - Other | No | 1983-07-01 | 0 | Installation date is after the lead ban |  |  |  |  | Non-Lead - Other |  |  | Installation date is after the lead ban |  |  |  |  | Non-Lead |  |  |  | Domestic
MTR_022046 | 12023 SE 188TH ST | 9921-004820 |  |  | Non-Lead - Other | Unknown |  | 0 | Statistical analysis |  |  |  |  | Non-Lead - Other |  |  | Statistical analysis |  |  |  |  | Non-Lead |  |  |  | Assumed
MTR_019817 | 18868 108TH LN SE | LOT 52 BELGROVE @ RENTON PH 3 |  |  | Non-Lead - Other | No | 2004-06-30 | 0 | Installation date is after the lead ban |  |  |  |  | Non-Lead - Other |  |  | Installation date is after the lead ban |  |  |  |  | Non-Lead |  |  |  | Domestic
MTR_016130 | 18214 158TH CT SE | LOT 38 CARRIAGEWOOD 5 |  |  | Non-Lead - Plastic | No | 1983-07-01 | 0 | Rectified Plan | No |  |  |  | Non-Lead - Other |  |  | Installation date is after the lead ban |  |  |  |  | Non-Lead |  |  |  | Domestic
MTR_011436 | 12717 SE 167TH PL | L 13 CASCADE HILLS 8 |  |  | Galvanized Requiring Replacement | Unknown |  | 1 | Converted CAD | Yes | Visual inspection at the meter pit | 2024-02-09 |  | Copper |  |  | Field inspection only with no records | Yes | Visual inspection at the meter pit | 2024-02-09 |  | Galvanized Requiring Replacement |  |  |  | Domestic
MTR_016703 | 14926 SE 183RD ST | L17 CARRIAGEWOOD #3 |  |  | Non-Lead - Other | No | 1983-04-01 | 0 | Installation date is after the lead ban |  |  |  |  | Non-Lead - Other |  |  | Installation date is after the lead ban |  |  |  |  | Non-Lead |  |  |  | Domestic
MTR_027645 | 21610 119TH CT SE | LOT 28 CROWN ROYAL 2 |  |  | Non-Lead - Other | No |  | 0 | Installation date is after the lead ban |  |  |  |  | Non-Lead - Other |  |  | Installation date is after the lead ban |  |  |  |  | Non-Lead |  |  |  | Assumed
MTR_015937 | 14617 SE 188TH WAY | LOT 8 BOLLMAN PLAT |  |  | Non-Lead - Other | No | 2003-03-05 | 0 | Installation date is after the lead ban |  |  |  |  | Non-Lead - Other |  |  | Installation date is after the lead ban |  |  |  |  | Non-Lead |  |  |  | Domestic
MTR_019412 | 11249 SE 190TH CT | LOT 66 CHINQUAPIN RIDGE |  |  | Non-Lead Plastic | No | 1995-09-19 | 0 | Field inspection only with no records | Yes | Visual inspection at meter pit | 2023-09-29 |  | Non-Lead Plastic |  |  | Field inspection only with no records | Yes | Visual inspection at meter pit | 2023-09-29 |  | Non-Lead |  |  |  | Domestic
MTR_016625 | 15213 SE 183RD DR | LOT 47 CARRIAGEWOOD #1 |  |  | Non-Lead - Other | No | 1980-06-01 | 0 | Installation date is after the lead ban |  |  |  |  | Non-Lead - Other |  |  | Installation date is after the lead ban |  |  |  |  | Non-Lead |  |  |  | Domestic
MTR_027646 | 11724 SE 216TH CT | LOT 1 CROWN ROYAL II |  |  | Non-Lead - Other | No |  | 0 | Installation date is after the lead ban |  |  |  |  | Non-Lead - Other |  |  | Installation date is after the lead ban |  |  |  |  | Non-Lead |  |  |  | Assumed
MTR_015961 | 14612 SE 189TH PL | LOT 9 FIELDSTONE 2 |  |  | Non-Lead - Other | No | 2004-12-14 | 0 | Installation date is after the lead ban |  |  |  |  | Non-Lead - Other |  |  | Installation date is after the lead ban |  |  |  |  | Non-Lead |  |  |  | Domestic
MTR_019413 | 19017 114TH CT SE | LOT 14 CHINQUAPIN RIDGE |  |  | Non-Lead - Other | No | 1995-09-19 | 0 | Installation date is after the lead ban |  |  |  |  | Non-Lead - Other |  |  | Installation date is after the lead ban |  |  |  |  | Non-Lead |  |  |  | Domestic
MTR_009181 | 15822 SE 184TH ST | LOT 23 CARRIAGEWOOD #7 |  |  | Non-Lead - Plastic | No | 1983-07-01 | 0 | Rectified Plan | No |  |  |  | Non-Lead - Other |  |  | Installation date is after the lead ban |  |  |  |  | Non-Lead |  |  |  | Domestic
MTR_019230 | 19816 TALBOT RD S | TAX LOT 3 KING COUNTY SHORT PLAT #1 182029R |  |  | Non-Lead - Other | No |  | 0 | Installation date is after the lead ban |  |  |  |  | Non-Lead Copper |  |  | Field inspection only with no records | Yes | Visual inspection at meter pit | 2023-01-07 |  | Non-Lead |  |  |  | Assumed
MTR_021431 | 19736 143RD PL SE | LOT 56 RUDDELLS #3 |  |  | Non-Lead - Other | No |  | 0 | Installation date is after the lead ban |  |  |  |  | Non-Lead - Other |  |  | Installation date is after the lead ban |  |  |  |  | Non-Lead |  |  |  | Domestic
MTR_023814 | 10410 SE 216TH ST | TAX LOT 15 NW 1/4 OF 8-22-5 - Fire |  |  | Non-Lead - Other | No |  | 0 | Installation date is after the lead ban |  |  |  |  | Galvanized Requiring Replacement |  |  | Field inspection only with no records | Yes | Visual inspection at meter pit | 2023-08-18 |  | Galvanized Requiring Replacement |  |  |  | Assumed
MTR_016639 | 15208 SE 183RD DR | LOT 18 CARRIAGEWOOD #1 |  |  | Non-Lead - Other | No | 1980-06-01 | 0 | Installation date is after the lead ban |  |  |  |  | Non-Lead - Other |  |  | Installation date is after the lead ban |  |  |  |  | Non-Lead |  |  |  | Domestic
MTR_000546 | 12010 SE 240TH ST | TAX LOT 55 SW 16-22-5 |  |  | Non-Lead Plastic | No | 1995-07-25 | 6 | Field inspection only with no records | Yes | Visual inspection at meter pit | 2023-09-28 |  | Galvanized Requiring Replacement |  |  | Field inspection only with no records | Yes | Visual inspection at meter pit | 2023-09-28 |  | Galvanized Requiring Replacement |  |  |  | Commercial
MTR_007656 | 12220 SE 166TH ST | L 40 CASCADE HILLS 7 |  |  | Non-Lead - Other | No | 2019-08-05 | 1 | Rectified Plan |  |  |  |  | Non-Lead - Other |  |  | Statistical analysis |  |  |  |  | Non-Lead |  |  |  | Domestic
MTR_023000 | 19407 124TH AVE SE | N1/2 L9 SPRINGBK 5ACRE |  |  | Non-Lead - Other | No |  | 0 | Installation date is after the lead ban |  |  |  |  | Non-Lead - Other |  |  | Installation date is after the lead ban |  |  |  |  | Non-Lead |  |  |  | Assumed
MTR_007655 | 12300 SE 166TH ST | L 39 CASCADE HILLS 7 |  |  | Non-Lead - Other | No | 2019-08-05 | 1 | Rectified Plan |  |  |  |  | Non-Lead - Other |  |  | Statistical analysis |  |  |  |  | Non-Lead |  |  |  | Domestic
MTR_022771 | 11626 SE 193RD PL | LOT 5 LYNDEN PLACE |  |  | Non-Lead Plastic | No | 1999-03-24 | 0 | Field inspection only with no records | Yes | Visual inspection at meter pit | 2023-10-07 |  | Non-Lead Plastic |  |  | Field inspection only with no records | Yes | Visual inspection at meter pit | 2023-10-07 |  | Non-Lead |  |  |  | Domestic
MTR_021376 | 19330 142ND PL SE | L34 LORI LANE |  |  | Non-Lead - Other | No |  | 0 | Installation date is after the lead ban |  |  |  |  | Non-Lead - Other |  |  | Installation date is after the lead ban |  |  |  |  | Non-Lead |  |  |  | Domestic
MTR_003449 | 16607 122ND AVE SE | L 45 CASCADE HILLS 7 |  |  | Non-Lead - Other | No | 2019-08-05 | 1 | Rectified Plan |  |  |  |  | Non-Lead - Other |  |  | Statistical analysis |  |  |  |  | Non-Lead |  |  |  | Domestic
MTR_000548 | 10636 SE 174TH ST-FIRE | TAX LOT 12 SW 29-23-5 |  |  | Non-Lead - Other | No |  | 6 | Installation date is after the lead ban |  |  |  |  | Non-Lead - Other |  |  | Installation date is after the lead ban |  |  |  |  | Non-Lead |  |  |  | Hydrant
MTR_001528 | 16617 122ND AVE SE | L 46 CASCADE HILLS 7 |  |  | Non-Lead - Other | No | 2019-08-05 | 1 | Rectified Plan |  |  |  |  | Non-Lead - Other |  |  | Statistical analysis |  |  |  |  | Non-Lead |  |  |  | Domestic
MTR_021129 | 13707 SE 186TH PL | LOT 77 CEDARWOOD ESTATES (WINDHAM R IDGE) |  |  | Non-Lead - Other | No | 1989-09-20 | 0 | Installation date is after the lead ban |  |  |  |  | Non-Lead - Other |  |  | Installation date is after the lead ban |  |  |  |  | Non-Lead |  |  |  | Domestic
MTR_018863 | 10412 SE 186TH PL | LOT 11 FREDERICKS PLACE |  |  | Non-Lead - Other | No | 1995-09-21 | 0 | Installation date is after the lead ban |  |  |  |  | Non-Lead - Other |  |  | Installation date is after the lead ban |  |  |  |  | Non-Lead |  |  |  | Domestic
MTR_000549 | 16426 128TH AVE SE | LINDBERGH SR HIGH SCHOOL - DET CHECK |  |  | Non-Lead - Other | No |  |  | Statistical analysis |  |  |  |  | Galvanized Requiring Replacement |  |  | Field inspection only with no records | Yes | Visual inspection at meter pit | 2023-08-23 |  | Galvanized Requiring Replacement
MTR_011849 | 3207 CEDAR AVE S | LOT 15 KRISTEN WOODS |  |  | Non-Lead - Other | No | 2007-10-01 | 0 | Installation date is after the lead ban |  |  |  |  | Non-Lead - Other |  |  | Installation date is after the lead ban |  |  |  |  | Non-Lead |  |  |  | Domestic
MTR_024611 | 12508 SE 201ST PL | L8 LINDA CREST #1 |  |  | Non-Lead - Other | No |  | 0 | Installation date is after the lead ban |  |  |  |  | Non-Lead - Other |  |  | Installation date is after the lead ban |  |  |  |  | Non-Lead |  |  |  | Domestic
MTR_011852 | 3275 CEDAR AVE S | TAX LOT 9046 PARCEL #29-23-05 |  |  | Non-Lead Plastic | No |  | 0.75 | Field inspection only with no records | Yes | Visual inspection at meter pit | 2023-01-28 |  | Non-Lead Plastic |  |  | Field inspection only with no records | Yes | Visual inspection at meter pit | 2023-01-28 |  | Non-Lead |  |  |  | Assumed
MTR_024576 | 20211 126TH PL SE | L46 SHERLYN PARK |  |  | Non-Lead - Other | No |  | 0 | Installation date is after the lead ban |  |  |  |  | Non-Lead - Other |  |  | Installation date is after the lead ban |  |  |  |  | Non-Lead |  |  |  | Domestic
MTR_000551 | 19621 108TH AVE SE | TAX LOT 92 SEC 5-22-5 |  |  | Non-Lead - Other | Unknown |  | 0.75 | Statistical analysis |  |  |  |  | Non-Lead Copper |  |  | Field inspection only with no records | Yes | Visual inspection at meter pit | 2023-01-10 |  | Non-Lead |  |  |  | Assumed
MTR_002983 | 16406 125TH AVE SE | L7 B2 CASCADE VISTA 8 |  |  | Non-Lead - Other | No | 2019-08-05 | 1 | Rectified Plan |  |  |  |  | Non-Lead - Other |  |  | Statistical analysis |  |  |  |  | Non-Lead |  |  |  | Domestic
MTR_016202 | 17828 163RD PL SE | LOT 13 CANDLEWOOD RIDGE #3 |  |  | Non-Lead - Plastic | No | 1977-07-13 | 1 | Rectified Plan | No |  |  |  | Non-Lead - Other |  |  | Installation date is after the lead ban |  |  |  |  | Non-Lead |  |  |  | Domestic
MTR_000552 | 19618 108TH AVE SE | 9904-003765 |  |  | Non-Lead - Other | Unknown |  | 0.75 | Statistical analysis |  |  |  |  | Non-Lead - Other |  |  | Statistical analysis |  |  |  |  | Non-Lead |  |  |  | Assumed
MTR_007377 | 16418 125TH AVE SE | L5 B2 CASCADE VISTA 8 |  |  | Non-Lead - Other | No | 2019-08-05 | 1 | Rectified Plan |  |  |  |  | Non-Lead - Other |  |  | Statistical analysis |  |  |  |  | Non-Lead |  |  |  | Domestic
MTR_021645 | 13803 SE 195TH CT | L21 STAFFORD HANSELL #11 |  |  | Non-Lead - Other | No |  | 0 | Installation date is after the lead ban |  |  |  |  | Non-Lead - Other |  |  | Installation date is after the lead ban |  |  |  |  | Non-Lead |  |  |  | Domestic
MTR_000554 | 23630 126TH PL SE | LOT 21 WINSBERG HAVEN (FIELDSTONE) |  |  | Non-Lead - Other | No | 1995-08-22 | 0 | Rectified Plan | No |  |  |  | Non-Lead - Other |  |  | Installation date is after the lead ban |  |  |  |  | Non-Lead |  |  |  | Domestic
MTR_005323 | 12319 SE 166TH ST | L 105 CASCADE HILLS 7 |  |  | Non-Lead - Other | No | 2019-08-05 | 1 | Rectified Plan |  |  |  |  | Non-Lead - Other |  |  | Statistical analysis |  |  |  |  | Non-Lead |  |  |  | Domestic
MTR_021671 | 19313 138TH AVE SE | LOT 3 ROCK CREEK |  |  | Non-Lead - Other | No |  | 0 | Installation date is after the lead ban |  |  |  |  | Non-Lead - Other |  |  | Installation date is after the lead ban |  |  |  |  | Non-Lead |  |  |  | Assumed
MTR_002433 | 16619 124TH AVE SE | L 103 CASCADE HILLS 7 |  |  | Non-Lead - Other | No | 2019-08-05 | 1 | Rectified Plan |  |  |  |  | Non-Lead - Other |  |  | Statistical analysis |  |  |  |  | Non-Lead |  |  |  | Domestic
MTR_000555 | 23610 126TH PL SE | LOT 24 WINSBERG HAVEN (FIELDSTONE) |  |  | Non-Lead - Other | No | 1995-08-22 | 0 | Rectified Plan | No |  |  |  | Non-Lead - Other |  |  | Installation date is after the lead ban |  |  |  |  | Non-Lead |  |  |  | Domestic
MTR_021949 | 13632 SE 197TH PL | LOT2 SHORT PLAT#877076 |  |  | Non-Lead - Other | Unknown |  | 0 | Rectified Plan | No |  |  |  | Non-Lead - Other |  |  | Statistical analysis |  |  |  |  | Non-Lead |  |  |  | Domestic
MTR_003450 | 16620 123RD AVE SE | L 110 CASCADE HILLS 7 |  |  | Non-Lead Plastic | No | 2019-08-05 | 1 | Rectified Plan | Yes | Visual inspection at the meter pit | 2024-02-08 |  | Non-Lead Plastic |  |  | Field inspection only with no records | Yes | Visual inspection at the meter pit | 2024-02-08 |  | Non-Lead |  |  |  | Domestic
MTR_027648 | 21737 120TH AVE SE | LOT 56 CROWN ROYAL |  |  | Non-Lead - Other | No |  | 0 | Installation date is after the lead ban |  |  |  |  | Non-Lead - Other |  |  | Installation date is after the lead ban |  |  |  |  | Non-Lead |  |  |  | Assumed
MTR_021310 | 14417 SE 195TH PL | LOT 18 FAIRWOOD GLEN |  |  | Non-Lead - Other | No |  | 0 | Installation date is after the lead ban |  |  |  |  | Non-Lead - Other |  |  | Installation date is after the lead ban |  |  |  |  | Non-Lead |  |  |  | Domestic
MTR_007558 | 16617 123RD AVE SE | L 112 CASCADE HILLS 7 |  |  | Non-Lead - Other | No | 2019-08-05 | 1 | Rectified Plan |  |  |  |  | Non-Lead - Other |  |  | Statistical analysis |  |  |  |  | Non-Lead |  |  |  | Domestic
MTR_000558 | 23605 126TH PL SE | LOT 29 WINSBERG HAVEN (FIELDSTONE) |  |  | Non-Lead - Other | No | 1995-08-22 | 0 | Rectified Plan | No |  |  |  | Non-Lead - Other |  |  | Installation date is after the lead ban |  |  |  |  | Non-Lead |  |  |  | Domestic
MTR_021346 | 19311 141ST AVE SE | L13 LORI LANE |  |  | Non-Lead - Other | No |  | 0 | Installation date is after the lead ban |  |  |  |  | Non-Lead - Other |  |  | Installation date is after the lead ban |  |  |  |  | Non-Lead |  |  |  | Domestic
MTR_007591 | 16604 123RD AVE SE | L 107 CASCADE HILLS 7 |  |  | Non-Lead - Other | No | 2019-08-05 | 1 | Rectified Plan |  |  |  |  | Non-Lead - Other |  |  | Statistical analysis |  |  |  |  | Non-Lead |  |  |  | Domestic
MTR_000559 | 23619 126TH PL SE | LOT 31 WINSBERG HAVEN (FIELDSTONE) |  |  | Non-Lead - Other | No | 1995-08-22 | 0 | Rectified Plan | No |  |  |  | Non-Lead - Other |  |  | Installation date is after the lead ban |  |  |  |  | Non-Lead |  |  |  | Domestic
MTR_027630 | 11665 SE 217TH PL | LOT 16 ROYAL CREST ESTATES |  |  | Non-Lead - Other | No | 2005-12-20 | 0 | Installation date is after the lead ban |  |  |  |  | Non-Lead - Other |  |  | Installation date is after the lead ban |  |  |  |  | Non-Lead |  |  |  | Domestic
MTR_007516 | 12311 SE 166TH ST | L 106 CASCADE HILLS 7 |  |  | Non-Lead - Other | No | 2019-08-05 | 1 | Rectified Plan |  |  |  |  | Non-Lead - Other |  |  | Statistical analysis |  |  |  |  | Non-Lead |  |  |  | Domestic
MTR_027649 | 21601 120TH AVE SE | LOT 46 CROWN ROYAL |  |  | Non-Lead - Other | No |  | 0 | Installation date is after the lead ban |  |  |  |  | Non-Lead - Other |  |  | Installation date is after the lead ban |  |  |  |  | Non-Lead |  |  |  | Assumed
MTR_018283 | 13648 SE 180TH ST | 9923-000845 |  |  | Non-Lead - Other | Unknown |  | 0 | Statistical analysis |  |  |  |  | Non-Lead - Other |  |  | Statistical analysis |  |  |  |  | Non-Lead |  |  |  | Assumed
MTR_022802 | 11912 SE 200TH ST | LOT 3 SPRING HILL |  |  | Non-Lead - Other | No | 1995-07-13 | 0 | Installation date is after the lead ban |  |  |  |  | Non-Lead - Other |  |  | Installation date is after the lead ban |  |  |  |  | Non-Lead |  |  |  | Domestic
MTR_017198 | 17715 112TH AVE SE | LOT 27 BENSON HILL |  |  | Non-Lead - Other | No | 1999-09-22 | 0 | Installation date is after the lead ban |  |  |  |  | Non-Lead - Other |  |  | Installation date is after the lead ban |  |  |  |  | Non-Lead |  |  |  | Domestic
MTR_018108 | 13610 SE 180TH ST | LOT 2 LHEUREUX ADD. |  |  | Non-Lead - Other | No |  | 0 | Installation date is after the lead ban |  |  |  |  | Non-Lead - Other |  |  | Installation date is after the lead ban |  |  |  |  | Non-Lead |  |  |  | Assumed
MTR_020911 | 13514 SE 186TH PL | LOT 9 FOREST ESTATES |  |  | Non-Lead - Other | No | 1978-08-01 | 1 | Installation date is after the lead ban |  |  |  |  | Non-Lead - Other |  |  | Installation date is after the lead ban |  |  |  |  | Non-Lead |  |  |  | Domestic
MTR_018107 | 13434 SE 180TH ST | TL 29 SEC. 34-23-5 |  |  | Non-Lead - Other | Unknown |  | 0 | Statistical analysis |  |  |  |  | Non-Lead - Other |  |  | Statistical analysis |  |  |  |  | Non-Lead |  |  |  | Assumed
MTR_017079 | 17813 114TH PL SE | LOT 14 BELTERRA #10 |  |  | Non-Lead - Other | No | 1996-03-12 | 0 | Installation date is after the lead ban |  |  |  |  | Non-Lead - Other |  |  | Installation date is after the lead ban |  |  |  |  | Non-Lead |  |  |  | Domestic
MTR_028699 | 21602 113TH PL SE | LOT 29 WEST CREEK MEADOWS |  |  | Non-Lead - Other | No |  | 0 | Installation date is after the lead ban |  |  |  |  | Non-Lead - Other |  |  | Installation date is after the lead ban |  |  |  |  | Non-Lead |  |  |  | Domestic
MTR_021051 | 18638 136TH PL SE | LOT 71 CEDARWOOD ESTATES |  |  | Non-Lead - Other | No | 1989-09-20 | 0 | Installation date is after the lead ban |  |  |  |  | Non-Lead - Other |  |  | Installation date is after the lead ban |  |  |  |  | Non-Lead |  |  |  | Domestic
MTR_008711 | 18833 102ND AVE SE | POR TL 307 SEC 32-23-5 |  |  | Non-Lead - Other | No |  | 2 | Installation date is after the lead ban |  |  |  |  | Non-Lead - Other |  |  | Installation date is after the lead ban |  |  |  |  | Non-Lead |  |  |  | Assumed
MTR_000575 | 23641 126TH PL SE | LOT 35 WINSBERG HAVEN |  |  | Non-Lead - Other | No | 1995-08-22 | 0 | Rectified Plan | No |  |  |  | Non-Lead - Other |  |  | Installation date is after the lead ban |  |  |  |  | Non-Lead |  |  |  | Domestic
MTR_021052 | 18632 136TH PL SE | LOT 72 CEDARWOOD ESTATES |  |  | Non-Lead - Other | No | 1989-09-20 | 0 | Installation date is after the lead ban |  |  |  |  | Non-Lead - Other |  |  | Installation date is after the lead ban |  |  |  |  | Non-Lead |  |  |  | Domestic
MTR_017246 | 17830 110TH PL SE | LOT 11 SERENITY RIDGE |  |  | Non-Lead - Other | No | 2001-07-10 | 0 | Installation date is after the lead ban |  |  |  |  | Non-Lead - Other |  |  | Installation date is after the lead ban |  |  |  |  | Non-Lead |  |  |  | Domestic
MTR_000576 | 23606 126TH PL SE | LOT 25 WINSBERG HAVEN (FIELDSTONE)2 |  |  | Non-Lead Plastic | No | 1995-08-22 | 0 | Field inspection only with no records | Yes | Visual inspection at meter pit | 2023-09-15 |  | Non-Lead Plastic |  |  | Field inspection only with no records | Yes | Visual inspection at meter pit | 2023-09-15 |  | Non-Lead |  |  |  | Domestic
MTR_021126 | 13611 SE 186TH PL | LOT 74 CEDARWOOD ESTATES (WINDHAM R IDGE) |  |  | Non-Lead - Other | No | 1989-09-20 | 0 | Installation date is after the lead ban |  |  |  |  | Non-Lead - Other |  |  | Installation date is after the lead ban |  |  |  |  | Non-Lead |  |  |  | Domestic
MTR_020190 | 19431 107TH AVE SE | POR L22 PANT LK GARD TRT |  |  | Non-Lead - Other | Unknown |  | 0 | Statistical analysis |  |  |  |  | Non-Lead - Other |  |  | Statistical analysis |  |  |  |  | Non-Lead |  |  |  | Assumed
MTR_021127 | 13615 SE 186TH PL | LOT 75 CEDARWOOD ESTATES (WINDHAM R IDGE) |  |  | Non-Lead - Other | No | 1989-09-20 | 0 | Installation date is after the lead ban |  |  |  |  | Non-Lead - Other |  |  | Installation date is after the lead ban |  |  |  |  | Non-Lead |  |  |  | Domestic
MTR_018771 | 18624 106TH PL SE | LOT 18 VISTA RIDGE |  |  | Non-Lead - Other | No | 1995-09-21 | 0 | Installation date is after the lead ban |  |  |  |  | Non-Lead - Other |  |  | Installation date is after the lead ban |  |  |  |  | Non-Lead |  |  |  | Domestic
MTR_020972 | 13307 SE 185TH PL | LOT 75 FOREST ESTATES |  |  | Non-Lead - Other | No | 1978-08-01 | 0 | Installation date is after the lead ban |  |  |  |  | Non-Lead - Other |  |  | Installation date is after the lead ban |  |  |  |  | Non-Lead |  |  |  | Hydrant
MTR_021059 | 18622 139TH WAY SE | LOT 44 CEDARWOOD ESTATES (WINDHAM R IDGE) |  |  | Non-Lead - Other | No | 1989-09-20 | 0 | Installation date is after the lead ban |  |  |  |  | Non-Lead - Other |  |  | Installation date is after the lead ban |  |  |  |  | Non-Lead |  |  |  | Domestic
MTR_018772 | 18618 106TH PL SE | LOT 19 VISTA RIDGE |  |  | Non-Lead - Other | No | 1995-09-21 | 0 | Installation date is after the lead ban |  |  |  |  | Non-Lead - Other |  |  | Installation date is after the lead ban |  |  |  |  | Non-Lead |  |  |  | Domestic
MTR_021476 | 19520 145TH AVE SE | L22 RUDELLS 3RD ADDITION |  |  | Non-Lead - Other | No |  | 0 | Installation date is after the lead ban |  |  |  |  | Non-Lead - Other |  |  | Installation date is after the lead ban |  |  |  |  | Non-Lead |  |  |  | Assumed
MTR_021131 | 13803 SE 186TH PL | LOT 79 CEDARWOOD ESTATES |  |  | Non-Lead - Other | No | 1989-09-20 | 0 | Installation date is after the lead ban |  |  |  |  | Non-Lead - Other |  |  | Installation date is after the lead ban |  |  |  |  | Non-Lead |  |  |  | Domestic
MTR_027650 | 21902 120TH AVE SE | LOT 25 CROWN ROYAL |  |  | Non-Lead - Other | No |  | 0 | Installation date is after the lead ban |  |  |  |  | Non-Lead - Other |  |  | Installation date is after the lead ban |  |  |  |  | Non-Lead |  |  |  | Assumed
MTR_021453 | 14246 SE 200TH ST | LOT 3 KING CO SHORT PLAT #7712090790 |  |  | Non-Lead - Other | Unknown |  | 0 | Statistical analysis |  |  |  |  | Non-Lead - Other |  |  | Statistical analysis |  |  |  |  | Non-Lead |  |  |  | Assumed
MTR_021035 | 13540 SE 185TH CT | L 210 FOREST ESTATES 2 |  |  | Non-Lead - Other | No |  | 0 | Installation date is after the lead ban |  |  |  |  | Non-Lead - Other |  |  | Installation date is after the lead ban |  |  |  |  | Non-Lead |  |  |  | Domestic
MTR_029158 | 10811 SE 226TH ST | LOT 23 KENTON FIRS 2 |  |  | Non-Lead - Other | Unknown |  | 0 | Statistical analysis |  |  |  |  | Non-Lead - Other |  |  | Statistical analysis |  |  |  |  | Non-Lead |  |  |  | Domestic
MTR_024548 | 12533 SE 203RD PL | L16 SHERLYN PARK |  |  | Non-Lead - Other | No |  | 0 | Installation date is after the lead ban |  |  |  |  | Non-Lead - Other |  |  | Installation date is after the lead ban |  |  |  |  | Non-Lead |  |  |  | Domestic
MTR_021039 | 13545 SE 185TH CT | L208 FOREST ESTATES #2 |  |  | Non-Lead - Other | No |  | 0 | Installation date is after the lead ban |  |  |  |  | Non-Lead - Other |  |  | Installation date is after the lead ban |  |  |  |  | Non-Lead |  |  |  | Domestic
MTR_019231 | 19608 92ND AVE S | LOT 1 BURKE SHORT PLAT |  |  | Non-Lead - Other | No | 1990-12-11 | 0 | Installation date is after the lead ban |  |  |  |  | Non-Lead - Other |  |  | Installation date is after the lead ban |  |  |  |  | Non-Lead |  |  |  | Domestic
MTR_021332 | 14022 SE 198TH PL | LOT 3 KCSP #585024 |  |  | Non-Lead - Other | No |  | 0 | Installation date is after the lead ban |  |  |  |  | Non-Lead - Other |  |  | Installation date is after the lead ban |  |  |  |  | Non-Lead |  |  |  | Domestic
MTR_019416 | 19001 112TH PL SE | LOT 52 CHINQUAPIN RIDGE |  |  | Non-Lead Plastic | No | 1995-09-19 | 0 | Field inspection only with no records | Yes | Visual inspection at meter pit | 2023-09-29 |  | Non-Lead Plastic |  |  | Field inspection only with no records | Yes | Visual inspection at meter pit | 2023-09-29 |  | Non-Lead |  |  |  | Domestic
MTR_024476 | 13029 SE 206TH PL | LOT 42 GREEN ACRES EAST |  |  | Non-Lead - Other | No |  | 0 | Installation date is after the lead ban |  |  |  |  | Non-Lead - Other |  |  | Installation date is after the lead ban |  |  |  |  | Non-Lead |  |  |  | Domestic
MTR_019417 | 18933 112TH PL SE | LOT 51 CHINQUAPIN RIDGE |  |  | Non-Lead - Other | No | 1995-09-19 | 0 | Installation date is after the lead ban |  |  |  |  | Non-Lead - Other |  |  | Installation date is after the lead ban |  |  |  |  | Non-Lead |  |  |  | Domestic
MTR_016495 | 17735 160TH AVE SE | L104 CANDLEWOOD RIDGE #1 |  |  | Non-Lead - Other | No |  | 0 | Installation date is after the lead ban |  |  |  |  | Non-Lead - Other |  |  | Installation date is after the lead ban |  |  |  |  | Non-Lead |  |  |  | Domestic
MTR_022847 | 19823 118TH AVE SE | LOT 26 SPRING HILL |  |  | Non-Lead - Other | No | 1995-07-13 | 0 | Installation date is after the lead ban |  |  |  |  | Non-Lead - Other |  |  | Installation date is after the lead ban |  |  |  |  | Non-Lead |  |  |  | Domestic
MTR_007568 | 12116 SE 165TH ST | L 26 CASCADE HILLS 7 |  |  | Non-Lead - Other | No | 2019-08-05 | 1 | Rectified Plan |  |  |  |  | Non-Lead - Other |  |  | Statistical analysis |  |  |  |  | Non-Lead |  |  |  | Domestic
MTR_028276 | 12836 SE 220TH ST | LOT 18 SUMMER GLEN EAST (STRATHMORE ) |  |  | Non-Lead - Other | No | 1995-08-28 | 0 | Installation date is after the lead ban |  |  |  |  | Non-Lead - Other |  |  | Installation date is after the lead ban |  |  |  |  | Non-Lead |  |  |  | Domestic
MTR_007567 | 12108 SE 165TH ST | L 27 CASCADE HILLS 7 |  |  | Non-Lead - Other | No | 2019-08-05 | 1 | Rectified Plan |  |  |  |  | Non-Lead - Other |  |  | Statistical analysis |  |  |  |  | Non-Lead |  |  |  | Domestic
MTR_028258 | 22017 128TH PL SE | LOT 27 SUMMER GLEN EAST (STRATHMORE |  |  | Non-Lead - Other | No | 1995-08-28 | 0 | Installation date is after the lead ban |  |  |  |  | Non-Lead - Other |  |  | Installation date is after the lead ban |  |  |  |  | Non-Lead |  |  |  | Domestic
MTR_007565 | 12102 SE 165TH ST | L 99 CASCADE HILLS 6 |  |  | Non-Lead - Other | No | 2019-08-05 | 0.75 | Rectified Plan |  |  |  |  | Non-Lead - Other |  |  | Statistical analysis |  |  |  |  | Non-Lead |  |  |  | Domestic
MTR_027234 | 23927 135TH PL SE | LOT 1 MERIDIAN EAST |  |  | Non-Lead Plastic | No | 1988-04-01 | 0 | Field inspection only with no records | Yes | Visual inspection at meter pit | 2023-08-18 |  | Non-Lead Plastic |  |  | Field inspection only with no records | Yes | Visual inspection at meter pit | 2023-08-18 |  | Non-Lead |  |  |  | Domestic
MTR_007566 | 12024 SE 165TH ST | L 101 CASCADE HILLS 6 |  |  | Non-Lead - Other | No | 2019-08-05 | 0.75 | Rectified Plan |  |  |  |  | Non-Lead - Other |  |  | Statistical analysis |  |  |  |  | Non-Lead |  |  |  | Domestic
MTR_025592 | 13106 SE 216TH ST | LOT 67 HILLSHIRE TERRACE |  |  | Non-Lead - Other | No | 1995-09-19 | 0 | Installation date is after the lead ban |  |  |  |  | Non-Lead - Other |  |  | Installation date is after the lead ban |  |  |  |  | Non-Lead |  |  |  | Domestic
MTR_001469 | 16517 121ST AVE SE | L 84 CASCADE HILLS 6 |  |  | Non-Lead - Other | No | 2019-08-05 | 0.75 | Rectified Plan |  |  |  |  | Non-Lead - Other |  |  | Statistical analysis |  |  |  |  | Non-Lead |  |  |  | Domestic
MTR_021077 | 13532 SE 185TH CT | L 212 FOREST ESTATES 2 |  |  | Non-Lead - Other | No |  | 0 | Installation date is after the lead ban |  |  |  |  | Non-Lead - Other |  |  | Installation date is after the lead ban |  |  |  |  | Non-Lead |  |  |  | Domestic
MTR_028645 | 11318 SE 216TH CT | LOT 26 WEST CREEK MEADOWS |  |  | Non-Lead - Other | No | 1995-09-20 | 0 | Installation date is after the lead ban |  |  |  |  | Non-Lead - Other |  |  | Installation date is after the lead ban |  |  |  |  | Non-Lead |  |  |  | Domestic
MTR_007569 | 12030 SE 165TH ST | LOT 100 CASCADE HILLS |  |  | Non-Lead - Other | No | 2019-08-05 | 0.75 | Rectified Plan |  |  |  |  | Non-Lead - Other |  |  | Statistical analysis |  |  |  |  | Non-Lead |  |  |  | Domestic
MTR_022844 | 11800 SE 198TH ST | LOT 4 K.C.S.P. 1270017 (LOT 51 SPRI NG HILL) |  |  | Non-Lead - Other | No | 1995-07-13 | 0 | Installation date is after the lead ban |  |  |  |  | Non-Lead - Other |  |  | Installation date is after the lead ban |  |  |  |  | Non-Lead |  |  |  | Domestic
MTR_021041 | 13536 SE 185TH CT | L 211 FOREST ESTATES 2 |  |  | Non-Lead - Other | No |  | 0 | Installation date is after the lead ban |  |  |  |  | Non-Lead - Other |  |  | Installation date is after the lead ban |  |  |  |  | Non-Lead |  |  |  | Domestic
MTR_021038 | 13537 SE 185TH CT | L206 FOREST ESTATES #2 |  |  | Non-Lead - Other | No |  | 0 | Installation date is after the lead ban |  |  |  |  | Non-Lead - Other |  |  | Installation date is after the lead ban |  |  |  |  | Non-Lead |  |  |  | Domestic
MTR_022848 | 19910 118TH AVE SE | LOT 28 SPRING HILL |  |  | Non-Lead - Other | No | 1995-07-13 | 0 | Installation date is after the lead ban |  |  |  |  | Non-Lead - Other |  |  | Installation date is after the lead ban |  |  |  |  | Non-Lead |  |  |  | Domestic
MTR_020943 | 18448 135TH PL SE | LOT 215 FOREST ESTATES #2 |  |  | Non-Lead - Other | No |  | 0 | Installation date is after the lead ban |  |  |  |  | Non-Lead - Other |  |  | Installation date is after the lead ban |  |  |  |  | Non-Lead |  |  |  | Domestic
MTR_020801 | 18509 131ST AVE SE | LOT 56 BOULEVARD LANE #4 |  |  | Non-Lead - Other | No | 1968-06-14 | 0 | Installation date is after the lead ban |  |  |  |  | Non-Lead - Other |  |  | Installation date is after the lead ban |  |  |  |  | Non-Lead |  |  |  | Domestic
MTR_028646 | 11327 SE 216TH CT | LOT 23 WEST CREEK MEADOWS |  |  | Non-Lead - Other | No | 1995-09-20 | 0 | Installation date is after the lead ban |  |  |  |  | Non-Lead - Other |  |  | Installation date is after the lead ban |  |  |  |  | Non-Lead |  |  |  | Domestic
MTR_020920 | 18456 135TH PL SE | L214 FOREST ESTATES 2 |  |  | Non-Lead - Other | No |  | 0 | Installation date is after the lead ban |  |  |  |  | Non-Lead - Other |  |  | Installation date is after the lead ban |  |  |  |  | Non-Lead |  |  |  | Assumed
MTR_022162 | 11839 SE 188TH ST | 9921-011135 |  |  | Non-Lead - Other | Unknown |  | 0 | Statistical analysis |  |  |  |  | Non-Lead - Other |  |  | Statistical analysis |  |  |  |  | Non-Lead |  |  |  | Assumed
MTR_019419 | 18927 112TH PL SE | LOT 50 CHINQUAPIN RIDGE |  |  | Non-Lead - Other | No | 1995-09-19 | 0 | Installation date is after the lead ban |  |  |  |  | Non-Lead - Other |  |  | Installation date is after the lead ban |  |  |  |  | Non-Lead |  |  |  | Domestic
MTR_021098 | 13531 SE 189TH PL | LOT 10 CEDAR ESTATES |  |  | Non-Lead - Other | No | 1984-04-04 | 0 | Installation date is after the lead ban |  |  |  |  | Non-Lead - Other |  |  | Installation date is after the lead ban |  |  |  |  | Non-Lead |  |  |  | Assumed
MTR_021015 | 13539 SE 189TH PL | LOT 12 CEDAR ESTATES |  |  | Non-Lead - Other | No | 1984-04-04 | 0 | Installation date is after the lead ban |  |  |  |  | Non-Lead - Other |  |  | Installation date is after the lead ban |  |  |  |  | Non-Lead |  |  |  | Domestic
MTR_022137 | 12106 SE 186TH ST | LOT 7 AURIA WOODS |  |  | Non-Lead - Other | No | 2004-03-31 | 0 | Rectified Plan | No |  |  |  | Non-Lead - Other |  |  | Installation date is after the lead ban |  |  |  |  | Non-Lead |  |  |  | Domestic
MTR_027652 | 11717 SE 217TH PL | LOT 13 CROWN ROYAL II |  |  | Non-Lead - Other | No |  | 0 | Installation date is after the lead ban |  |  |  |  | Non-Lead - Other |  |  | Installation date is after the lead ban |  |  |  |  | Non-Lead |  |  |  | Assumed
MTR_020743 | 12939 SE 188TH ST | L 22 BLVD. LANE 6 |  |  | Non-Lead - Other | No |  | 1 | Installation date is after the lead ban |  |  |  |  | Non-Lead - Other |  |  | Installation date is after the lead ban |  |  |  |  | Non-Lead |  |  |  | Domestic
MTR_021095 | 13517 SE 189TH PL | LOT 7 CEDAR ESTATES 2 |  |  | Non-Lead - Other | No | 1984-04-04 | 0 | Installation date is after the lead ban |  |  |  |  | Non-Lead - Other |  |  | Installation date is after the lead ban |  |  |  |  | Non-Lead |  |  |  | Domestic
MTR_022818 | 11920 SE 199TH CT | LOT 11 SPRING HILL |  |  | Non-Lead - Other | No | 1995-07-13 | 0 | Installation date is after the lead ban |  |  |  |  | Non-Lead - Other |  |  | Installation date is after the lead ban |  |  |  |  | Non-Lead |  |  |  | Domestic
MTR_020735 | 13010 SE 188TH ST | LOT 43 BOULEVARD LANE #4 |  |  | Non-Lead - Other | No |  | 1 | Installation date is after the lead ban |  |  |  |  | Non-Lead - Other |  |  | Installation date is after the lead ban |  |  |  |  | Non-Lead |  |  |  | Domestic
MTR_026033 | 11024 SE 208TH ST | OFFICE |  |  | Non-Lead - Other | No | 2014-10-08 | 0 | Installation date is after the lead ban |  |  |  |  | Non-Lead - Other |  |  | Installation date is after the lead ban |  |  |  |  | Non-Lead |  |  |  | Domestic
MTR_024939 | 11819 SE 209TH PL | LOT 18 BOCEKS 1ST ADDITION |  |  | Non-Lead - Plastic | No | 1995-06-12 | 0 | Rectified Plan | No |  |  |  | Non-Lead Plastic |  |  | Field inspection only with no records | Yes | Visual inspection at meter pit | 2023-01-28 |  | Non-Lead |  |  |  | Domestic
MTR_018315 | 14616 SE 181ST ST | L35 CARRIAGE LANE #3 |  |  | Non-Lead - Other | Unknown | 1966-05-24 | 0 | Statistical analysis |  |  |  |  | Non-Lead - Other |  |  | Statistical analysis |  |  |  |  | Non-Lead |  |  |  | Domestic
MTR_019420 | 18932 113TH WAY SE | LOT 10 CHINQUAPIN RIDGE |  |  | Non-Lead - Other | No | 1995-09-19 | 0 | Installation date is after the lead ban |  |  |  |  | Non-Lead - Other |  |  | Installation date is after the lead ban |  |  |  |  | Non-Lead |  |  |  | Domestic
MTR_020996 | 18515 132ND PL SE | LOT 54 FOREST ESTATES 1 |  |  | Non-Lead - Other | No | 1978-08-01 | 0 | Installation date is after the lead ban |  |  |  |  | Non-Lead - Other |  |  | Installation date is after the lead ban |  |  |  |  | Non-Lead |  |  |  | Hydrant
MTR_015762 | 14122 SE 188TH WAY | LOT 8 FAIRHAVEN |  |  | Non-Lead - Other | No | 1995-08-03 | 0 | Installation date is after the lead ban |  |  |  |  | Non-Lead - Other |  |  | Installation date is after the lead ban |  |  |  |  | Non-Lead |  |  |  | Domestic
MTR_028267 | 22011 128TH PL SE | LOT 26 SUMMER GLEN EAST (STRATHMORE |  |  | Non-Lead Plastic | No | 1995-08-28 | 0 | Field inspection only with no records | Yes | Visual inspection at meter pit | 2023-09-02 |  | Non-Lead Plastic |  |  | Field inspection only with no records | Yes | Visual inspection at meter pit | 2023-09-02 |  | Non-Lead |  |  |  | Domestic
MTR_016337 | 17847 156TH PL SE | LOT 71 CANDLEWOOD #2 |  |  | Non-Lead - Other | No | 1976-05-06 | 0 | Installation date is after the lead ban |  |  |  |  | Non-Lead - Other |  |  | Installation date is after the lead ban |  |  |  |  | Non-Lead |  |  |  | Domestic
MTR_021649 | 13810 SE 195TH CT | L25 STAFFORD HANSELL #11 |  |  | Non-Lead - Other | No |  | 0 | Rectified Plan | No |  |  |  | Non-Lead - Other |  |  | Installation date is after the lead ban |  |  |  |  | Non-Lead |  |  |  | Domestic
MTR_015758 | 18428 143RD CT SE | LOT 9 FAIRWOOD POND ESTATES |  |  | Non-Lead - Other | No | 1989-02-10 | 0 | Installation date is after the lead ban |  |  |  |  | Non-Lead - Other |  |  | Installation date is after the lead ban |  |  |  |  | Non-Lead |  |  |  | Domestic
MTR_004493 | 14131 SE 180TH PL | LOT 49 FAIRWOOD FIRS |  |  | Non-Lead - Other | No | 1986-05-01 | 0 | Installation date is after the lead ban |  |  |  |  | Non-Lead - Other |  |  | Installation date is after the lead ban |  |  |  |  | Non-Lead |  |  |  | Domestic
MTR_027653 | 21631 118TH PL SE | LOT 41 CROWN ROYAL II |  |  | Non-Lead - Other | No |  | 0 | Installation date is after the lead ban |  |  |  |  | Non-Lead - Other |  |  | Installation date is after the lead ban |  |  |  |  | Non-Lead |  |  |  | Assumed
MTR_024751 | 20006 139TH WAY SE | LOT 19 KENT RIDGE PLACE |  |  | Non-Lead - Other | No | 1997-01-08 | 0 | Installation date is after the lead ban |  |  |  |  | Non-Lead - Other |  |  | Installation date is after the lead ban |  |  |  |  | Non-Lead |  |  |  | Domestic
MTR_029160 | 11824 SE 225TH ST | L52 MAPLEWOOD EAST |  |  | Non-Lead - Other | No |  | 0 | Installation date is after the lead ban |  |  |  |  | Non-Lead - Other |  |  | Installation date is after the lead ban |  |  |  |  | Non-Lead |  |  |  | Domestic
MTR_007587 | 16616 122ND AVE SE | LOT 94 CASCADE HILLS #7 |  |  | Non-Lead - Other | No | 2019-08-05 | 1 | Rectified Plan |  |  |  |  | Non-Lead - Other |  |  | Statistical analysis |  |  |  |  | Non-Lead |  |  |  | Domestic
MTR_024792 | 20116 143RD PL SE | L8 BLK5 FOWLERS ADD. |  |  | Non-Lead - Other | Unknown |  | 0 | Statistical analysis |  |  |  |  | Non-Lead - Other |  |  | Statistical analysis |  |  |  |  | Non-Lead |  |  |  | Assumed
MTR_027655 | 21628 118TH PL SE | LOT 34 CROWN ROYAL II |  |  | Non-Lead - Other | No |  | 0 | Installation date is after the lead ban |  |  |  |  | Non-Lead - Other |  |  | Installation date is after the lead ban |  |  |  |  | Non-Lead |  |  |  | Assumed
MTR_007589 | 16632 122ND AVE SE | L96 CASCADE HILLS 7 |  |  | Non-Lead - Other | No | 2019-08-05 | 1 | Rectified Plan |  |  |  |  | Non-Lead - Other |  |  | Statistical analysis |  |  |  |  | Non-Lead |  |  |  | Domestic
MTR_017977 | 13428 SE 181ST ST | LOT 20 BALLARD SHORT PLAT |  |  | Non-Lead - Other | No | 2012-03-06 | 0 | Installation date is after the lead ban |  |  |  |  | Non-Lead - Other |  |  | Installation date is after the lead ban |  |  |  |  | Non-Lead |  |  |  | Domestic
MTR_018775 | 18625 106TH PL SE | LOT 9 VISTA RIDGE |  |  | Non-Lead - Other | No | 1995-09-21 | 0 | Installation date is after the lead ban |  |  |  |  | Non-Lead - Other |  |  | Installation date is after the lead ban |  |  |  |  | Non-Lead |  |  |  | Domestic
MTR_007560 | 16605 123RD AVE SE | L 9 CASCADE HILLS 7 |  |  | Non-Lead - Other | No | 2019-08-05 | 1 | Rectified Plan |  |  |  |  | Non-Lead - Other |  |  | Statistical analysis |  |  |  |  | Non-Lead |  |  |  | Domestic
MTR_018296 | 13410 SE 181ST ST | LOT 25 BALLARD SHORT PLAT |  |  | Non-Lead - Other | No | 2012-03-06 | 0 | Installation date is after the lead ban |  |  |  |  | Non-Lead - Other |  |  | Installation date is after the lead ban |  |  |  |  | Non-Lead |  |  |  | Domestic
MTR_025593 | 13107 SE 216TH ST | LOT 68 HILLSHIRE TERRACE |  |  | Non-Lead - Other | No | 1995-09-19 | 0 | Installation date is after the lead ban |  |  |  |  | Non-Lead - Other |  |  | Installation date is after the lead ban |  |  |  |  | Non-Lead |  |  |  | Domestic
MTR_030017 | 12728 SE 163RD ST | L3 BK1 CASCADE VISTA #5 |  |  | Non-Lead - Other | No | 2016-06-22 | 0.75 | Rectified Plan |  |  |  |  | Non-Lead - Other |  |  | Statistical analysis |  |  |  |  | Non-Lead |  |  |  | Domestic
MTR_017961 | 13418 SE 181ST ST | LOT 23 BALLARD SHORT PLAT |  |  | Non-Lead - Other | No | 2012-03-06 | 0 | Installation date is after the lead ban |  |  |  |  | Non-Lead - Other |  |  | Installation date is after the lead ban |  |  |  |  | Non-Lead |  |  |  | Domestic
MTR_002058 | 16629 122ND AVE SE | L 48 CASCADE HILLS 7 |  |  | Non-Lead - Other | No | 2019-08-05 | 1 | Rectified Plan |  |  |  |  | Non-Lead - Other |  |  | Statistical analysis |  |  |  |  | Non-Lead |  |  |  | Domestic
MTR_018777 | 18619 106TH PL SE | LOT 8 VISTA RIDGE |  |  | Non-Lead - Other | No | 1995-09-21 | 0 | Installation date is after the lead ban |  |  |  |  | Non-Lead - Other |  |  | Installation date is after the lead ban |  |  |  |  | Non-Lead |  |  |  | Domestic
MTR_018291 | 13426 SE 181ST ST | LOT 21 BALLARD SHORT PLAT |  |  | Non-Lead - Other | No | 1988-01-19 | 0 | Installation date is after the lead ban |  |  |  |  | Non-Lead - Other |  |  | Installation date is after the lead ban |  |  |  |  | Non-Lead |  |  |  | Domestic
MTR_007590 | 12213 SE 166TH ST | L 92 CASCADE HILLS 7 |  |  | Non-Lead Plastic | No | 2019-08-05 | 1 | Rectified Plan | Yes | Visual inspection at the meter pit | 2024-02-08 |  | Non-Lead Plastic |  |  | Field inspection only with no records | Yes | Visual inspection at the meter pit | 2024-02-08 |  | Non-Lead |  |  |  | Domestic
MTR_028202 | 13007 SE 221ST PL | LOT 9 SUMMER GLEN EAST (STRATHMORE) |  |  | Non-Lead - Other | No | 1995-08-28 | 0 | Installation date is after the lead ban |  |  |  |  | Non-Lead Plastic |  |  | Field inspection only with no records | Yes | Visual inspection at meter pit | 2022-12-30 |  | Non-Lead |  |  |  | Domestic
MTR_023128 | 9537 S 213TH ST | L 19 WESTVIEW TERRACE 3 |  |  | Non-Lead - Other | No | 2008-10-29 | 0 | Rectified Plan |  |  |  |  | Non-Lead - Other |  |  | Statistical analysis |  |  |  |  | Non-Lead |  |  |  | Domestic
MTR_003448 | 16640 122ND AVE SE | L 97 CASCADE HILLS 7 |  |  | Non-Lead - Other | No | 2019-08-05 | 1 | Rectified Plan |  |  |  |  | Non-Lead - Other |  |  | Statistical analysis |  |  |  |  | Non-Lead |  |  |  | Domestic
MTR_029773 | 23817 141ST LN SE | LOT 8 THE VILLAGE @ SOOS CREEK #2 |  |  | Non-Lead Plastic | No |  | 0 | Field inspection only with no records | Yes | Visual inspection at meter pit | 2023-10-20 |  | Non-Lead Plastic |  |  | Field inspection only with no records | Yes | Visual inspection at meter pit | 2023-10-20 |  | Non-Lead |  |  |  | Assumed
MTR_023208 | 21202 97TH PL S | L46 WESTVIEW TERR. #3 |  |  | Non-Lead - Other | No | 2008-10-29 | 0 | Rectified Plan |  |  |  |  | Non-Lead - Other |  |  | Statistical analysis |  |  |  |  | Non-Lead |  |  |  | Domestic
MTR_028307 | 21453 130TH AVE SE | LOT A KCBLAL04L0008 |  |  | Non-Lead - Other | No |  | 0 | Installation date is after the lead ban |  |  |  |  | Non-Lead - Other |  |  | Installation date is after the lead ban |  |  |  |  | Non-Lead |  |  |  | Assumed
MTR_000642 | 23902 127TH PL SE | LOT 1 WINSBERG HAVEN (FIELDSTONE) |  |  | Non-Lead - Other | No | 1995-08-22 | 0 | Rectified Plan | No |  |  |  | Non-Lead - Other |  |  | Installation date is after the lead ban |  |  |  |  | Non-Lead |  |  |  | Domestic
MTR_023903 | 10055 SE 213TH PL | 9908-001850 |  |  | Non-Lead - Other | Unknown |  | 0 | Statistical analysis |  |  |  |  | Non-Lead - Other |  |  | Statistical analysis |  |  |  |  | Non-Lead |  |  |  | Domestic
MTR_023790 | 10228 SE 220TH PL | LOT 13 ANNANDALE |  |  | Non-Lead - Other | No | 2004-07-27 | 0 | Installation date is after the lead ban |  |  |  |  | Non-Lead - Other |  |  | Installation date is after the lead ban |  |  |  |  | Non-Lead |  |  |  | Domestic
MTR_000643 | 23820 127TH PL SE | LOT 2 WINSBERG HAVEN (FIELDSTONE) |  |  | Non-Lead - Other | No | 1995-08-22 | 0 | Rectified Plan | No |  |  |  | Non-Lead - Other |  |  | Installation date is after the lead ban |  |  |  |  | Non-Lead |  |  |  | Domestic
MTR_023075 | 21429 99TH AVE S | 9908-001335 |  |  | Non-Lead - Other | No | 2008-10-29 | 0 | Installation date is after the lead ban |  |  |  |  | Non-Lead - Other |  |  | Installation date is after the lead ban |  |  |  |  | Non-Lead |  |  |  | Domestic
MTR_023430 | 21313 109TH AVE SE | L 28 BENSON HILLS NO 1 |  |  | Non-Lead - Other | Unknown |  | 0 | Statistical analysis |  |  |  |  | Non-Lead - Other |  |  | Statistical analysis |  |  |  |  | Non-Lead |  |  |  | Assumed
MTR_024087 | 10215 SE 213TH PL | L1 OLYMPIC VIEW HTS 2 |  |  | Non-Lead - Other | No |  | 0 | Installation date is after the lead ban |  |  |  |  | Non-Lead - Other |  |  | Installation date is after the lead ban |  |  |  |  | Non-Lead |  |  |  | Domestic
MTR_019232 | 19917 97TH AVE S | L19 MALABAR HILLS #1 |  |  | Non-Lead - Other | Unknown |  | 0 | Statistical analysis |  |  |  |  | Non-Lead - Other |  |  | Statistical analysis |  |  |  |  | Non-Lead |  |  |  | Assumed
MTR_006338 | 20621 92ND AVE S | TL 57 SEC 6-22-5 |  |  | Non-Lead - Other | Unknown |  | 0.75 | Statistical analysis |  |  |  |  | Non-Lead - Other |  |  | Statistical analysis |  |  |  |  | Non-Lead |  |  |  | Assumed
MTR_024086 | 10201 SE 213TH PL | L8 B1 OLYMPIC VIEW HTS |  |  | Non-Lead - Other | Unknown |  | 0 | Statistical analysis |  |  |  |  | Non-Lead - Other |  |  | Statistical analysis |  |  |  |  | Non-Lead |  |  |  | Domestic
MTR_018425 | 9404 S 203RD PL | LOT 4 WHITNEY HEIGHTS |  |  | Non-Lead - Other | No | 1995-11-22 | 0 | Installation date is after the lead ban |  |  |  |  | Non-Lead - Other |  |  | Installation date is after the lead ban |  |  |  |  | Non-Lead |  |  |  | Domestic
MTR_024780 | 14404 SE 204TH PL | TL97 E1/2 SEC 3-22-5 |  |  | Galvanized Requiring Replacement | Unknown |  | 0 | Relative Placement | Yes | Visual inspection at the meter pit | 2024-02-29 |  | Non-Lead Plastic |  |  | Field inspection only with no records | Yes | Visual inspection at the meter pit | 2024-02-29 |  | Galvanized Requiring Replacement |  |  |  | Assumed
MTR_021572 | 13660 SE 192ND ST | TL 73 W1/2 SEC 34-23-5 |  |  | Non-Lead - Other | Unknown |  | 0 | Rectified Plan | No |  |  |  | Non-Lead - Other |  |  | Statistical analysis |  |  |  |  | Non-Lead |  |  |  | Domestic
MTR_018778 | 10605 SE 187TH ST | LOT 12 VISTA RIDGE |  |  | Non-Lead - Other | No | 1995-09-21 | 0 | Installation date is after the lead ban |  |  |  |  | Non-Lead - Other |  |  | Installation date is after the lead ban |  |  |  |  | Non-Lead |  |  |  | Domestic
MTR_018420 | 9019 S 204TH PL | LOT 51 SOPHIA GLEN |  |  | Non-Lead - Other | No | 2009-07-07 | 0 | Installation date is after the lead ban |  |  |  |  | Non-Lead - Other |  |  | Installation date is after the lead ban |  |  |  |  | Non-Lead |  |  |  | Domestic
MTR_016045 | 19021 140TH AVE SE | TL 77 SEC. 34-23-5 |  |  | Non-Lead - Other | No | 2004-11-04 | 0 | Installation date is after the lead ban |  |  |  |  | Non-Lead - Other |  |  | Installation date is after the lead ban |  |  |  |  | Non-Lead |  |  |  | Domestic
MTR_028647 | 21609 112TH CT SE | LOT 36 WESTCREEK MEADOWS |  |  | Non-Lead - Other | No | 1995-09-20 | 0 | Installation date is after the lead ban |  |  |  |  | Non-Lead - Other |  |  | Installation date is after the lead ban |  |  |  |  | Non-Lead |  |  |  | Domestic
MTR_019259 | 9431 S 196TH PL | LOT 12 OLYMPIC PEAK ESTATES |  |  | Non-Lead - Other | No | 2004-07-14 | 0 | Installation date is after the lead ban |  |  |  |  | Non-Lead - Other |  |  | Installation date is after the lead ban |  |  |  |  | Non-Lead |  |  |  | Domestic
MTR_021032 | 13405 SE 189TH PL | L 1 CEDAR ESTATES |  |  | Non-Lead - Other | No | 1984-04-04 | 0 | Installation date is after the lead ban |  |  |  |  | Non-Lead - Other |  |  | Installation date is after the lead ban |  |  |  |  | Non-Lead |  |  |  | Domestic
MTR_018655 | 9604 S 203RD ST | LOT 10 CHESTNUT RIDGE #1 |  |  | Non-Lead - Other | No |  | 0 | Installation date is after the lead ban |  |  |  |  | Non-Lead - Other |  |  | Installation date is after the lead ban |  |  |  |  | Non-Lead |  |  |  | Domestic
MTR_027784 | 12347 SE 221ST ST | LOT 35 GLENCARIN SOUTH |  |  | Non-Lead - Other | No |  | 0 | Installation date is after the lead ban |  |  |  |  | Non-Lead - Other |  |  | Installation date is after the lead ban |  |  |  |  | Non-Lead |  |  |  | Domestic
MTR_028872 | 21729 116TH AVE SE | LOT 62 WESTCREEK MEADOWS |  |  | Non-Lead - Other | No | 1995-09-20 | 0 | Installation date is after the lead ban |  |  |  |  | Non-Lead - Other |  |  | Installation date is after the lead ban |  |  |  |  | Non-Lead |  |  |  | Domestic
MTR_021063 | 18926 134TH AVE SE | LOT 26 KCSP 185077 |  |  | Non-Lead - Other | No |  | 0 | Installation date is after the lead ban |  |  |  |  | Non-Lead - Other |  |  | Installation date is after the lead ban |  |  |  |  | Non-Lead |  |  |  | Assumed
MTR_028016 | 22001 120TH PL SE | LOT 70 GLENCARIN SOUTH |  |  | Non-Lead - Other | No |  | 0 | Installation date is after the lead ban |  |  |  |  | Non-Lead - Other |  |  | Installation date is after the lead ban |  |  |  |  | Non-Lead |  |  |  | Domestic
MTR_015744 | 18923 146TH AVE SE | TAX LOT 189 SE 34-23-5 (LOT 2 K.C.S .P. 177046) |  |  | Non-Lead Plastic | No | 1983-09-01 | 0 | Field inspection only with no records | Yes | Visual inspection at meter pit | 2023-01-27 |  | Non-Lead Plastic |  |  | Field inspection only with no records | Yes | Visual inspection at meter pit | 2023-01-27 |  | Non-Lead |  |  |  | Domestic
MTR_021086 | 13509 SE 189TH PL | LOT 6 CEDAR ESTATES |  |  | Non-Lead - Other | No | 1984-04-04 | 0 | Installation date is after the lead ban |  |  |  |  | Non-Lead - Other |  |  | Installation date is after the lead ban |  |  |  |  | Non-Lead |  |  |  | Domestic
MTR_028121 | 21636 117TH PL SE | LOT 45 CROWN ROYAL II |  |  | Non-Lead - Other | No |  | 0 | Installation date is after the lead ban |  |  |  |  | Non-Lead - Other |  |  | Installation date is after the lead ban |  |  |  |  | Non-Lead |  |  |  | Assumed
MTR_022159 | 11651 SE 188TH ST | E1/2 L1 TR1 N.W. GDN #3 |  |  | Non-Lead - Other | No | 2011-01-03 | 0 | Rectified Plan | No |  |  |  | Non-Lead - Other |  |  | Statistical analysis |  |  |  |  | Non-Lead |  |  |  | Domestic
MTR_021083 | 13501 SE 189TH PL | LOT 5 CEDAR ESTATES |  |  | Non-Lead - Other | No | 1984-04-04 | 0 | Installation date is after the lead ban |  |  |  |  | Non-Lead - Other |  |  | Installation date is after the lead ban |  |  |  |  | Non-Lead |  |  |  | Domestic
MTR_027921 | 21928 120TH AVE SE | LOT 14 CROWN ROYAL |  |  | Non-Lead - Other | No |  | 0 | Installation date is after the lead ban |  |  |  |  | Non-Lead - Other |  |  | Installation date is after the lead ban |  |  |  |  | Non-Lead |  |  |  | Assumed
MTR_019996 | 20323 102ND AVE SE | LOT 14 MAPLE TREE ESTATES |  |  | Non-Lead - Other | No | 2009-08-19 | 0 | Installation date is after the lead ban |  |  |  |  | Non-Lead - Other |  |  | Installation date is after the lead ban |  |  |  |  | Non-Lead |  |  |  | Domestic
MTR_028839 | 11011 SE 218TH ST | L 15 TWIN MAPLES |  |  | Non-Lead - Other | Unknown |  | 0 | Statistical analysis |  |  |  |  | Non-Lead - Other |  |  | Statistical analysis |  |  |  |  | Non-Lead |  |  |  | Assumed
MTR_027012 | 22415 129TH PL SE | LOT 20 FERN CREST WEST |  |  | Non-Lead - Other | No | 2006-04-28 | 0 | Installation date is after the lead ban |  |  |  |  | Non-Lead - Other |  |  | Installation date is after the lead ban |  |  |  |  | Non-Lead |  |  |  | Domestic
MTR_019065 | 10102 SE 188TH ST | LOT 4 KING COUNTY SHORT PLAT S89S03 |  |  | Non-Lead - Other | No | 1989-12-12 | 0 | Installation date is after the lead ban |  |  |  |  | Non-Lead - Other |  |  | Installation date is after the lead ban |  |  |  |  | Non-Lead |  |  |  | Domestic
MTR_023645 | 22025 99TH PL S | LOT 12 GLEN KARA |  |  | Non-Lead - Other | No | 1998-03-30 | 0 | Installation date is after the lead ban |  |  |  |  | Non-Lead - Other |  |  | Installation date is after the lead ban |  |  |  |  | Non-Lead |  |  |  | Domestic
MTR_027631 | 11659 SE 217TH PL | LOT 15 ROYAL CREST ESTATES |  |  | Non-Lead - Other | No | 2005-12-20 | 0 | Installation date is after the lead ban |  |  |  |  | Non-Lead - Other |  |  | Installation date is after the lead ban |  |  |  |  | Non-Lead |  |  |  | Domestic
MTR_023957 | 10324 SE 210TH PL | LOT 55 STONEPINE |  |  | Non-Lead - Other | No |  | 0 | Installation date is after the lead ban |  |  |  |  | Non-Lead - Other |  |  | Installation date is after the lead ban |  |  |  |  | Non-Lead |  |  |  | Assumed
MTR_019124 | 18623 107TH AVE SE | LOT 7 VISTA HILLS |  |  | Non-Lead - Other | No |  | 0 | Installation date is after the lead ban |  |  |  |  | Non-Lead - Other |  |  | Installation date is after the lead ban |  |  |  |  | Non-Lead |  |  |  | Assumed
MTR_020655 | 18922 131ST AVE SE | L 31 BLVD. LANE 7 |  |  | Non-Lead - Other | No | 1976-05-24 | 0 | Installation date is after the lead ban |  |  |  |  | Non-Lead - Other |  |  | Installation date is after the lead ban |  |  |  |  | Non-Lead |  |  |  | Domestic
MTR_024077 | 10337 SE 210TH PL | LOT 51 STONEPINE |  |  | Non-Lead - Other | No |  | 0 | Installation date is after the lead ban |  |  |  |  | Non-Lead - Other |  |  | Installation date is after the lead ban |  |  |  |  | Non-Lead |  |  |  | Domestic
MTR_027659 | 12107 SE 218TH PL | LOT 34 CROWN ROYAL 1 |  |  | Non-Lead - Other | No |  | 0 | Installation date is after the lead ban |  |  |  |  | Non-Lead - Other |  |  | Installation date is after the lead ban |  |  |  |  | Non-Lead |  |  |  | Assumed
MTR_020684 | 18919 131ST PL SE | L 30 BLVD. LANE 7 |  |  | Non-Lead - Other | No | 1976-05-24 | 0 | Installation date is after the lead ban |  |  |  |  | Non-Lead - Other |  |  | Installation date is after the lead ban |  |  |  |  | Non-Lead |  |  |  | Domestic
MTR_024064 | 21228 102ND AVE SE | L2 B2 OLYMPIC VIEW HTS |  |  | Non-Lead - Other | Unknown |  | 0 | Statistical analysis |  |  |  |  | Non-Lead - Other |  |  | Statistical analysis |  |  |  |  | Non-Lead |  |  |  | Domestic
MTR_022849 | 19904 118TH AVE SE | LOT 30 SPRING HILL |  |  | Non-Lead - Other | No | 1995-07-13 | 0 | Installation date is after the lead ban |  |  |  |  | Non-Lead - Other |  |  | Installation date is after the lead ban |  |  |  |  | Non-Lead |  |  |  | Domestic
MTR_027046 | 22655 128TH AVE SE | LOT 44 FERN CREST WEST |  |  | Non-Lead - Other | No | 2006-04-28 | 0 | Installation date is after the lead ban |  |  |  |  | Non-Lead - Other |  |  | Installation date is after the lead ban |  |  |  |  | Non-Lead |  |  |  | Domestic
MTR_023923 | 10121 SE 212TH ST | LOT 24 OLYMPIC VIEW HTS |  |  | Non-Lead - Other | Unknown |  | 0 | Statistical analysis |  |  |  |  | Non-Lead - Other |  |  | Statistical analysis |  |  |  |  | Non-Lead |  |  |  | Domestic
MTR_022839 | 11816 SE 198TH ST | LOT 2 K.C.S.P. 1270017 (LOT 49 SPRI NG HILL) |  |  | Non-Lead - Other | No | 1995-07-13 | 0 | Installation date is after the lead ban |  |  |  |  | Non-Lead - Other |  |  | Installation date is after the lead ban |  |  |  |  | Non-Lead |  |  |  | Domestic
MTR_026694 | 12910 SE 231ST WAY | LOT 11 MISTY MEADOWS #2 |  |  | Non-Lead - Other | No |  | 0 | Installation date is after the lead ban |  |  |  |  | Non-Lead - Other |  |  | Installation date is after the lead ban |  |  |  |  | Non-Lead |  |  |  | Domestic
MTR_025350 | 21429 124TH AVE SE | L259 GLENCARIN #2 |  |  | Non-Lead - Other | No | 1968-07-31 | 0 | Installation date is after the lead ban |  |  |  |  | Non-Lead - Other |  |  | Installation date is after the lead ban |  |  |  |  | Non-Lead |  |  |  | Domestic
MTR_029775 | 23821 141ST LN SE | LOT 10 THE VILLAGE @ SOOS CREEK 2 |  |  | Non-Lead - Other | No |  | 0 | Installation date is after the lead ban |  |  |  |  | Non-Lead - Other |  |  | Installation date is after the lead ban |  |  |  |  | Non-Lead |  |  |  | Assumed
MTR_026910 | 12809 SE 225TH CT | LOT 2 FERN CREST WEST |  |  | Non-Lead - Other | No | 2006-04-28 | 0 | Installation date is after the lead ban |  |  |  |  | Non-Lead - Other |  |  | Installation date is after the lead ban |  |  |  |  | Non-Lead |  |  |  | Domestic
MTR_000677 | 23616 127TH CT SE | LOT 10 WINSBERG HAVEN (FIELDSTONE) |  |  | Non-Lead - Other | No | 1995-08-22 | 0 | Rectified Plan | No |  |  |  | Non-Lead Plastic |  |  | Field inspection only with no records | Yes | Visual inspection at meter pit | 2023-01-14 |  | Non-Lead |  |  |  | Domestic
MTR_029804 | 14006 SE 236TH PL | LOT 1 S92S0054 |  |  | Non-Lead - Other | No | 1995-07-25 | 0 | Installation date is after the lead ban |  |  |  |  | Non-Lead - Other |  |  | Installation date is after the lead ban |  |  |  |  | Non-Lead |  |  |  | Domestic
MTR_026992 | 12892 SE 225TH CT | LOT 18 FERN CREST WEST |  |  | Non-Lead - Other | No | 2006-04-28 | 0 | Installation date is after the lead ban |  |  |  |  | Non-Lead - Other |  |  | Installation date is after the lead ban |  |  |  |  | Non-Lead |  |  |  | Domestic
MTR_029776 | 23815 141ST LN SE | LOT 7 THE VILLAGE @ SOOS CREEK #2 |  |  | Non-Lead - Other | No |  | 0 | Installation date is after the lead ban |  |  |  |  | Non-Lead - Other |  |  | Installation date is after the lead ban |  |  |  |  | Non-Lead |  |  |  | Assumed
MTR_027334 | 13914 SE 237TH PL | LOT 3 JANES PLACE |  |  | Non-Lead - Other | No | 1989-01-13 | 0 | Installation date is after the lead ban |  |  |  |  | Non-Lead - Other |  |  | Installation date is after the lead ban |  |  |  |  | Non-Lead |  |  |  | Domestic
MTR_023089 | 21426 96TH AVE S | L 66 WESTVIEW TERRACE 3 |  |  | Non-Lead - Other | No | 2008-10-29 | 0 | Rectified Plan |  |  |  |  | Non-Lead - Other |  |  | Statistical analysis |  |  |  |  | Non-Lead |  |  |  | Domestic
MTR_028243 | 12812 SE 221ST PL | LOT 32 SUMMER GLEN EAST (STRATHMORE ) |  |  | Non-Lead Plastic | No | 1995-08-28 | 0 | Field inspection only with no records | Yes | Visual inspection at meter pit | 2023-09-25 |  | Galvanized Requiring Replacement |  |  | Field inspection only with no records | Yes | Visual inspection at meter pit | 2023-09-25 |  | Galvanized Requiring Replacement |  |  |  | Domestic
MTR_027515 | 23727 134TH PL SE | LOT 7 WOODFORD PLACE |  |  | Non-Lead - Other | No | 2007-09-26 | 0.75 | Installation date is after the lead ban |  |  |  |  | Non-Lead - Other |  |  | Installation date is after the lead ban |  |  |  |  | Non-Lead |  |  |  | Domestic
MTR_023172 | 21405 98TH AVE S | L 44 WESTVIEW TERRACE 3 |  |  | Non-Lead - Other | No | 2008-10-29 | 0 | Rectified Plan |  |  |  |  | Non-Lead - Other |  |  | Statistical analysis |  |  |  |  | Non-Lead |  |  |  | Domestic
MTR_027660 | 21625 118TH PL SE | LOT 40 CROWN ROYAL II |  |  | Non-Lead - Other | No |  | 0 | Installation date is after the lead ban |  |  |  |  | Non-Lead - Other |  |  | Installation date is after the lead ban |  |  |  |  | Non-Lead |  |  |  | Assumed
MTR_027043 | 13428 SE 226TH PL | LOT 2 FERN CREST 3 |  |  | Non-Lead - Other | No | 2006-10-17 | 0 | Installation date is after the lead ban |  |  |  |  | Non-Lead - Other |  |  | Installation date is after the lead ban |  |  |  |  | Non-Lead |  |  |  | Domestic
MTR_019969 | 10112 SE 200TH ST | TAX LOT 296 SECTION 5-22-5 |  |  | Non-Lead - Other | No | 2003-08-27 | 0 | Rectified Plan |  |  |  |  | Non-Lead - Other |  |  | Statistical analysis |  |  |  |  | Non-Lead |  |  |  | Domestic
MTR_027533 | 23114 136TH PL SE | LOT 40 WILDWOOD 2 |  |  | Non-Lead - Plastic | No | 1975-07-25 | 1 | Converted CAD | No |  |  |  | Non-Lead - Other |  |  | Installation date is after the lead ban |  |  |  |  | Non-Lead |  |  |  | Assumed
MTR_027661 | 11729 SE 217TH PL | LOT 15 CROWN ROYAL II |  |  | Non-Lead - Other | No |  | 0 | Installation date is after the lead ban |  |  |  |  | Non-Lead - Other |  |  | Installation date is after the lead ban |  |  |  |  | Non-Lead |  |  |  | Assumed
MTR_020553 | 19812 104TH AVE SE | L2 MORTGAGE MANOR |  |  | Non-Lead - Other | Unknown |  | 0 | Statistical analysis |  |  |  |  | Non-Lead - Other |  |  | Statistical analysis |  |  |  |  | Non-Lead |  |  |  | Assumed
MTR_000686 | 23814 127TH PL SE | LOT 3 WINSBERG HAVEN (FIELDSTONE) |  |  | Non-Lead - Other | No | 1995-08-22 | 0 | Rectified Plan | No |  |  |  | Non-Lead - Other |  |  | Installation date is after the lead ban |  |  |  |  | Non-Lead |  |  |  | Domestic
MTR_023019 | 12446 SE 198TH PL | LOT 16 MORFORD PARK |  |  | Non-Lead - Other | No |  | 0 | Installation date is after the lead ban |  |  |  |  | Non-Lead - Other |  |  | Installation date is after the lead ban |  |  |  |  | Non-Lead |  |  |  | Assumed
MTR_019227 | 9621 S 194TH ST | LOT 16 TALBOT ESTATES |  |  | Non-Lead - Other | No | 1995-07-13 | 0 | Installation date is after the lead ban |  |  |  |  | Non-Lead - Other |  |  | Installation date is after the lead ban |  |  |  |  | Non-Lead |  |  |  | Domestic
MTR_024942 | 11906 SE 209TH PL | LOT 9 BOCEKS 1ST ADDITION |  |  | Non-Lead - Plastic | No | 1995-06-12 | 0 | Rectified Plan | No |  |  |  | Non-Lead - Other |  |  | Installation date is after the lead ban |  |  |  |  | Non-Lead |  |  |  | Domestic
MTR_016994 | 17631 156TH AVE SE | LOT 45 CANDLEWOOD RIDGE #4 |  |  | Non-Lead - Other | No | 1977-07-01 | 0 | Installation date is after the lead ban |  |  |  |  | Non-Lead - Other |  |  | Installation date is after the lead ban |  |  |  |  | Non-Lead |  |  |  | Domestic
MTR_023951 | 10059 SE 213TH PL | LOT 4 BLOCK 1 OLYMPIC VIEW HEIGHTS |  |  | Non-Lead - Other | Unknown |  | 0 | Statistical analysis |  |  |  |  | Non-Lead - Other |  |  | Statistical analysis |  |  |  |  | Non-Lead |  |  |  | Domestic
MTR_024839 | 14004 SE 202ND ST | L16 BLK2 FOWLERS ADD. |  |  | Non-Lead - Other | No |  | 0 | Installation date is after the lead ban |  |  |  |  | Non-Lead - Other |  |  | Installation date is after the lead ban |  |  |  |  | Non-Lead |  |  |  | Domestic
MTR_021594 | 13213 SE 195TH ST | L50 FOREST TRAILS #3 |  |  | Non-Lead - Other | No |  | 0 | Rectified Plan | No |  |  |  | Non-Lead - Other |  |  | Installation date is after the lead ban |  |  |  |  | Non-Lead |  |  |  | Domestic
MTR_002196 | 16552 121ST AVE SE | L 75 CASCADE HILLS 6 |  |  | Non-Lead - Other | No | 2019-08-05 | 0.75 | Rectified Plan |  |  |  |  | Non-Lead - Other |  |  | Statistical analysis |  |  |  |  | Non-Lead |  |  |  | Assumed
MTR_018780 | 18601 106TH PL SE | LOT 4 VISTA RIDGE |  |  | Non-Lead Plastic | No | 1995-09-21 | 0 | Field inspection only with no records | Yes | Visual inspection at meter pit | 2023-08-05 |  | Non-Lead Plastic |  |  | Field inspection only with no records | Yes | Visual inspection at meter pit | 2023-08-05 |  | Non-Lead |  |  |  | Domestic
MTR_024601 | 20012 127TH PL SE | L21 LINDA HIGHLANDS |  |  | Non-Lead - Other | No |  | 0 | Installation date is after the lead ban |  |  |  |  | Non-Lead - Other |  |  | Installation date is after the lead ban |  |  |  |  | Non-Lead |  |  |  | Domestic
MTR_002155 | 11917 SE 164TH ST | L 6 CASCADE HILLS 6 |  |  | Non-Lead - Other | No | 2006-08-31 | 1 | Rectified Plan |  |  |  |  | Non-Lead - Other |  |  | Statistical analysis |  |  |  |  | Non-Lead |  |  |  | Domestic
MTR_018781 | 10609 SE 187TH ST | LOT 13 VISTA RIDGE |  |  | Non-Lead Plastic | No | 1995-09-21 | 0 | Field inspection only with no records | Yes | Visual inspection at meter pit | 2023-08-05 |  | Non-Lead Plastic |  |  | Field inspection only with no records | Yes | Visual inspection at meter pit | 2023-08-05 |  | Non-Lead |  |  |  | Domestic
MTR_006911 | 11903 SE 164TH ST | L4 CASCADE HILLS 6 |  |  | Non-Lead - Other | No | 2006-08-31 | 1 | Rectified Plan |  |  |  |  | Non-Lead - Other |  |  | Statistical analysis |  |  |  |  | Non-Lead |  |  |  | Domestic
MTR_018782 | 10615 SE 187TH ST | LOT 14 VISTA RIDGE |  |  | Non-Lead Plastic | No | 1995-09-21 | 0 | Field inspection only with no records | Yes | Visual inspection at meter pit | 2023-07-31 |  | Non-Lead Plastic |  |  | Field inspection only with no records | Yes | Visual inspection at meter pit | 2023-07-31 |  | Non-Lead |  |  |  | Domestic
MTR_024508 | 20436 130TH PL SE | L68 GREEN ACRES EAST |  |  | Non-Lead - Other | No |  | 0 | Installation date is after the lead ban |  |  |  |  | Non-Lead - Other |  |  | Installation date is after the lead ban |  |  |  |  | Non-Lead |  |  |  | Domestic
MTR_010966 | 12023 SE 164TH ST | L 107 CASCADE HILLS 6 |  |  | Non-Lead - Other | No | 2006-08-31 | 1 | Rectified Plan |  |  |  |  | Non-Lead - Other |  |  | Statistical analysis |  |  |  |  | Non-Lead |  |  |  | Domestic
MTR_019040 | 10427 SE 188TH CT | LOT 12 COUGAR MEADOWS |  |  | Non-Lead - Other | No | 1989-10-23 | 0 | Installation date is after the lead ban |  |  |  |  | Non-Lead - Other |  |  | Installation date is after the lead ban |  |  |  |  | Non-Lead |  |  |  | Domestic
MTR_022722 | 11650 SE 196TH ST | E1/2 L15 SPRINGBK 5ACRE |  |  | Non-Lead - Other | No | 2001-03-28 | 0 | Statistical analysis |  |  |  |  | Non-Lead - Other |  |  | Statistical analysis |  |  |  |  | Non-Lead |  |  |  | Domestic
MTR_024943 | 11910 SE 209TH PL | LOT 8 BOCEKS 1ST ADDITION |  |  | Non-Lead - Plastic | No | 1995-06-12 | 0 | Rectified Plan | No |  |  |  | Non-Lead - Other |  |  | Installation date is after the lead ban |  |  |  |  | Non-Lead |  |  |  | Domestic
MTR_023012 | 12443 SE 198TH PL | LOT 8 MORFORD PARK |  |  | Non-Lead - Other | No |  | 0 | Installation date is after the lead ban |  |  |  |  | Non-Lead - Other |  |  | Installation date is after the lead ban |  |  |  |  | Non-Lead |  |  |  | Assumed
MTR_024037 | 10116 SE 208TH PL | 9908-005925 |  |  | Non-Lead - Other | No |  | 0 | Installation date is after the lead ban |  |  |  |  | Non-Lead - Other |  |  | Installation date is after the lead ban |  |  |  |  | Non-Lead |  |  |  | Assumed
MTR_023901 | 10711 SE 211TH ST | LOT B KING COUNTY SHORT PLAT #67507 |  |  | Non-Lead - Other | No |  | 0.75 | Installation date is after the lead ban |  |  |  |  | Non-Lead - Other |  |  | Installation date is after the lead ban |  |  |  |  | Non-Lead |  |  |  | Assumed
MTR_009568 | 13027 SE 232ND PL | LOT 38 MISTY MEADOWS #1 |  |  | Non-Lead - Other | No |  | 0 | Installation date is after the lead ban |  |  |  |  | Non-Lead - Other |  |  | Installation date is after the lead ban |  |  |  |  | Non-Lead |  |  |  | Domestic
MTR_023900 | 20817 101ST AVE SE | L 2 GUINN CREST |  |  | Non-Lead - Other | Unknown |  | 0 | Statistical analysis |  |  |  |  | Non-Lead - Other |  |  | Statistical analysis |  |  |  |  | Non-Lead |  |  |  | Assumed
MTR_024944 | 20918 118TH PL SE | LOT 12 BOCEKS 1ST ADDITION |  |  | Non-Lead - Plastic | No | 1995-06-12 | 0 | Rectified Plan | No |  |  |  | Non-Lead Plastic |  |  | Field inspection only with no records | Yes | Visual inspection at meter pit | 2023-01-28 |  | Non-Lead |  |  |  | Domestic
MTR_029454 | 11637 SE 225TH ST | LOT 8 MAPLEWOOD EAST |  |  | Non-Lead - Other | No |  | 0 | Installation date is after the lead ban |  |  |  |  | Non-Lead - Other |  |  | Installation date is after the lead ban |  |  |  |  | Non-Lead |  |  |  | Domestic
MTR_023908 | 10120 SE 212TH ST | L 23 GUINN CREST |  |  | Non-Lead - Other | No |  | 0 | Installation date is after the lead ban |  |  |  |  | Non-Lead - Other |  |  | Installation date is after the lead ban |  |  |  |  | Non-Lead |  |  |  | Domestic
MTR_018426 | 9414 S 202ND ST | TAX LOT 153 6-22-5 |  |  | Non-Lead - Other | No | 1995-11-22 | 0 | Installation date is after the lead ban |  |  |  |  | Non-Lead - Other |  |  | Installation date is after the lead ban |  |  |  |  | Non-Lead |  |  |  | Domestic
MTR_029791 | 14011 SE 237TH PL | LOT 13 SHAMROCK PARK |  |  | Non-Lead - Other | No | 1995-08-21 | 0 | Installation date is after the lead ban |  |  |  |  | Non-Lead - Other |  |  | Installation date is after the lead ban |  |  |  |  | Non-Lead |  |  |  | Domestic
MTR_020042 | 10715 SE 201ST ST | LOT 10 ARCON DIVISION |  |  | Non-Lead - Other | No | 1978-07-26 | 0 | Installation date is after the lead ban |  |  |  |  | Non-Lead - Other |  |  | Installation date is after the lead ban |  |  |  |  | Non-Lead |  |  |  | Domestic
MTR_024945 | 20912 118TH PL SE | LOT 13 BOCEKS 1ST ADDITION |  |  | Non-Lead - Plastic | No | 1995-06-12 | 0 | Rectified Plan | No |  |  |  | Non-Lead - Other |  |  | Installation date is after the lead ban |  |  |  |  | Non-Lead |  |  |  | Domestic
MTR_026848 | 13265 SE 226TH ST | LOT 63 FERN CREST AKA MEADOW RIDGE |  |  | Non-Lead - Other | No | 2005-06-17 | 0 | Installation date is after the lead ban |  |  |  |  | Non-Lead - Other |  |  | Installation date is after the lead ban |  |  |  |  | Non-Lead |  |  |  | Domestic
MTR_024019 | 21339 103RD PL SE | L 9 OLYMPIC VIEW HTS 2 |  |  | Non-Lead - Other | No |  | 0.75 | Installation date is after the lead ban |  |  |  |  | Non-Lead - Other |  |  | Installation date is after the lead ban |  |  |  |  | Non-Lead |  |  |  | Domestic
MTR_024946 | 20904 118TH PL SE | LOT 15 BOCEKS 1ST ADDITION |  |  | Non-Lead - Plastic | No | 1995-06-12 | 0 | Rectified Plan | No |  |  |  | Non-Lead - Other |  |  | Installation date is after the lead ban |  |  |  |  | Non-Lead |  |  |  | Domestic
MTR_027396 | 13713 SE 239TH ST | LOT 53 NORTHPEAK CREST |  |  | Non-Lead - Other | No | 1979-07-01 | 0 | Installation date is after the lead ban |  |  |  |  | Non-Lead - Other |  |  | Installation date is after the lead ban |  |  |  |  | Non-Lead |  |  |  | Domestic
MTR_020315 | 20256 106TH AVE SE | LOT 1 CASA VILLA |  |  | Non-Lead - Other | Unknown |  | 0 | Statistical analysis |  |  |  |  | Non-Lead - Other |  |  | Statistical analysis |  |  |  |  | Non-Lead |  |  |  | Domestic
MTR_015189 | 12679 SE 169TH PL | L 52 CASCADE VISTA 3 |  |  | Non-Lead - Other | No | 2011-08-10 | 0 | Rectified Plan |  |  |  |  | Non-Lead - Other |  |  | Statistical analysis |  |  |  |  | Non-Lead |  |  |  | Domestic
MTR_027188 | 13016 SE 236TH PL | L5 TWIN CREEKS |  |  | Non-Lead - Other | No |  | 1 | Installation date is after the lead ban |  |  |  |  | Non-Lead - Other |  |  | Installation date is after the lead ban |  |  |  |  | Non-Lead |  |  |  | Domestic
MTR_025352 | 21131 125TH AVE SE | L296 GLENCARIN #2 |  |  | Non-Lead - Other | No | 1968-07-31 | 0 | Installation date is after the lead ban |  |  |  |  | Non-Lead - Other |  |  | Installation date is after the lead ban |  |  |  |  | Non-Lead |  |  |  | Domestic
MTR_019041 | 18835 106TH AVE SE | LOT 28 COUGAR MEADOWS |  |  | Non-Lead - Other | No | 1989-10-23 | 0 | Rectified Plan |  |  |  |  | Non-Lead - Other |  |  | Statistical analysis |  |  |  |  | Non-Lead |  |  |  | Domestic
MTR_025035 | 11921 SE 212TH PL | LOT 14 EL DORADO #1 |  |  | Non-Lead - Other | No | 1981-02-01 | 0 | Installation date is after the lead ban |  |  |  |  | Non-Lead - Other |  |  | Installation date is after the lead ban |  |  |  |  | Non-Lead |  |  |  | Domestic
MTR_025217 | 21519 122ND PL SE | L221 GLENCARIN #2 |  |  | Non-Lead - Other | No | 1968-07-31 | 0 | Installation date is after the lead ban |  |  |  |  | Non-Lead - Other |  |  | Installation date is after the lead ban |  |  |  |  | Non-Lead |  |  |  | Domestic
MTR_025017 | 21127 119TH PL SE | LOT33 EL DORADO HILLS#1 |  |  | Non-Lead - Other | No | 1981-02-01 | 0 | Installation date is after the lead ban |  |  |  |  | Non-Lead - Other |  |  | Installation date is after the lead ban |  |  |  |  | Non-Lead |  |  |  | Domestic
MTR_029246 | 11271 SE 224TH PL | LOT 14 WILLIAMSBERG ESTATES |  |  | Non-Lead - Other | No | 2000-10-04 | 0 | Installation date is after the lead ban |  |  |  |  | Non-Lead - Other |  |  | Installation date is after the lead ban |  |  |  |  | Non-Lead |  |  |  | Domestic
MTR_027664 | 21627 119TH CT SE | LOT 31 CROWN ROYAL II |  |  | Non-Lead - Other | No |  | 0 | Installation date is after the lead ban |  |  |  |  | Non-Lead - Other |  |  | Installation date is after the lead ban |  |  |  |  | Non-Lead |  |  |  | Assumed
MTR_029239 | 11260 SE 224TH PL | LOT 7 WILLIAMSBURG ESTATES |  |  | Non-Lead - Other | No | 2000-10-04 | 0 | Installation date is after the lead ban |  |  |  |  | Non-Lead - Other |  |  | Installation date is after the lead ban |  |  |  |  | Non-Lead |  |  |  | Domestic
MTR_025394 | 21067 120TH PL SE | LOT 10 CARENA TERRACE #1 |  |  | Non-Lead - Other | No |  | 0 | Installation date is after the lead ban |  |  |  |  | Non-Lead - Other |  |  | Installation date is after the lead ban |  |  |  |  | Non-Lead |  |  |  | Domestic
MTR_018814 | 10428 SE 186TH PL | LOT 14 FREDERICKS PLACE |  |  | Non-Lead Plastic | No | 1995-09-21 | 0 | Field inspection only with no records | Yes | Visual inspection at meter pit | 2023-08-19 |  | Non-Lead Plastic |  |  | Field inspection only with no records | Yes | Visual inspection at meter pit | 2023-08-19 |  | Non-Lead |  |  |  | Domestic
MTR_028102 | 22319 122ND AVE SE | LOT 28 MEADOWGREEN ESTATES |  |  | Non-Lead - Other | No |  | 5.25 | Installation date is after the lead ban |  |  |  |  | Non-Lead - Other |  |  | Installation date is after the lead ban |  |  |  |  | Non-Lead |  |  |  | Hydrant
MTR_025427 | 20815 120TH PL SE | L 2 HARMONELL |  |  | Non-Lead - Other | Unknown |  | 0 | Statistical analysis |  |  |  |  | Non-Lead - Other |  |  | Statistical analysis |  |  |  |  | Non-Lead |  |  |  | Assumed
MTR_018427 | 20218 94TH PL S | LOT 21 WHITNEY HEIGHTS |  |  | Non-Lead - Other | No | 1995-11-22 | 0 | Installation date is after the lead ban |  |  |  |  | Non-Lead - Other |  |  | Installation date is after the lead ban |  |  |  |  | Non-Lead |  |  |  | Domestic
MTR_027828 | 22314 117TH AVE SE | LOT 13 MEADOWGREEN EST |  |  | Non-Lead - Other | No |  | 0 | Installation date is after the lead ban |  |  |  |  | Non-Lead - Other |  |  | Installation date is after the lead ban |  |  |  |  | Non-Lead |  |  |  | Domestic
MTR_029024 | 11021 SE 218TH PL | LOT 8 ALDER HEIGHTS #2 |  |  | Non-Lead - Other | No |  | 0 | Installation date is after the lead ban |  |  |  |  | Non-Lead - Other |  |  | Installation date is after the lead ban |  |  |  |  | Non-Lead |  |  |  | Domestic
MTR_020111 | 19210 99TH PL S | LOT 1 BLK 1 HI-PARK TRACTS |  |  | Non-Lead Plastic | No |  | 0 | Field inspection only with no records | Yes | Visual inspection at meter pit | 2023-09-23 |  | Non-Lead Plastic |  |  | Field inspection only with no records | Yes | Visual inspection at meter pit | 2023-09-23 |  | Non-Lead |  |  |  | Assumed
MTR_000641 | 23821 124TH AVE SE | LOT 2 KING COUNTY SHORT PLAT 584040 16-22-5 |  |  | Non-Lead - Other | No |  | 0 | Installation date is after the lead ban |  |  |  |  | Non-Lead - Other |  |  | Installation date is after the lead ban |  |  |  |  | Non-Lead |  |  |  | Assumed
MTR_025719 | 13034 SE 209TH CT | LOT 9 THUERINGER PLAT |  |  | Non-Lead - Other | No | 2005-01-13 | 0 | Installation date is after the lead ban |  |  |  |  | Non-Lead - Other |  |  | Installation date is after the lead ban |  |  |  |  | Non-Lead |  |  |  | Domestic
MTR_022004 | 18652 116TH AVE SE | N 149.08 OF LOT 8 BLK 1 NW GARDEN TRACTS #3 |  |  | Non-Lead - Other | Unknown |  | 0 | Statistical analysis |  |  |  |  | Non-Lead - Other |  |  | Statistical analysis |  |  |  |  | Non-Lead |  |  |  | Assumed
MTR_025503 | 21123 127TH PL SE | LOT 24 JASON LANE |  |  | Non-Lead - Other | No |  | 0 | Installation date is after the lead ban |  |  |  |  | Non-Lead - Other |  |  | Installation date is after the lead ban |  |  |  |  | Non-Lead |  |  |  | Domestic
MTR_008139 | 23704 124TH AVE SE | LOT 19 GAGES GROVE |  |  | Non-Lead - Other | No | 2005-08-18 | 0 | Rectified Plan | No |  |  |  | Non-Lead - Other |  |  | Installation date is after the lead ban |  |  |  |  | Non-Lead |  |  |  | Domestic
MTR_026039 | 11706 SE 203RD ST | LOT 12 HEDLUND MEADOWS |  |  | Non-Lead - Other | No | 1995-08-01 | 0 | Installation date is after the lead ban |  |  |  |  | Non-Lead - Other |  |  | Installation date is after the lead ban |  |  |  |  | Non-Lead |  |  |  | Domestic
MTR_023728 | 10002 SE 220TH ST | LOT 1 KARA CREST |  |  | Non-Lead - Other | No | 2001-08-23 | 0 | Installation date is after the lead ban |  |  |  |  | Non-Lead - Other |  |  | Installation date is after the lead ban |  |  |  |  | Non-Lead |  |  |  | Domestic
MTR_002625 | 23812 125TH PL SE | LOT 14 MERIDIAN GLENN |  |  | Non-Lead - Other | No | 2000-11-08 | 0 | Rectified Plan | No |  |  |  | Non-Lead - Other |  |  | Installation date is after the lead ban |  |  |  |  | Non-Lead |  |  |  | Domestic
MTR_026345 | 23016 130TH PL SE | LOT 5 MISTY MEADOWS #2 |  |  | Non-Lead Plastic | No |  | 0 | Field inspection only with no records | Yes | Visual inspection at meter pit | 2023-08-26 |  | Non-Lead Copper |  |  | Field inspection only with no records | Yes | Visual inspection at meter pit | 2023-08-26 |  | Non-Lead |  |  |  | Domestic
MTR_025444 | 12524 SE 210TH CT | LOT 12 SHADOW RUN |  |  | Non-Lead - Other | No | 1987-11-25 | 0 | Installation date is after the lead ban |  |  |  |  | Non-Lead - Other |  |  | Installation date is after the lead ban |  |  |  |  | Non-Lead |  |  |  | Domestic
MTR_002696 | 23836 125TH PL SE | LOT 18 MERIDIAN GLENN |  |  | Non-Lead - Other | No | 2000-11-08 | 0 | Rectified Plan | No |  |  |  | Non-Lead - Other |  |  | Installation date is after the lead ban |  |  |  |  | Non-Lead |  |  |  | Domestic
MTR_018429 | 9421 S 202ND ST | LOT 23 WHITNEY HEIGHTS |  |  | Non-Lead - Other | No | 1995-11-22 | 0 | Installation date is after the lead ban |  |  |  |  | Non-Lead - Other |  |  | Installation date is after the lead ban |  |  |  |  | Non-Lead |  |  |  | Domestic
MTR_028665 | 11319 SE 216TH CT | LOT 21 WEST CREEK MEADOWS |  |  | Non-Lead - Other | No | 1995-09-20 | 0 | Installation date is after the lead ban |  |  |  |  | Non-Lead - Other |  |  | Installation date is after the lead ban |  |  |  |  | Non-Lead |  |  |  | Domestic
MTR_002720 | 12415 SE 238TH PL | LOT 3 MERIDIAN GLENN |  |  | Non-Lead - Other | No | 2000-11-08 | 0 | Rectified Plan | No |  |  |  | Non-Lead - Other |  |  | Installation date is after the lead ban |  |  |  |  | Non-Lead |  |  |  | Domestic
MTR_024947 | 20929 119TH AVE SE | LOT 21 BOCEKS 1ST ADDITION |  |  | Non-Lead - Plastic | No | 1995-06-12 | 0 | Rectified Plan | No |  |  |  | Non-Lead Plastic |  |  | Field inspection only with no records | Yes | Visual inspection at meter pit | 2023-01-28 |  | Non-Lead |  |  |  | Domestic
MTR_025322 | 21128 124TH AVE SE | L295 GLENCARIN #2 |  |  | Non-Lead - Other | No | 1968-07-31 | 0 | Installation date is after the lead ban |  |  |  |  | Non-Lead - Other |  |  | Installation date is after the lead ban |  |  |  |  | Non-Lead |  |  |  | Domestic
MTR_002697 | 23848 125TH PL SE | LOT 20 MERIDIAN GLENN |  |  | Non-Lead - Other | No | 2000-11-08 | 0 | Rectified Plan | No |  |  |  | Non-Lead - Other |  |  | Installation date is after the lead ban |  |  |  |  | Non-Lead |  |  |  | Domestic
MTR_025636 | 13111 SE 214TH WAY | LOT 64 HILLSHIRE TERRACE |  |  | Non-Lead - Other | No | 1995-09-19 | 0 | Installation date is after the lead ban |  |  |  |  | Non-Lead - Other |  |  | Installation date is after the lead ban |  |  |  |  | Non-Lead |  |  |  | Domestic
MTR_029778 | 23822 141ST LN SE | LOT 2 THE VILLAGE @ SOOS CREEK 2 |  |  | Non-Lead - Other | No |  | 0 | Installation date is after the lead ban |  |  |  |  | Non-Lead - Other |  |  | Installation date is after the lead ban |  |  |  |  | Non-Lead |  |  |  | Assumed
MTR_023636 | 22020 99TH PL S | LOT 26 GLEN KARA |  |  | Non-Lead - Other | No | 1998-03-30 | 0 | Installation date is after the lead ban |  |  |  |  | Non-Lead - Other |  |  | Installation date is after the lead ban |  |  |  |  | Non-Lead |  |  |  | Domestic
MTR_024803 | 14218 SE 201ST ST | L9 B3 FOWLERS ADD. |  |  | Non-Lead - Other | Unknown |  | 0 | Statistical analysis |  |  |  |  | Non-Lead - Other |  |  | Statistical analysis |  |  |  |  | Non-Lead |  |  |  | Assumed
MTR_029779 | 23818 141ST LN SE | LOT 4 THE VILLAGE @ SOOS CREEK 2 |  |  | Non-Lead - Other | No |  | 0 | Installation date is after the lead ban |  |  |  |  | Non-Lead - Other |  |  | Installation date is after the lead ban |  |  |  |  | Non-Lead |  |  |  | Assumed
MTR_021103 | 18819 135TH AVE SE | LOT 24 CEDAR ESTATES |  |  | Non-Lead - Other | No | 1984-04-04 | 0 | Installation date is after the lead ban |  |  |  |  | Non-Lead - Other |  |  | Installation date is after the lead ban |  |  |  |  | Non-Lead |  |  |  | Domestic
MTR_028796 | 22305 113TH AVE SE | L 17 JOHN VELKOFF ADD 2 |  |  | Non-Lead - Other | No | 2000-11-03 | 0 | Rectified Plan |  |  |  |  | Non-Lead - Other |  |  | Statistical analysis |  |  |  |  | Non-Lead |  |  |  | Domestic
MTR_029780 | 23816 141ST LN SE | LOT 5 THE VILLAGE @ SOOS CREEK 2 |  |  | Non-Lead Plastic | No |  | 0 | Field inspection only with no records | Yes | Visual inspection at meter pit | 2023-11-30 |  | Non-Lead Plastic |  |  | Field inspection only with no records | Yes | Visual inspection at meter pit | 2023-11-30 |  | Non-Lead |  |  |  | Assumed
MTR_021024 | 18804 135TH AVE SE | LOT 20 CEDAR ESTATES |  |  | Non-Lead - Other | No | 1984-04-04 | 0 | Installation date is after the lead ban |  |  |  |  | Non-Lead - Other |  |  | Installation date is after the lead ban |  |  |  |  | Non-Lead |  |  |  | Domestic
MTR_029781 | 23814 141ST LN SE | LOT 6 THE VILLAGE 2 SOOS CREEK 2 |  |  | Non-Lead - Other | No |  | 0 | Installation date is after the lead ban |  |  |  |  | Non-Lead - Other |  |  | Installation date is after the lead ban |  |  |  |  | Non-Lead |  |  |  | Assumed
MTR_021496 | 14641 SE 198TH ST | LOT 89 RUDDELLS 3RD ADD |  |  | Non-Lead - Other | No |  | 0 | Installation date is after the lead ban |  |  |  |  | Non-Lead - Other |  |  | Installation date is after the lead ban |  |  |  |  | Non-Lead |  |  |  | Domestic
MTR_021023 | 13540 SE 189TH PL | LOT 14 CEDAR ESTATES |  |  | Non-Lead - Other | No | 1984-04-04 | 0 | Installation date is after the lead ban |  |  |  |  | Non-Lead - Other |  |  | Installation date is after the lead ban |  |  |  |  | Non-Lead |  |  |  | Domestic
MTR_022850 | 19908 118TH AVE SE | LOT 29 SPRING HILL |  |  | Non-Lead - Other | No | 1995-07-13 | 0 | Installation date is after the lead ban |  |  |  |  | Non-Lead - Other |  |  | Installation date is after the lead ban |  |  |  |  | Non-Lead |  |  |  | Domestic
MTR_027029 | 12831 SE 226TH PL | LOT 74 FERN CREST WEST |  |  | Non-Lead - Other | No | 2006-04-28 | 0 | Installation date is after the lead ban |  |  |  |  | Non-Lead - Other |  |  | Installation date is after the lead ban |  |  |  |  | Non-Lead |  |  |  | Domestic
MTR_021092 | 18822 135TH AVE SE | LOT 18 CEDAR ESTATES |  |  | Non-Lead - Other | No | 1984-04-04 | 0 | Installation date is after the lead ban |  |  |  |  | Non-Lead - Other |  |  | Installation date is after the lead ban |  |  |  |  | Non-Lead |  |  |  | Domestic
MTR_018783 | 18613 106TH PL SE | LOT 7 VISTA RIDGE |  |  | Non-Lead - Other | No | 1995-09-21 | 0 | Installation date is after the lead ban |  |  |  |  | Non-Lead - Other |  |  | Installation date is after the lead ban |  |  |  |  | Non-Lead |  |  |  | Domestic
MTR_021100 | 13544 SE 189TH PL | LOT 13 CEDAR ESTATES |  |  | Non-Lead - Other | No | 1984-04-04 | 0 | Installation date is after the lead ban |  |  |  |  | Non-Lead - Other |  |  | Installation date is after the lead ban |  |  |  |  | Non-Lead |  |  |  | Domestic
MTR_024832 | 14056 SE 202ND ST | L9 BLK2 FOWLERS ADD. |  |  | Non-Lead - Other | No |  | 0 | Installation date is after the lead ban |  |  |  |  | Non-Lead - Other |  |  | Installation date is after the lead ban |  |  |  |  | Non-Lead |  |  |  | Assumed
MTR_021151 | 13536 SE 189TH PL | LOT 15 CEDAR ESTATES |  |  | Non-Lead - Other | No | 1984-04-04 | 0 | Installation date is after the lead ban |  |  |  |  | Non-Lead - Other |  |  | Installation date is after the lead ban |  |  |  |  | Non-Lead |  |  |  | Domestic
MTR_011281 | 16433 111TH AVE SE-MOBILE HM | LOT 12 BLOCK 7 AKERS FARMS #6 |  |  | Non-Lead - Other | Unknown |  | 0 | Statistical analysis | Yes | Visual inspection at the meter pit |  |  | Non-Lead - Other |  |  | Statistical analysis | Yes | Visual inspection at the meter pit |  |  | Non-Lead |  |  |  | Domestic
MTR_020409 | 10205 SE 204TH ST | TL232 W1/2 SEC 5-22-5 |  |  | Non-Lead - Other | Unknown |  | 0 | Statistical analysis |  |  |  |  | Non-Lead - Other |  |  | Statistical analysis |  |  |  |  | Non-Lead |  |  |  | Assumed
MTR_019595 | 18524 114TH AVE SE | LOT 16 TOTH ESTATES (EMERALD GLEN) |  |  | Non-Lead - Other | No | 1996-08-20 | 0 | Installation date is after the lead ban |  |  |  |  | Non-Lead - Other |  |  | Installation date is after the lead ban |  |  |  |  | Non-Lead |  |  |  | Domestic
MTR_021192 | 14123 SE 198TH ST | LOT 7 LAKE YOUNGS PLACE |  |  | Non-Lead - Other | No | 1995-10-23 | 0 | Installation date is after the lead ban |  |  |  |  | Non-Lead - Other |  |  | Installation date is after the lead ban |  |  |  |  | Non-Lead |  |  |  | Domestic
MTR_020460 | 20513 103RD AVE SE | L9 BLK1 SUNSET VILLA |  |  | Non-Lead - Other | No |  | 0 | Installation date is after the lead ban |  |  |  |  | Non-Lead - Other |  |  | Installation date is after the lead ban |  |  |  |  | Non-Lead |  |  |  | Domestic
MTR_017133 | 11102 SE 183RD PL | LOT 22 MAPLE GLEN |  |  | Non-Lead - Other | No | 1977-03-18 | 0 | Installation date is after the lead ban |  |  |  |  | Non-Lead - Other |  |  | Installation date is after the lead ban |  |  |  |  | Non-Lead |  |  |  | Domestic
MTR_019430 | 19013 114TH CT SE | LOT 13 CHINQUAPIN RIDGE |  |  | Non-Lead - Other | No | 1995-09-19 | 0 | Installation date is after the lead ban |  |  |  |  | Non-Lead - Other |  |  | Installation date is after the lead ban |  |  |  |  | Non-Lead |  |  |  | Domestic
MTR_018623 | 20424 97TH AVE S | LOT 33 CHESTNUT RIDGE #1 |  |  | Non-Lead - Other | No |  | 0 | Installation date is after the lead ban |  |  |  |  | Non-Lead - Other |  |  | Installation date is after the lead ban |  |  |  |  | Non-Lead |  |  |  | Domestic
MTR_019105 | 19021 104TH PL SE | LOT 17 EAGLEBROOK |  |  | Non-Lead - Other | No |  | 0 | Installation date is after the lead ban |  |  |  |  | Non-Lead - Other |  |  | Installation date is after the lead ban |  |  |  |  | Non-Lead |  |  |  | Assumed
MTR_027667 | 21617 118TH PL SE | LOT 38 CROWN ROYAL II |  |  | Non-Lead - Other | No |  | 0 | Installation date is after the lead ban |  |  |  |  | Non-Lead - Other |  |  | Installation date is after the lead ban |  |  |  |  | Non-Lead |  |  |  | Assumed
MTR_020500 | 20036 103RD PL SE | L21 CHERRY TERRACE |  |  | Non-Lead - Other | No |  | 0 | Installation date is after the lead ban |  |  |  |  | Non-Lead - Other |  |  | Installation date is after the lead ban |  |  |  |  | Non-Lead |  |  |  | Assumed
MTR_020140 | 10327 SE 194TH PL | LOT1 KCSP #183036 |  |  | Non-Lead - Other | No |  | 0 | Installation date is after the lead ban |  |  |  |  | Non-Lead - Other |  |  | Installation date is after the lead ban |  |  |  |  | Non-Lead |  |  |  | Assumed
MTR_019043 | 18804 104TH PL SE | LOT 9 COUGAR MEADOWS |  |  | Non-Lead Plastic | No | 1989-10-23 | 0 | Field inspection only with no records | Yes | Visual inspection at meter pit | 2023-08-19 |  | Non-Lead Plastic |  |  | Field inspection only with no records | Yes | Visual inspection at meter pit | 2023-08-19 |  | Non-Lead |  |  |  | Domestic
MTR_018652 | 20307 96TH AVE S | LOT 3 CHESTNUT RIDGE #4 |  |  | Non-Lead - Other | Unknown |  | 0 | Statistical analysis |  |  |  |  | Non-Lead - Other |  |  | Statistical analysis |  |  |  |  | Non-Lead |  |  |  | Domestic
MTR_019044 | 10418 SE 188TH CT | LOT 10 COUGAR MEADOWS |  |  | Non-Lead Plastic | No | 1989-10-23 | 0 | Field inspection only with no records | Yes | Visual inspection at meter pit | 2023-08-14 |  | Non-Lead Plastic |  |  | Field inspection only with no records | Yes | Visual inspection at meter pit | 2023-08-14 |  | Non-Lead |  |  |  | Domestic
MTR_022192 | 11821 SE 186TH PL | LOT B-2 LEWIS SUB/DIV |  |  | Non-Lead - Other | No | 2015-06-13 | 0 | Converted CAD | No |  |  |  | Non-Lead - Other |  |  | Installation date is after the lead ban |  |  |  |  | Non-Lead |  |  |  | Domestic
MTR_020000 | 20307 102ND AVE SE | LOT 11 MAPLE TREE ESTATES |  |  | Non-Lead - Other | No | 2009-08-19 | 0 | Installation date is after the lead ban |  |  |  |  | Non-Lead - Other |  |  | Installation date is after the lead ban |  |  |  |  | Non-Lead |  |  |  | Domestic
MTR_027669 | 11716 SE 216TH CT | LOT 3 CROWN ROYAL II |  |  | Non-Lead - Other | No |  | 0 | Installation date is after the lead ban |  |  |  |  | Non-Lead - Other |  |  | Installation date is after the lead ban |  |  |  |  | Non-Lead |  |  |  | Assumed
MTR_024350 | 22029 103RD PL SE | E128.76 N213+ S345+ TR 21 UNEEDAN ORCHARDS |  |  | Non-Lead - Other | Unknown |  | 0 | Statistical analysis |  |  |  |  | Non-Lead - Other |  |  | Statistical analysis |  |  |  |  | Non-Lead |  |  |  | Domestic
MTR_021616 | 19831 132ND PL SE | L27 FOREST TRAILS #1 |  |  | Non-Lead - Other | No |  | 0 | Rectified Plan | No |  |  |  | Non-Lead - Other |  |  | Installation date is after the lead ban |  |  |  |  | Non-Lead |  |  |  | Domestic
MTR_016726 | 18236 154TH PL SE | LOT 48 CARRIAGEWOOD #4 |  |  | Non-Lead - Other | No | 1983-07-01 | 0 | Installation date is after the lead ban |  |  |  |  | Non-Lead - Other |  |  | Installation date is after the lead ban |  |  |  |  | Non-Lead |  |  |  | Domestic
MTR_024317 | 22115 104TH PL SE | W 128.63 LESS N 220.75 LESS S 300 TR20 UNEEDAN OR |  |  | Non-Lead - Other | Unknown |  | 0 | Statistical analysis |  |  |  |  | Non-Lead - Other |  |  | Statistical analysis |  |  |  |  | Non-Lead |  |  |  | Domestic
MTR_025641 | 21444 129TH PL SE | LOT 44 HILLSHIRE TERRACE |  |  | Non-Lead - Other | No | 1995-09-19 | 0 | Installation date is after the lead ban |  |  |  |  | Non-Lead - Other |  |  | Installation date is after the lead ban |  |  |  |  | Non-Lead |  |  |  | Domestic
MTR_026042 | 11804 SE 203RD ST | LOT 9 HEDLUND MEADOWS |  |  | Non-Lead - Other | No | 1995-08-01 | 0 | Installation date is after the lead ban |  |  |  |  | Non-Lead - Other |  |  | Installation date is after the lead ban |  |  |  |  | Non-Lead |  |  |  | Domestic
MTR_023881 | 21620 102ND PL SE | LOT 6 GARRISON GLEN |  |  | Non-Lead - Other | No | 2014-01-15 | 0 | Installation date is after the lead ban |  |  |  |  | Non-Lead - Other |  |  | Installation date is after the lead ban |  |  |  |  | Non-Lead |  |  |  | Domestic
MTR_025549 | 21506 127TH PL SE | LOT 3 GLENCARIN #3 |  |  | Non-Lead - Other | No |  | 0 | Installation date is after the lead ban |  |  |  |  | Non-Lead - Other |  |  | Installation date is after the lead ban |  |  |  |  | Non-Lead |  |  |  | Domestic
MTR_026043 | 11718 SE 203RD ST | LOT 10 HEDLUND MEADOWS |  |  | Non-Lead - Other | No | 1995-08-01 | 0 | Installation date is after the lead ban |  |  |  |  | Non-Lead Plastic |  |  | Field inspection only with no records | Yes | Visual inspection at meter pit | 2022-11-11 |  | Non-Lead |  |  |  | Domestic
MTR_024014 | 10254 SE 213TH PL | L25 & 26 OLYMP VW HTS 2 |  |  | Non-Lead - Other | Unknown |  | 0 | Statistical analysis |  |  |  |  | Non-Lead - Other |  |  | Statistical analysis |  |  |  |  | Non-Lead |  |  |  | Domestic
MTR_025509 | 12610 SE 212TH PL | LOT 18 GLENCARIN #3 |  |  | Non-Lead - Other | No |  | 0 | Installation date is after the lead ban |  |  |  |  | Non-Lead - Other |  |  | Installation date is after the lead ban |  |  |  |  | Non-Lead |  |  |  | Domestic
MTR_023953 | 10332 SE 212TH ST | LOT 38 STONEPINE |  |  | Non-Lead - Other | No |  | 0 | Installation date is after the lead ban |  |  |  |  | Non-Lead - Other |  |  | Installation date is after the lead ban |  |  |  |  | Non-Lead |  |  |  | Domestic
MTR_019432 | 18931 113TH WAY SE | LOT 70 CHINQUAPIN RIDGE |  |  | Non-Lead Plastic | No | 1995-09-19 | 0 | Field inspection only with no records | Yes | Visual inspection at meter pit | 2023-09-29 |  | Non-Lead Plastic |  |  | Field inspection only with no records | Yes | Visual inspection at meter pit | 2023-09-29 |  | Non-Lead |  |  |  | Domestic
MTR_025606 | 12902 SE 214TH PL | LOT 20 HILLSHIRE TERRACE |  |  | Non-Lead - Other | No | 1995-09-19 | 0 | Installation date is after the lead ban |  |  |  |  | Non-Lead - Other |  |  | Installation date is after the lead ban |  |  |  |  | Non-Lead |  |  |  | Domestic
MTR_023304 | 10628 SE 213TH CT | LOT 24 STONEPINE EAST |  |  | Non-Lead - Other | No | 1995-10-18 | 0 | Installation date is after the lead ban |  |  |  |  | Non-Lead - Other |  |  | Installation date is after the lead ban |  |  |  |  | Non-Lead |  |  |  | Domestic
MTR_018430 | 20207 94TH PL S | LOT 2 WHITNEY HEIGHTS |  |  | Non-Lead - Other | No | 1995-11-22 | 0 | Installation date is after the lead ban |  |  |  |  | Non-Lead - Other |  |  | Installation date is after the lead ban |  |  |  |  | Non-Lead |  |  |  | Domestic
MTR_025151 | 21007 125TH AVE SE | L44 GLENCARIN # 1 |  |  | Non-Lead - Other | No | 1968-03-08 | 0 | Installation date is after the lead ban |  |  |  |  | Non-Lead - Other |  |  | Installation date is after the lead ban |  |  |  |  | Non-Lead |  |  |  | Domestic
MTR_029159 | 21634 118TH PL SE | LOT 33 CROWN ROYAL II |  |  | Non-Lead - Other | No |  | 5.25 | Installation date is after the lead ban |  |  |  |  | Non-Lead - Other |  |  | Installation date is after the lead ban |  |  |  |  | Non-Lead |  |  |  | Hydrant
MTR_021186 | 14130 SE 198TH ST | LOT 1 LAKE YOUNGS PLACE |  |  | Non-Lead - Other | No | 1995-10-23 | 0 | Installation date is after the lead ban |  |  |  |  | Non-Lead - Other |  |  | Installation date is after the lead ban |  |  |  |  | Non-Lead |  |  |  | Domestic
MTR_020940 | 18616 134TH AVE SE | LOT 25 FOREST ESTATES |  |  | Non-Lead - Other | No | 1978-08-01 | 0 | Installation date is after the lead ban |  |  |  |  | Non-Lead - Other |  |  | Installation date is after the lead ban |  |  |  |  | Non-Lead |  |  |  | Domestic
MTR_027817 | 11621 SE 221ST ST | LOT 4 MEADOW GLEN |  |  | Non-Lead - Other | No |  | 0 | Installation date is after the lead ban |  |  |  |  | Non-Lead - Other |  |  | Installation date is after the lead ban |  |  |  |  | Non-Lead |  |  |  | Domestic
MTR_020937 | 18628 134TH AVE SE | LOT 23 FOREST ESTATES |  |  | Non-Lead - Other | No | 1978-08-01 | 0 | Installation date is after the lead ban |  |  |  |  | Non-Lead - Other |  |  | Installation date is after the lead ban |  |  |  |  | Non-Lead |  |  |  | Domestic
MTR_027672 | 11818 SE 218TH PL | LOT 6 CROWN TERRACE |  |  | Non-Lead - Other | No |  | 0 | Installation date is after the lead ban |  |  |  |  | Non-Lead Plastic |  |  | Field inspection only with no records | Yes | Visual inspection at meter pit | 2022-12-23 |  | Non-Lead |  |  |  | Domestic
MTR_018018 | 13435 SE 183RD ST | LOT 321 FOREST ESTATES 3 |  |  | Non-Lead - Other | No | 1983-08-01 | 0 | Installation date is after the lead ban |  |  |  |  | Non-Lead - Other |  |  | Installation date is after the lead ban |  |  |  |  | Non-Lead |  |  |  | Domestic
MTR_027928 | 12020 SE 219TH CT | LOT 20 CROWN ROYAL |  |  | Non-Lead - Other | No |  | 0 | Installation date is after the lead ban |  |  |  |  | Non-Lead - Other |  |  | Installation date is after the lead ban |  |  |  |  | Non-Lead |  |  |  | Domestic
MTR_027237 | 13221 SE 236TH PL | LOT 4 MERIDIAN FOREST |  |  | Non-Lead - Plastic | No | 1995-08-24 | 1 | Rectified Plan | No |  |  |  | Non-Lead - Other |  |  | Installation date is after the lead ban |  |  |  |  | Non-Lead |  |  |  | Domestic
MTR_020941 | 13513 SE 186TH PL | LOT 17 FOREST ESTATES |  |  | Non-Lead - Other | No | 1978-08-01 | 1 | Installation date is after the lead ban |  |  |  |  | Non-Lead - Other |  |  | Installation date is after the lead ban |  |  |  |  | Non-Lead |  |  |  | Domestic
MTR_027855 | 12022 SE 222ND PL | LOT 94 MEADOWGREEN EST. |  |  | Non-Lead - Other | No |  | 0 | Installation date is after the lead ban |  |  |  |  | Non-Lead - Other |  |  | Installation date is after the lead ban |  |  |  |  | Non-Lead |  |  |  | Domestic
MTR_026045 | 11919 SE 203RD ST | LOT 23 HEDLUND MEADOWS |  |  | Non-Lead - Other | No | 1995-08-01 | 0 | Installation date is after the lead ban |  |  |  |  | Non-Lead - Other |  |  | Installation date is after the lead ban |  |  |  |  | Non-Lead |  |  |  | Domestic
MTR_020934 | 18433 135TH PL SE | L228 FOREST ESTATES 2 |  |  | Non-Lead - Other | No |  | 0 | Installation date is after the lead ban |  |  |  |  | Non-Lead - Other |  |  | Installation date is after the lead ban |  |  |  |  | Non-Lead |  |  |  | Domestic
MTR_027794 | 12011 SE 222ND PL | LOT 87 MEADOWGREEN EST |  |  | Non-Lead - Other | No |  | 0 | Installation date is after the lead ban |  |  |  |  | Non-Lead - Other |  |  | Installation date is after the lead ban |  |  |  |  | Non-Lead |  |  |  | Domestic
MTR_028701 | 11228 SE 216TH ST | LOT 34 WEST CREEK MEADOWS |  |  | Non-Lead - Other | No |  | 0 | Installation date is after the lead ban |  |  |  |  | Non-Lead - Other |  |  | Installation date is after the lead ban |  |  |  |  | Non-Lead |  |  |  | Domestic
MTR_021055 | 18522 135TH PL SE | LOT 201 FOREST ESTATES 2 |  |  | Non-Lead - Other | No | 1978-08-01 | 1 | Installation date is after the lead ban |  |  |  |  | Non-Lead - Other |  |  | Installation date is after the lead ban |  |  |  |  | Non-Lead |  |  |  | Domestic
MTR_028497 | 22138 124TH AVE SE | LOT 57 SUMMERGLEN #1 |  |  | Non-Lead - Other | No |  | 0 | Installation date is after the lead ban |  |  |  |  | Non-Lead - Other |  |  | Installation date is after the lead ban |  |  |  |  | Non-Lead |  |  |  | Domestic
MTR_027240 | 23924 139TH PL SE | LOT 15 COUNTRY CLUB NORTH #1 |  |  | Non-Lead Plastic | No | 1999-02-03 | 0.75 | Field inspection only with no records | Yes | Visual inspection at meter pit | 2023-10-20 |  | Non-Lead Plastic |  |  | Field inspection only with no records | Yes | Visual inspection at meter pit | 2023-10-20 |  | Non-Lead |  |  |  | Domestic
MTR_006191 | 16231 123RD AVE SE | L14 BLK5 CASCADE HILLS#3 |  |  | Non-Lead - Other | No | 2007-07-01 | 1 | Rectified Plan |  |  |  |  | Non-Lead - Other |  |  | Statistical analysis |  |  |  |  | Non-Lead |  |  |  | Domestic
MTR_022056 | 12004 SE 188TH ST | 5300L6 TR1 NW GDN TR#6 |  |  | Non-Lead - Other | Unknown |  | 0 | Statistical analysis |  |  |  |  | Non-Lead - Other |  |  | Statistical analysis |  |  |  |  | Non-Lead |  |  |  | Assumed
MTR_018784 | 18609 106TH PL SE | LOT 6 VISTA RIDGE |  |  | Non-Lead Plastic | No | 1995-09-21 | 0 | Field inspection only with no records | Yes | Visual inspection at meter pit | 2023-08-05 |  | Non-Lead Plastic |  |  | Field inspection only with no records | Yes | Visual inspection at meter pit | 2023-08-05 |  | Non-Lead |  |  |  | Domestic
MTR_022044 | 18820 120TH AVE SE | SO. 147.18 OF L1 NW GARDENS TRTS 5 |  |  | Non-Lead - Other | Unknown |  | 0 | Statistical analysis |  |  |  |  | Non-Lead - Other |  |  | Statistical analysis |  |  |  |  | Non-Lead |  |  |  | Assumed
MTR_006188 | 16200 123RD AVE SE | L10 BLK5 CASCADE HILLS#3 |  |  | Non-Lead - Other | No | 2007-07-01 | 1 | Rectified Plan |  |  |  |  | Non-Lead - Other |  |  | Statistical analysis |  |  |  |  | Non-Lead |  |  |  | Domestic
MTR_027242 | 13208 SE 236TH PL | LOT 15 MERIDIAN FOREST |  |  | Non-Lead Plastic | No | 1995-08-24 | 1 | Field inspection only with no records | Yes | Visual inspection at meter pit | 2023-10-28 |  | Non-Lead Plastic |  |  | Field inspection only with no records | Yes | Visual inspection at meter pit | 2023-10-28 |  | Non-Lead |  |  |  | Domestic
MTR_006193 | 16247 123RD AVE SE | L16 BLK5 CASCADE HILLS#3 |  |  | Non-Lead - Other | No | 2007-07-01 | 1 | Rectified Plan |  |  |  |  | Non-Lead - Other |  |  | Statistical analysis |  |  |  |  | Non-Lead |  |  |  | Domestic
MTR_011798 | 16036 131ST PL SE | L5 FAIRWOOD #9 |  |  | Non-Lead - Other | No |  | 1 | Installation date is after the lead ban |  |  |  |  | Non-Lead - Other |  |  | Installation date is after the lead ban |  |  |  |  | Non-Lead |  |  |  | Domestic
MTR_028806 | 10804 SE 218TH ST | LOT 20 BLOCK 2 TWIN MAPLES |  |  | Non-Lead - Other | Unknown |  | 0 | Statistical analysis |  |  |  |  | Non-Lead - Other |  |  | Statistical analysis |  |  |  |  | Non-Lead |  |  |  | Assumed
MTR_006189 | 16203 123RD AVE SE | L11 BLK5 CASCADE HILLS#3 |  |  | Non-Lead - Other | No | 2007-07-01 | 1 | Rectified Plan |  |  |  |  | Non-Lead - Other |  |  | Statistical analysis |  |  |  |  | Non-Lead |  |  |  | Domestic
MTR_011145 | 11311 SE 162ND ST | E 75 OF THE N 297.49 LOT 4 BLK 3 AKER'S FARMS #6 |  |  | Non-Lead - Other | Unknown |  | 0 | Statistical analysis |  |  |  |  | Non-Lead - Other |  |  | Statistical analysis |  |  |  |  | Non-Lead |  |  |  | Domestic
MTR_027243 | 13202 SE 236TH PL | LOT 16 MERIDIAN FOREST |  |  | Non-Lead - Plastic | No | 1995-08-24 | 1 | Rectified Plan | No |  |  |  | Non-Lead - Other |  |  | Installation date is after the lead ban |  |  |  |  | Non-Lead |  |  |  | Domestic
MTR_016821 | 15013 SE 184TH ST | LOT 13 CARRIAGEWOOD #5 |  |  | Non-Lead - Other | No | 1983-07-01 | 0 | Installation date is after the lead ban |  |  |  |  | Non-Lead - Other |  |  | Installation date is after the lead ban |  |  |  |  | Non-Lead |  |  |  | Domestic
MTR_022572 | 19358 114TH PL SE | LOT 14 PLATEAU @ PANTHER LAKE |  |  | Non-Lead - Other | No | 2007-03-05 | 0 | Installation date is after the lead ban |  |  |  |  | Non-Lead - Other |  |  | Installation date is after the lead ban |  |  |  |  | Non-Lead |  |  |  | Domestic
MTR_028145 | 22249 131ST AVE SE | LOT 31 MATHESON PARK #2 |  |  | Non-Lead - Other | No | 1995-07-21 | 0 | Installation date is after the lead ban |  |  |  |  | Non-Lead - Other |  |  | Installation date is after the lead ban |  |  |  |  | Non-Lead |  |  |  | Domestic
MTR_024836 | 14026 SE 202ND ST | LOT 13 BLOCK 2 FOWLERS ADDITION |  |  | Non-Lead - Other | No |  | 0 | Installation date is after the lead ban |  |  |  |  | Non-Lead - Other |  |  | Installation date is after the lead ban |  |  |  |  | Non-Lead |  |  |  | Assumed
MTR_019737 | 18827 110TH CT SE | L21 GARDENVIEW EST |  |  | Non-Lead - Other | No |  | 0 | Installation date is after the lead ban |  |  |  |  | Non-Lead - Other |  |  | Installation date is after the lead ban |  |  |  |  | Non-Lead |  |  |  | Domestic
MTR_019045 | 10426 SE 189TH CT | LOT 20 COUGAR MEADOWS |  |  | Non-Lead Plastic | No | 1989-10-23 | 0 | Field inspection only with no records | Yes | Visual inspection at meter pit | 2023-08-05 |  | Non-Lead Plastic |  |  | Field inspection only with no records | Yes | Visual inspection at meter pit | 2023-08-05 |  | Non-Lead |  |  |  | Domestic
MTR_007210 | 16736 125TH AVE SE | L 10 B 2 CASCADE HILLS 4 |  |  | Non-Lead - Other | No | 2019-08-05 | 0 | Rectified Plan |  |  |  |  | Non-Lead - Other |  |  | Statistical analysis |  |  |  |  | Non-Lead |  |  |  | Domestic
MTR_020263 | 20705 104TH PL SE | L2 B1 JO-VEL MANOR |  |  | Non-Lead - Other | Unknown |  | 0 | Statistical analysis |  |  |  |  | Non-Lead - Other |  |  | Statistical analysis |  |  |  |  | Non-Lead |  |  |  | Domestic
MTR_007374 | 16624 125TH AVE SE | L4 B2 CASCADE HILLS 4 |  |  | Non-Lead - Other | No | 2019-08-05 | 0 | Rectified Plan |  |  |  |  | Non-Lead - Other |  |  | Statistical analysis |  |  |  |  | Non-Lead |  |  |  | Domestic
MTR_007211 | 16744 125TH AVE SE | L 11 B 2 CASCADE HILLS 4 |  |  | Non-Lead - Other | No | 2019-08-05 | 0 | Rectified Plan |  |  |  |  | Non-Lead - Other |  |  | Statistical analysis |  |  |  |  | Non-Lead |  |  |  | Domestic
MTR_019047 | 10415 SE 189TH CT | LOT 22 COUGAR MEADOWS |  |  | Non-Lead - Other | No | 1989-10-23 | 0 | Installation date is after the lead ban |  |  |  |  | Non-Lead - Other |  |  | Installation date is after the lead ban |  |  |  |  | Non-Lead |  |  |  | Domestic
MTR_003350 | 16618 125TH AVE SE | L3 B2 CASCADE HILLS 4 |  |  | Non-Lead - Other | No | 2019-08-05 | 0 | Rectified Plan |  |  |  |  | Non-Lead - Other |  |  | Statistical analysis |  |  |  |  | Non-Lead |  |  |  | Domestic
MTR_026048 | 11717 SE 203RD ST | LOT 15 HEDLUND MEADOWS |  |  | Non-Lead - Other | No | 1995-08-01 | 0 | Installation date is after the lead ban |  |  |  |  | Non-Lead - Other |  |  | Installation date is after the lead ban |  |  |  |  | Non-Lead |  |  |  | Domestic
MTR_002926 | 16752 125TH AVE SE | L 12 B 2 CASCADE HILLS 4 |  |  | Non-Lead - Other | No | 2019-08-05 | 0 | Rectified Plan |  |  |  |  | Non-Lead - Other |  |  | Statistical analysis |  |  |  |  | Non-Lead |  |  |  | Domestic
MTR_027673 | 21642 117TH PL SE | LOT 44 CROWN ROYAL II |  |  | Non-Lead - Other | No |  | 0 | Installation date is after the lead ban |  |  |  |  | Non-Lead - Other |  |  | Installation date is after the lead ban |  |  |  |  | Non-Lead |  |  |  | Assumed
MTR_007376 | 16612 125TH AVE SE | L2 B2 CASCADE HILLS 4 |  |  | Non-Lead - Other | No | 2019-08-05 | 0 | Rectified Plan |  |  |  |  | Non-Lead - Other |  |  | Statistical analysis |  |  |  |  | Non-Lead |  |  |  | Domestic
MTR_027674 | 11741 SE 217TH PL | LOT 17 CROWN ROYAL #2 |  |  | Non-Lead Plastic | No |  | 0 | Field inspection only with no records | Yes | Visual inspection at meter pit | 2023-09-16 |  | Non-Lead Plastic |  |  | Field inspection only with no records | Yes | Visual inspection at meter pit | 2023-09-16 |  | Non-Lead |  |  |  | Assumed
MTR_017810 | 18204 116TH AVE SE | L5 B1 NW GARDEN TRTS 2 |  |  | Copper | Unknown |  | 0 | Relative Placement | Yes | Visual inspection at the meter pit | 2024-02-21 |  | Copper |  |  | Field inspection only with no records | Yes | Visual inspection at the meter pit | 2024-02-21 |  | Non-Lead |  |  |  | Assumed
MTR_027678 | 11719 SE 216TH CT | LOT 7 CROWN ROYAL II |  |  | Non-Lead - Other | No |  | 0 | Installation date is after the lead ban |  |  |  |  | Non-Lead - Other |  |  | Installation date is after the lead ban |  |  |  |  | Non-Lead |  |  |  | Assumed
MTR_015537 | 17526 128TH AVE SE | LOT 15 EMERALD VISTA |  |  | Non-Lead - Other | No | 2001-03-01 | 0 | Installation date is after the lead ban |  |  |  |  | Non-Lead - Other |  |  | Installation date is after the lead ban |  |  |  |  | Non-Lead |  |  |  | Domestic
MTR_028650 | 21718 113TH PL SE | LOT 6 WEST CREEK MEADOWS |  |  | Non-Lead - Other | No | 1995-09-20 | 0 | Installation date is after the lead ban |  |  |  |  | Non-Lead - Other |  |  | Installation date is after the lead ban |  |  |  |  | Non-Lead |  |  |  | Domestic
MTR_014268 | 10932 SE 170TH ST | LOT 4 THRESHOLD HOUSING DIVISION 1 |  |  | Non-Lead - Other | No | 1995-08-21 | 1 | Rectified Plan | No |  |  |  | Non-Lead - Other |  |  | Installation date is after the lead ban |  |  |  |  | Non-Lead |  |  |  | Domestic
MTR_016433 | 15909 SE 178TH ST | L118 CANDLEWOOD RIDGE #1 |  |  | Non-Lead - Other | No |  | 0 | Installation date is after the lead ban |  |  |  |  | Non-Lead - Other |  |  | Installation date is after the lead ban |  |  |  |  | Non-Lead |  |  |  | Domestic
MTR_029596 | 11444 SE 225TH ST | L 56 STOCKTON |  |  | Non-Lead - Other | No |  | 0 | Installation date is after the lead ban |  |  |  |  | Non-Lead - Other |  |  | Installation date is after the lead ban |  |  |  |  | Non-Lead |  |  |  | Domestic
MTR_014272 | 10931 SE 169TH PL | LOT 8 THRESHOLD HOUSING DIVISION 1 |  |  | Non-Lead - Other | No | 1995-08-21 | 1 | Rectified Plan | No |  |  |  | Non-Lead - Other |  |  | Installation date is after the lead ban |  |  |  |  | Non-Lead |  |  |  | Domestic
MTR_016510 | 15929 SE 177TH ST | L97 CANDLEWOOD RIDGE #1 |  |  | Non-Lead - Other | No |  | 0 | Installation date is after the lead ban |  |  |  |  | Non-Lead - Other |  |  | Installation date is after the lead ban |  |  |  |  | Non-Lead |  |  |  | Domestic
MTR_017844 | 17648 128TH AVE SE | LOT 25 EMERALD VISTA |  |  | Non-Lead - Other | No | 2001-03-01 | 0 | Installation date is after the lead ban |  |  |  |  | Non-Lead - Other |  |  | Installation date is after the lead ban |  |  |  |  | Non-Lead |  |  |  | Domestic
MTR_022912 | 19504 122ND PL SE | LOT 4 VISTA VIEW HGTS 3 |  |  | Non-Lead - Other | No |  | 0 | Installation date is after the lead ban |  |  |  |  | Non-Lead - Other |  |  | Installation date is after the lead ban |  |  |  |  | Non-Lead |  |  |  | Assumed
MTR_016252 | 17702 162ND AVE SE | LOT 77 CANDLEWOOD RIDGE #3 |  |  | Non-Lead - Other | No | 1977-07-13 | 1 | Installation date is after the lead ban |  |  |  |  | Non-Lead - Other |  |  | Installation date is after the lead ban |  |  |  |  | Non-Lead |  |  |  | Domestic
MTR_019337 | 9421 S 200TH ST | TL35 E1/2 SEC 6-22-5 |  |  | Non-Lead - Other | Unknown |  | 0 | Statistical analysis |  |  |  |  | Non-Lead - Other |  |  | Statistical analysis |  |  |  |  | Non-Lead |  |  |  | Assumed
MTR_015094 | 12005 SE 157TH PL | L1 B1 CASCADE VILLAGE #1 |  |  | Non-Lead - Other | No | 2014-04-16 | 1 | Rectified Plan |  |  |  |  | Non-Lead - Other |  |  | Statistical analysis |  |  |  |  | Non-Lead |  |  |  | Domestic
MTR_016462 | 17544 157TH PL SE | LOT 74 CANDLEWOOD RIDGE #1 |  |  | Non-Lead - Other | No |  | 0 | Installation date is after the lead ban |  |  |  |  | Non-Lead - Other |  |  | Installation date is after the lead ban |  |  |  |  | Non-Lead |  |  |  | Domestic
MTR_014269 | 10926 SE 170TH ST | LOT 5 THRESHOLD #1 PHASE #1 |  |  | Non-Lead Plastic | No | 1995-08-21 | 1 | Field inspection only with no records | Yes | Visual inspection at meter pit | 2023-02-04 |  | Non-Lead Plastic |  |  | Field inspection only with no records | Yes | Visual inspection at meter pit | 2023-02-04 |  | Non-Lead |  |  |  | Domestic
MTR_006192 | 16239 123RD AVE SE | L15 BLK5 CASCADE HILLS#3 |  |  | Non-Lead - Other | No | 2007-07-01 | 1 | Rectified Plan |  |  |  |  | Non-Lead - Other |  |  | Statistical analysis |  |  |  |  | Non-Lead |  |  |  | Domestic
MTR_016257 | 16203 SE 179TH ST | LOT 4 CANDLEWOOD RIDGE #3 |  |  | Non-Lead - Plastic | No | 1977-07-13 | 1 | Rectified Plan | No |  |  |  | Non-Lead - Other |  |  | Installation date is after the lead ban |  |  |  |  | Non-Lead |  |  |  | Domestic
MTR_014294 | 16921 109TH PL SE | LOT 30 THRESHOLD HOUSING DIVISION 1 |  |  | Non-Lead Plastic | No | 1995-08-21 | 1 | Field inspection only with no records | Yes | Visual inspection at meter pit | 2023-02-04 |  | Non-Lead Plastic |  |  | Field inspection only with no records | Yes | Visual inspection at meter pit | 2023-02-04 |  | Non-Lead |  |  |  | Domestic
MTR_007644 | 12309 SE 164TH ST | L 9 CASCADE HILLS 7 |  |  | Non-Lead - Other | No | 2007-07-01 | 1 | Rectified Plan |  |  |  |  | Non-Lead - Other |  |  | Statistical analysis |  |  |  |  | Non-Lead |  |  |  | Domestic
MTR_016247 | 16206 SE 178TH ST | LOT 73 CANDLEWOOD RIDGE #3 |  |  | Non-Lead - Other | No | 1977-07-13 | 1 | Installation date is after the lead ban |  |  |  |  | Non-Lead - Other |  |  | Installation date is after the lead ban |  |  |  |  | Non-Lead |  |  |  | Domestic
MTR_014295 | 16927 109TH PL SE | LOT 31 THRESHOLD #1 PHASE 1 |  |  | Non-Lead Plastic | No | 1995-08-21 | 1 | Field inspection only with no records | Yes | Visual inspection at meter pit | 2023-02-04 |  | Non-Lead Plastic |  |  | Field inspection only with no records | Yes | Visual inspection at meter pit | 2023-02-04 |  | Non-Lead |  |  |  | Domestic
MTR_006190 | 16215 123RD AVE SE | L12 BLK5 CASCADE HILLS#3 |  |  | Non-Lead - Other | No | 2007-07-01 | 1 | Rectified Plan |  |  |  |  | Non-Lead - Other |  |  | Statistical analysis |  |  |  |  | Non-Lead |  |  |  | Domestic
MTR_027679 | 11755 SE 217TH PL | LOT 19 CROWN ROYAL II |  |  | Non-Lead - Other | No |  | 0 | Installation date is after the lead ban |  |  |  |  | Non-Lead - Other |  |  | Installation date is after the lead ban |  |  |  |  | Non-Lead |  |  |  | Assumed
MTR_001766 | 23137 131ST AVE SE | LOT 4 MISTY MEADOWS #1 |  |  | Non-Lead - Other | No |  | 0 | Installation date is after the lead ban |  |  |  |  | Non-Lead - Other |  |  | Installation date is after the lead ban |  |  |  |  | Non-Lead |  |  |  | Domestic
MTR_000002 | 12303 SE 164TH ST | L 8 CASCADE HILLS 7 |  |  | Non-Lead - Other | No | 2007-07-01 | 1 | Rectified Plan |  |  |  |  | Non-Lead - Other |  |  | Statistical analysis |  |  |  |  | Non-Lead |  |  |  | Domestic
MTR_027245 | 13203 SE 236TH PL | LOT 1 MERIDIAN FOREST |  |  | Non-Lead Plastic | No | 1995-08-24 | 1 | Field inspection only with no records | Yes | Visual inspection at meter pit | 2023-10-28 |  | Non-Lead Plastic |  |  | Field inspection only with no records | Yes | Visual inspection at meter pit | 2023-10-28 |  | Non-Lead |  |  |  | Domestic
MTR_026381 | 22511 126TH AVE SE | LOT 77 PHEASANTS HOLLOW |  |  | Non-Lead - Other | No | 1996-02-26 | 0 | Installation date is after the lead ban |  |  |  |  | Non-Lead - Other |  |  | Installation date is after the lead ban |  |  |  |  | Non-Lead |  |  |  | Domestic
MTR_003024 | 12323 SE 164TH ST | L 11 CASCADE HILLS 7 |  |  | Non-Lead - Other | No | 2007-07-01 | 1 | Rectified Plan |  |  |  |  | Non-Lead - Other |  |  | Statistical analysis |  |  |  |  | Non-Lead |  |  |  | Domestic
MTR_017043 | 17907 112TH AVE SE | LOT 16 ORCHARD PARK #2 |  |  | Non-Lead Plastic | No | 1995-09-05 | 0 | Field inspection only with no records | Yes | Visual inspection at meter pit | 2023-07-29 |  | Non-Lead Plastic |  |  | Field inspection only with no records | Yes | Visual inspection at meter pit | 2023-07-29 |  | Non-Lead |  |  |  | Domestic
MTR_027114 | 12810 SE 226TH PL | LOT 77 FERN CREST WEST |  |  | Non-Lead - Other | No | 2006-04-28 | 0 | Installation date is after the lead ban |  |  |  |  | Non-Lead - Other |  |  | Installation date is after the lead ban |  |  |  |  | Non-Lead |  |  |  | Domestic
MTR_007643 | 12315 SE 164TH ST | L 10 CASCADE HILLS 7 |  |  | Non-Lead - Other | No | 2007-07-01 | 1 | Rectified Plan |  |  |  |  | Non-Lead - Other |  |  | Statistical analysis |  |  |  |  | Non-Lead |  |  |  | Domestic
MTR_019439 | 11217 SE 189TH CT | LOT 95 CHINQUAPIN RIDGE |  |  | Non-Lead - Other | No | 1995-09-19 | 0 | Installation date is after the lead ban |  |  |  |  | Non-Lead - Other |  |  | Installation date is after the lead ban |  |  |  |  | Non-Lead |  |  |  | Domestic
MTR_016529 | 17729 161ST AVE SE | L38 CANDLEWOOD RIDGE #1 |  |  | Non-Lead - Other | No |  | 0 | Installation date is after the lead ban |  |  |  |  | Non-Lead - Other |  |  | Installation date is after the lead ban |  |  |  |  | Non-Lead |  |  |  | Domestic
MTR_026374 | 22533 125TH PL SE | LOT 65 PHEASANTS HOLLOW |  |  | Non-Lead - Other | No | 1996-02-26 | 0 | Installation date is after the lead ban |  |  |  |  | Non-Lead - Other |  |  | Installation date is after the lead ban |  |  |  |  | Non-Lead |  |  |  | Domestic
MTR_017027 | 17816 112TH AVE SE | LOT 6 ORCHARD PARK #2 |  |  | Non-Lead - Other | No | 1995-09-05 | 0 | Installation date is after the lead ban |  |  |  |  | Non-Lead - Other |  |  | Installation date is after the lead ban |  |  |  |  | Non-Lead |  |  |  | Domestic
MTR_027121 | 22766 129TH PL SE | LOT 111 FERN CREST WEST |  |  | Non-Lead - Other | No | 2006-04-28 | 0 | Installation date is after the lead ban |  |  |  |  | Non-Lead - Other |  |  | Installation date is after the lead ban |  |  |  |  | Non-Lead |  |  |  | Domestic
MTR_016418 | 17811 160TH AVE SE | L106 CANDLEWOOD RIDGE #1 |  |  | Non-Lead - Other | No |  | 0 | Installation date is after the lead ban |  |  |  |  | Non-Lead - Other |  |  | Installation date is after the lead ban |  |  |  |  | Non-Lead |  |  |  | Domestic
MTR_027058 | 22664 128TH PL SE | LOT 58 FERN CREST WEST |  |  | Non-Lead - Other | No | 2006-04-28 | 0 | Installation date is after the lead ban |  |  |  |  | Non-Lead - Other |  |  | Installation date is after the lead ban |  |  |  |  | Non-Lead |  |  |  | Domestic
MTR_017028 | 17810 112TH AVE SE | LOT 7 ORCHARD PARK #2 |  |  | Non-Lead Plastic | No | 1995-09-05 | 0 | Field inspection only with no records | Yes | Visual inspection at meter pit | 2023-07-29 |  | Non-Lead Plastic |  |  | Field inspection only with no records | Yes | Visual inspection at meter pit | 2023-07-29 |  | Non-Lead |  |  |  | Domestic
MTR_016307 | 15710 SE 178TH PL | LOT 10 CANDLEWOOD #2 |  |  | Non-Lead - Other | No | 1976-05-06 | 0 | Installation date is after the lead ban |  |  |  |  | Non-Lead - Other |  |  | Installation date is after the lead ban |  |  |  |  | Non-Lead |  |  |  | Domestic
MTR_026625 | 22826 126TH PL SE | L40 MEREDIAN HIGHLANDS |  |  | Non-Lead - Other | No |  | 0 | Installation date is after the lead ban |  |  |  |  | Non-Lead - Other |  |  | Installation date is after the lead ban |  |  |  |  | Non-Lead |  |  |  | Domestic
MTR_019440 | 18909 113TH WAY SE | LOT 73 CHINQUAPIN RIDGE |  |  | Non-Lead - Other | No | 1995-09-19 | 0 | Installation date is after the lead ban |  |  |  |  | Non-Lead - Other |  |  | Installation date is after the lead ban |  |  |  |  | Non-Lead |  |  |  | Domestic
MTR_016420 | 17726 160TH AVE SE | LOT 52 CANDLEWOOD RIDGE #1 |  |  | Non-Lead - Other | No |  | 0 | Installation date is after the lead ban |  |  |  |  | Non-Lead - Other |  |  | Installation date is after the lead ban |  |  |  |  | Non-Lead |  |  |  | Domestic
MTR_001557 | 13004 SE 234TH ST | S 1/2 L6 MERIDIAN VILLA |  |  | Non-Lead - Other | No |  | 0 | Installation date is after the lead ban |  |  |  |  | Non-Lead - Other |  |  | Installation date is after the lead ban |  |  |  |  | Non-Lead |  |  |  | Assumed
MTR_022827 | 11908 SE 199TH CT | LOT 13 SPRING HILL |  |  | Non-Lead - Other | No | 1995-07-13 | 0 | Installation date is after the lead ban |  |  |  |  | Non-Lead - Other |  |  | Installation date is after the lead ban |  |  |  |  | Non-Lead |  |  |  | Domestic
MTR_021776 | 13346 SE 197TH ST | LOT 19 FOREST TRAILS #2 |  |  | Non-Lead - Other | No |  | 0 | Installation date is after the lead ban |  |  |  |  | Non-Lead - Other |  |  | Installation date is after the lead ban |  |  |  |  | Non-Lead |  |  |  | Assumed
MTR_026370 | 22528 125TH PL SE | LOT 70 PHEASANTS HOLLOW |  |  | Non-Lead - Other | No | 1996-02-26 | 0 | Installation date is after the lead ban |  |  |  |  | Non-Lead - Other |  |  | Installation date is after the lead ban |  |  |  |  | Non-Lead |  |  |  | Domestic
MTR_027680 | 11720 SE 216TH CT | LOT 2 CROWN ROYAL II |  |  | Non-Lead Plastic | No |  | 0 | Field inspection only with no records | Yes | Visual inspection at meter pit | 2023-09-18 |  | Non-Lead Plastic |  |  | Field inspection only with no records | Yes | Visual inspection at meter pit | 2023-09-18 |  | Non-Lead |  |  |  | Assumed
MTR_016865 | 15320 SE 179TH ST | LOT 2 CANDLEWOOD RIDGE #5 |  |  | Non-Lead - Other | No | 1978-02-01 | 0 | Installation date is after the lead ban |  |  |  |  | Non-Lead - Other |  |  | Installation date is after the lead ban |  |  |  |  | Non-Lead |  |  |  | Domestic
MTR_029161 | 11617 SE 229TH PL | LOT 24 HUNTERS RUN DIVISION II |  |  | Non-Lead - Other | No |  | 0 | Installation date is after the lead ban |  |  |  |  | Non-Lead - Other |  |  | Installation date is after the lead ban |  |  |  |  | Non-Lead |  |  |  | Domestic
MTR_026412 | 12511 SE 226TH ST | LOT 86 PHEASANTS HOLLOW |  |  | Non-Lead - Other | No | 1996-02-26 | 0 | Installation date is after the lead ban |  |  |  |  | Non-Lead - Other |  |  | Installation date is after the lead ban |  |  |  |  | Non-Lead |  |  |  | Domestic
MTR_027848 | 21830 121ST PL SE | L17 GLENCARIN TRACE |  |  | Non-Lead - Other | No |  | 0 | Installation date is after the lead ban |  |  |  |  | Non-Lead - Other |  |  | Installation date is after the lead ban |  |  |  |  | Non-Lead |  |  |  | Domestic
MTR_027682 | 12343 SE 221ST ST | LOT 34 GLENCARIN SOUTH |  |  | Non-Lead - Other | No |  | 0 | Installation date is after the lead ban |  |  |  |  | Non-Lead - Other |  |  | Installation date is after the lead ban |  |  |  |  | Non-Lead |  |  |  | Domestic
MTR_026538 | 23019 128TH PL SE | LOT 48 MISTY MEADOWS #3 |  |  | Non-Lead - Other | No |  | 0 | Installation date is after the lead ban |  |  |  |  | Non-Lead - Other |  |  | Installation date is after the lead ban |  |  |  |  | Non-Lead |  |  |  | Domestic
MTR_020653 | 19108 130TH AVE SE | LOT 8 BOULEVARD LANE #7 |  |  | Non-Lead - Other | No | 1976-05-24 | 0 | Installation date is after the lead ban |  |  |  |  | Non-Lead - Other |  |  | Installation date is after the lead ban |  |  |  |  | Non-Lead |  |  |  | Domestic
MTR_023488 | 11211 SE 214TH ST | L 22 BENSON HILLS NO 2 |  |  | Non-Lead Plastic | Unknown |  | 0 | Relative Placement | Yes | Visual inspection at the meter pit | 2024-02-01 |  | Copper |  |  | Field inspection only with no records | Yes | Visual inspection at the meter pit | 2024-02-01 |  | Non-Lead |  |  |  | Assumed
MTR_027074 | 12823 SE 227TH ST | LOT 50 FERN CREST WEST |  |  | Non-Lead - Other | No | 2006-04-28 | 0 | Installation date is after the lead ban |  |  |  |  | Non-Lead - Other |  |  | Installation date is after the lead ban |  |  |  |  | Non-Lead |  |  |  | Domestic
MTR_020736 | 18777 130TH AVE SE | LOT 33 BLVD. LANES #4 |  |  | Non-Lead - Other | No | 1968-06-14 | 0 | Installation date is after the lead ban |  |  |  |  | Non-Lead - Other |  |  | Installation date is after the lead ban |  |  |  |  | Non-Lead |  |  |  | Domestic
MTR_021241 | 19839 142ND AVE SE | L2 KCSP 7801120820 (LOT 9 LAKE YOUNGS PLACE) |  |  | Non-Lead - Other | No |  | 0 | Installation date is after the lead ban |  |  |  |  | Non-Lead - Other |  |  | Installation date is after the lead ban |  |  |  |  | Non-Lead |  |  |  | Assumed
MTR_024081 | 20832 102ND PL SE | LOT 80 STONEPINE |  |  | Non-Lead - Other | No |  | 0 | Installation date is after the lead ban |  |  |  |  | Non-Lead - Other |  |  | Installation date is after the lead ban |  |  |  |  | Non-Lead |  |  |  | Domestic
MTR_003445 | 16735 125TH AVE SE | L 62 CASCADE HILLS 7 |  |  | Non-Lead - Other | No | 2019-08-05 | 0 | Rectified Plan |  |  |  |  | Non-Lead - Other |  |  | Statistical analysis |  |  |  |  | Non-Lead |  |  |  | Domestic
MTR_017563 | 18328 124TH AVE SE | TAX LOT 52 33-23-5 |  |  | Non-Lead Plastic | No |  | 0 | Field inspection only with no records | Yes | Visual inspection at meter pit | 2023-09-30 |  | Non-Lead Plastic |  |  | Field inspection only with no records | Yes | Visual inspection at meter pit | 2023-09-30 |  | Non-Lead |  |  |  | Assumed
MTR_029053 | 22102 110TH AVE SE | L23 BENSON MEADOWS #2 |  |  | Non-Lead - Other | No |  | 0 | Installation date is after the lead ban |  |  |  |  | Non-Lead - Other |  |  | Installation date is after the lead ban |  |  |  |  | Non-Lead |  |  |  | Domestic
MTR_021936 | 19245 136TH PL SE | L6 BLK1 ALPINE MANOR |  |  | Non-Lead - Other | Unknown |  | 0 | Rectified Plan | No |  |  |  | Non-Lead - Other |  |  | Statistical analysis |  |  |  |  | Non-Lead |  |  |  | Domestic
MTR_022821 | 11919 SE 199TH CT | LOT 9 SPRING HILL |  |  | Non-Lead - Other | No | 1995-07-13 | 0 | Installation date is after the lead ban |  |  |  |  | Non-Lead - Other |  |  | Installation date is after the lead ban |  |  |  |  | Non-Lead |  |  |  | Domestic
MTR_007213 | 12418 SE 168TH ST | L 61 CASCADE HILLS 7 |  |  | Non-Lead - Other | No | 2019-08-05 | 0 | Rectified Plan |  |  |  |  | Non-Lead - Other |  |  | Statistical analysis |  |  |  |  | Non-Lead |  |  |  | Domestic
MTR_019113 | 19007 106TH AVE SE | LOT 1 KCSP 678064 |  |  | Non-Lead - Other | No |  | 0 | Installation date is after the lead ban |  |  |  |  | Non-Lead - Other |  |  | Installation date is after the lead ban |  |  |  |  | Non-Lead |  |  |  | Assumed
MTR_000828 | 15727 117TH AVE SE | L19 BLK1 CASCADE VISTA#2 |  |  | Non-Lead - Other | No | 2014-04-16 | 0 | Rectified Plan |  |  |  |  | Non-Lead - Other |  |  | Statistical analysis |  |  |  |  | Non-Lead |  |  |  | Domestic
MTR_019442 | 11240 SE 189TH CT | LOT 88 CHINQUAPIN RIDGE |  |  | Non-Lead - Other | No | 1995-09-19 | 0 | Installation date is after the lead ban |  |  |  |  | Non-Lead - Other |  |  | Installation date is after the lead ban |  |  |  |  | Non-Lead |  |  |  | Domestic
MTR_021932 | 19213 136TH PL SE | L2 BLK1 ALPINE MANOR |  |  | Non-Lead - Other | Unknown |  | 0 | Rectified Plan | No |  |  |  | Non-Lead - Other |  |  | Statistical analysis |  |  |  |  | Non-Lead |  |  |  | Domestic
MTR_000832 | 11865 SE 160TH ST | L9 B3 CASCADE VISTA 2 |  |  | Non-Lead - Other | No | 2014-04-16 | 0 | Rectified Plan |  |  |  |  | Non-Lead - Other |  |  | Statistical analysis |  |  |  |  | Non-Lead |  |  |  | Domestic
MTR_019444 | 11232 SE 189TH CT | LOT 86 CHINQUAPIN RIDGE |  |  | Non-Lead - Other | No | 1995-09-19 | 0 | Installation date is after the lead ban |  |  |  |  | Non-Lead - Other |  |  | Installation date is after the lead ban |  |  |  |  | Non-Lead |  |  |  | Domestic
MTR_006977 | 16729 125TH AVE SE | L 63 CASCADE HILLS 7 |  |  | Non-Lead - Other | No | 2019-08-05 | 0 | Rectified Plan |  |  |  |  | Non-Lead - Other |  |  | Statistical analysis |  |  |  |  | Non-Lead |  |  |  | Domestic
MTR_000837 | 21325 108TH AVE SE | LOT 1 KING CO SHORT PLAT #S91S0110 |  |  | Non-Lead - Other | No |  | 0 | Installation date is after the lead ban |  |  |  |  | Non-Lead - Other |  |  | Installation date is after the lead ban |  |  |  |  | Non-Lead |  |  |  | Assumed
MTR_021946 | 19607 136TH PL SE | TAX LOT 252 3-22-5 |  |  | Non-Lead - Other | No |  | 0 | Rectified Plan | No |  |  |  | Non-Lead - Other |  |  | Installation date is after the lead ban |  |  |  |  | Non-Lead |  |  |  | Domestic
MTR_021375 | 19334 142ND PL SE | L33 LORI LANE |  |  | Non-Lead - Other | No |  | 0 | Installation date is after the lead ban |  |  |  |  | Non-Lead - Other |  |  | Installation date is after the lead ban |  |  |  |  | Non-Lead |  |  |  | Domestic
MTR_027106 | 22742 129TH PL SE | LOT 107 FERN CREST WEST |  |  | Non-Lead - Other | No | 2006-04-28 | 0 | Installation date is after the lead ban |  |  |  |  | Non-Lead - Other |  |  | Installation date is after the lead ban |  |  |  |  | Non-Lead |  |  |  | Domestic
MTR_024846 | 20418 140TH AVE SE | LOT 2 KING CO SHORT PLAT #S89S0275 |  |  | Non-Lead - Other | No |  | 0 | Installation date is after the lead ban |  |  |  |  | Non-Lead - Other |  |  | Installation date is after the lead ban |  |  |  |  | Non-Lead |  |  |  | Assumed
MTR_000114 | 11925 SE 238TH PL | LOT 68 KENT HIGHLANDS |  |  | Non-Lead - Other | No | 2006-11-01 | 0 | Rectified Plan | No |  |  |  | Non-Lead - Other |  |  | Installation date is after the lead ban |  |  |  |  | Non-Lead |  |  |  | Domestic
MTR_028183 | 12853 SE 223RD PL | LOT 30 MATHESON PARK #1 |  |  | Non-Lead - Other | No | 1995-07-21 | 0 | Installation date is after the lead ban |  |  |  |  | Non-Lead - Other |  |  | Installation date is after the lead ban |  |  |  |  | Non-Lead |  |  |  | Domestic
MTR_023362 | 10119 SE 216TH ST |  |  |  | Non-Lead - Other | No |  | 0 | Installation date is after the lead ban |  |  |  |  | Non-Lead - Other |  |  | Installation date is after the lead ban |  |  |  |  | Non-Lead |  |  |  | Domestic
MTR_019446 | 11237 SE 189TH CT | LOT 92 CHINQUAPIN RIDGE |  |  | Non-Lead - Other | No | 1995-09-19 | 0 | Installation date is after the lead ban |  |  |  |  | Non-Lead - Other |  |  | Installation date is after the lead ban |  |  |  |  | Non-Lead |  |  |  | Domestic
MTR_025139 | 20915 124TH AVE SE | L8 GLENCARIN #1 |  |  | Non-Lead - Other | No | 1968-03-08 | 0 | Installation date is after the lead ban |  |  |  |  | Non-Lead - Other |  |  | Installation date is after the lead ban |  |  |  |  | Non-Lead |  |  |  | Domestic
MTR_023959 | 10312 SE 210TH PL | LOT 57 STONEPINE |  |  | Non-Lead - Other | No |  | 0 | Installation date is after the lead ban |  |  |  |  | Non-Lead - Other |  |  | Installation date is after the lead ban |  |  |  |  | Non-Lead |  |  |  | Domestic
MTR_000843 | 23806 127TH PL SE | LOT 4 WINSBERG HAVEN |  |  | Non-Lead Plastic | No | 1995-08-22 | 0 | Field inspection only with no records | Yes | Visual inspection at meter pit | 2023-09-15 |  | Non-Lead Plastic |  |  | Field inspection only with no records | Yes | Visual inspection at meter pit | 2023-09-15 |  | Non-Lead |  |  |  | Domestic
MTR_025259 | 21565 123RD AVE SE | L273 GLENCARIN #2 |  |  | Non-Lead - Other | No | 1968-07-31 | 0 | Installation date is after the lead ban |  |  |  |  | Non-Lead - Other |  |  | Installation date is after the lead ban |  |  |  |  | Non-Lead |  |  |  | Domestic
MTR_024029 | 21017 101ST AVE SE | L 40 GUINN CREST |  |  | Non-Lead - Other | Unknown |  | 0 | Statistical analysis |  |  |  |  | Non-Lead - Other |  |  | Statistical analysis |  |  |  |  | Non-Lead |  |  |  | Domestic
MTR_019051 | 18829 104TH PL SE | LOT 3 COUGAR MEADOWS |  |  | Non-Lead Plastic | No | 1989-10-23 | 0 | Field inspection only with no records | Yes | Visual inspection at meter pit | 2023-08-19 |  | Non-Lead Plastic |  |  | Field inspection only with no records | Yes | Visual inspection at meter pit | 2023-08-19 |  | Non-Lead |  |  |  | Domestic
MTR_025004 | 21512 117TH AVE SE | LOT 13 CEDAR PARKE |  |  | Non-Lead - Other | No | 2001-02-08 | 0 | Installation date is after the lead ban |  |  |  |  | Non-Lead - Other |  |  | Installation date is after the lead ban |  |  |  |  | Non-Lead |  |  |  | Domestic
MTR_029050 | 11009 SE 220TH PL | LOT 8 BENSON MEADOWS #1 |  |  | Non-Lead - Other | No |  | 0 | Installation date is after the lead ban |  |  |  |  | Non-Lead - Other |  |  | Installation date is after the lead ban |  |  |  |  | Non-Lead |  |  |  | Domestic
MTR_024755 | 20121 148TH AVE SE | TAX LOT 57 SE 1/4 3-22-5 |  |  | Non-Lead - Other | No | 1995-08-14 | 0 | Installation date is after the lead ban |  |  |  |  | Non-Lead - Other |  |  | Installation date is after the lead ban |  |  |  |  | Non-Lead |  |  |  | Domestic
MTR_016851 | 15333 SE 183RD DR | LOT 3 CARRIAGEWOOD 6 |  |  | Non-Lead - Other | No | 1983-08-01 | 0 | Installation date is after the lead ban |  |  |  |  | Non-Lead - Other |  |  | Installation date is after the lead ban |  |  |  |  | Non-Lead |  |  |  | Domestic
MTR_026998 | 12888 SE 225TH CT | LOT 17 FERN CREST WEST |  |  | Non-Lead - Other | No | 2006-04-28 | 0 | Installation date is after the lead ban |  |  |  |  | Non-Lead - Other |  |  | Installation date is after the lead ban |  |  |  |  | Non-Lead |  |  |  | Domestic
MTR_027683 | 21637 118TH PL SE | LOT 42 CROWN ROYAL II |  |  | Non-Lead - Other | No |  | 0 | Installation date is after the lead ban |  |  |  |  | Non-Lead - Other |  |  | Installation date is after the lead ban |  |  |  |  | Non-Lead |  |  |  | Assumed
MTR_016376 | 18339 160TH PL SE | LOT 8 CARRIAGE WOOD PARK |  |  | Non-Lead - Other | No | 1998-10-10 | 0 | Installation date is after the lead ban |  |  |  |  | Non-Lead - Other |  |  | Installation date is after the lead ban |  |  |  |  | Non-Lead |  |  |  | Domestic
MTR_016611 | 18317 151ST CT SE | L69 CARRIAGEWOOD 1 |  |  | Non-Lead - Other | No | 1980-06-01 | 0 | Installation date is after the lead ban |  |  |  |  | Non-Lead - Other |  |  | Installation date is after the lead ban |  |  |  |  | Non-Lead |  |  |  | Domestic
MTR_026935 | 22432 133RD AVE SE | LOT 34 FERN CREST 2 |  |  | Non-Lead - Other | No | 2005-09-02 | 0 | Installation date is after the lead ban |  |  |  |  | Non-Lead - Other |  |  | Installation date is after the lead ban |  |  |  |  | Non-Lead |  |  |  | Domestic
MTR_027684 | 21708 118TH PL SE | LOT 22 CROWN ROYAL II |  |  | Non-Lead - Other | No |  | 0 | Installation date is after the lead ban |  |  |  |  | Non-Lead - Other |  |  | Installation date is after the lead ban |  |  |  |  | Non-Lead |  |  |  | Assumed
MTR_026899 | 13306 SE 226TH ST | LOT 12 FERN CREST AKA MEADOW RIDGE |  |  | Non-Lead - Other | No | 2005-06-17 | 0 | Installation date is after the lead ban |  |  |  |  | Non-Lead - Other |  |  | Installation date is after the lead ban |  |  |  |  | Non-Lead |  |  |  | Domestic
MTR_016374 | 18334 160TH PL SE | LOT 16 CARRIAGEWOOD PARK |  |  | Non-Lead - Other | No | 1998-10-10 | 0 | Installation date is after the lead ban |  |  |  |  | Non-Lead - Other |  |  | Installation date is after the lead ban |  |  |  |  | Non-Lead |  |  |  | Domestic
MTR_027685 | 21630 117TH PL SE | LOT 46 CROWN ROYAL II |  |  | Non-Lead - Other | No |  | 0 | Installation date is after the lead ban |  |  |  |  | Non-Lead - Other |  |  | Installation date is after the lead ban |  |  |  |  | Non-Lead |  |  |  | Assumed
MTR_016377 | 16016 SE 184TH ST | LOT 2 CARRIAGEWOOD PARK |  |  | Non-Lead - Other | No | 1998-10-10 | 0 | Installation date is after the lead ban |  |  |  |  | Non-Lead - Other |  |  | Installation date is after the lead ban |  |  |  |  | Non-Lead |  |  |  | Domestic
MTR_026916 | 13415 SE 227TH PL | LOT 34 FERN CREST |  |  | Non-Lead - Other | No | 2005-06-17 | 0 | Installation date is after the lead ban |  |  |  |  | Non-Lead - Other |  |  | Installation date is after the lead ban |  |  |  |  | Non-Lead |  |  |  | Domestic
MTR_016139 | 18210 159TH CT SE | L22 CARRIAGEWOOD #8 |  |  | Non-Lead - Plastic | No | 1983-07-01 | 0 | Rectified Plan | No |  |  |  | Non-Lead - Other |  |  | Installation date is after the lead ban |  |  |  |  | Non-Lead |  |  |  | Domestic
MTR_027686 | 11715 SE 216TH CT | LOT 6 CROWN ROYAL II |  |  | Non-Lead - Other | No |  | 0 | Installation date is after the lead ban |  |  |  |  | Non-Lead - Other |  |  | Installation date is after the lead ban |  |  |  |  | Non-Lead |  |  |  | Assumed
MTR_027295 | 23251 132ND PL SE | L 60 WILDWOOD EST 1 |  |  | Non-Lead - Other | No |  | 0 | Installation date is after the lead ban |  |  |  |  | Non-Lead - Other |  |  | Installation date is after the lead ban |  |  |  |  | Non-Lead |  |  |  | Domestic
MTR_017969 | 13422 SE 181ST ST | LOT 22 BALLARD SHORT PLAT |  |  | Non-Lead - Other | No | 2012-03-06 | 0 | Installation date is after the lead ban |  |  |  |  | Non-Lead - Other |  |  | Installation date is after the lead ban |  |  |  |  | Non-Lead |  |  |  | Domestic
MTR_000855 | 12613 SE 237TH PL | LOT 51 WINSBERG HAVEN (FIELDSTONE) |  |  | Non-Lead Plastic | No | 1995-08-22 | 4 | Field inspection only with no records | Yes | Visual inspection at meter pit | 2023-09-15 |  | Non-Lead Plastic |  |  | Field inspection only with no records | Yes | Visual inspection at meter pit | 2023-09-15 |  | Non-Lead |  |  |  | Domestic
MTR_027428 | 23813 138TH AVE SE | LOT 70 NORTHPEAK CREST |  |  | Non-Lead - Other | No | 1979-07-01 | 0 | Installation date is after the lead ban |  |  |  |  | Non-Lead - Other |  |  | Installation date is after the lead ban |  |  |  |  | Non-Lead |  |  |  | Domestic
MTR_016336 | 17844 156TH PL SE | LOT 69 CANDLEWOOD #2 |  |  | Non-Lead - Other | No | 1976-05-06 | 0 | Installation date is after the lead ban |  |  |  |  | Non-Lead - Other |  |  | Installation date is after the lead ban |  |  |  |  | Non-Lead |  |  |  | Domestic
MTR_022960 | 12318 SE 198TH ST | L12 VISTA VIEW HGTS #2 |  |  | Non-Lead - Other | No |  | 0 | Installation date is after the lead ban |  |  |  |  | Non-Lead - Other |  |  | Installation date is after the lead ban |  |  |  |  | Non-Lead |  |  |  | Domestic
MTR_026053 | 11913 SE 203RD ST | LOT 22 HEDLUND MEADOWS |  |  | Non-Lead - Other | No | 1995-08-01 | 0 | Installation date is after the lead ban |  |  |  |  | Non-Lead - Other |  |  | Installation date is after the lead ban |  |  |  |  | Non-Lead |  |  |  | Domestic
MTR_027458 | 23624 137TH AVE SE | LOT 26 NORTHPEAK CREST |  |  | Non-Lead - Other | No | 1979-07-01 | 0 | Installation date is after the lead ban |  |  |  |  | Non-Lead - Other |  |  | Installation date is after the lead ban |  |  |  |  | Non-Lead |  |  |  | Domestic
MTR_017904 | 17632 133RD PL SE | LOT 45 FAIRWOOD GROVES CONDOS |  |  | Non-Lead - Other | No | 1998-02-27 | 0 | Installation date is after the lead ban |  |  |  |  | Non-Lead - Other |  |  | Installation date is after the lead ban |  |  |  |  | Non-Lead |  |  |  | Domestic
MTR_024756 | 20229 148TH AVE SE | TAX LOT 208 SE 1/4 3-22-5 |  |  | Non-Lead - Other | No | 1995-08-14 | 0 | Rectified Plan |  |  |  |  | Non-Lead - Other |  |  | Statistical analysis |  |  |  |  | Non-Lead |  |  |  | Domestic
MTR_027273 | 23723 135TH PL SE | LOT 11 MERIDIAN EAST |  |  | Non-Lead - Other | No | 1988-04-01 | 0 | Installation date is after the lead ban |  |  |  |  | Non-Lead - Other |  |  | Installation date is after the lead ban |  |  |  |  | Non-Lead |  |  |  | Domestic
MTR_017600 | 17641 111TH AVE SE | L20 HIGGENBOTHAM ADD. |  |  | Non-Lead - Other | Unknown |  | 0 | Statistical analysis |  |  |  |  | Non-Lead - Other |  |  | Statistical analysis |  |  |  |  | Non-Lead |  |  |  | Assumed
MTR_022931 | 19638 122ND PL SE | L30 VISTA VIEW HGTS # 2 |  |  | Non-Lead - Other | No |  | 0 | Installation date is after the lead ban |  |  |  |  | Non-Lead - Other |  |  | Installation date is after the lead ban |  |  |  |  | Non-Lead |  |  |  | Domestic
MTR_026512 | 22732 126TH PL SE | LOT 44 MERIDIAN HIGHLANDS |  |  | Non-Lead - Other | No |  | 0 | Installation date is after the lead ban |  |  |  |  | Non-Lead - Other |  |  | Installation date is after the lead ban |  |  |  |  | Non-Lead |  |  |  | Assumed
MTR_017036 | 11212 SE 179TH ST | LOT 1 ORCHARD PARK #2 |  |  | Non-Lead Plastic | No | 1995-09-05 | 0 | Field inspection only with no records | Yes | Visual inspection at meter pit | 2023-07-29 |  | Non-Lead Plastic |  |  | Field inspection only with no records | Yes | Visual inspection at meter pit | 2023-07-29 |  | Non-Lead |  |  |  | Domestic
MTR_022926 | 19656 122ND PL SE | L27 VISTA VIEW HGTS #2 |  |  | Non-Lead - Other | No |  | 0 | Installation date is after the lead ban |  |  |  |  | Non-Lead - Other |  |  | Installation date is after the lead ban |  |  |  |  | Non-Lead |  |  |  | Domestic
MTR_026570 | 12554 SE 231ST ST | L59 CORONADO KNOLLS |  |  | Non-Lead - Other | No |  | 0 | Installation date is after the lead ban |  |  |  |  | Non-Lead - Other |  |  | Installation date is after the lead ban |  |  |  |  | Non-Lead |  |  |  | Domestic
MTR_017029 | 17804 112TH AVE SE | LOT 8 ORCHARD PARK #2 |  |  | Non-Lead - Other | No | 1995-09-05 | 0 | Installation date is after the lead ban |  |  |  |  | Non-Lead - Other |  |  | Installation date is after the lead ban |  |  |  |  | Non-Lead |  |  |  | Domestic
MTR_022718 | 11651 SE 196TH ST | LOT 1 KCSP 384075 |  |  | Non-Lead - Other | No | 2001-03-28 | 0 | Rectified Plan |  |  |  |  | Non-Lead - Other |  |  | Statistical analysis |  |  |  |  | Non-Lead |  |  |  | Domestic
MTR_003598 | 12225 SE 233RD ST | L 30 MERIDIAN VILLA EST. |  |  | Non-Lead - Other | No | 1966-09-01 | 1 | Rectified Plan | No |  |  |  | Non-Lead - Other |  |  | Installation date is after the lead ban |  |  |  |  | Non-Lead |  |  |  | Domestic
MTR_023902 | 20851 102ND PL SE | LOT 7 STONEPINE |  |  | Non-Lead - Other | No |  | 0 | Installation date is after the lead ban |  |  |  |  | Non-Lead - Other |  |  | Installation date is after the lead ban |  |  |  |  | Non-Lead |  |  |  | Assumed
MTR_026494 | 12511 SE 232ND ST | L17 COROANDO KNOLLS A |  |  | Non-Lead - Other | No |  | 0 | Installation date is after the lead ban |  |  |  |  | Non-Lead - Other |  |  | Installation date is after the lead ban |  |  |  |  | Non-Lead |  |  |  | Domestic
MTR_026076 | 20539 121ST WAY SE | LOT 28 FENTON RIDGE (WILLOW RIDGE) |  |  | Non-Lead - Other | No | 1995-08-31 | 0 | Installation date is after the lead ban |  |  |  |  | Non-Lead - Other |  |  | Installation date is after the lead ban |  |  |  |  | Non-Lead |  |  |  | Domestic
MTR_001838 | 12310 SE 235TH ST | LOT 43 MERIDIAN VILLA ESTATES |  |  | Non-Lead - Other | No | 1966-09-01 | 1 | Rectified Plan | No |  |  |  | Non-Lead - Other |  |  | Installation date is after the lead ban |  |  |  |  | Non-Lead |  |  |  | Domestic
MTR_011177 | 11420 SE 164TH ST | NORTH 143.33 OF LOT 2 BLK 4 AKERS FARMS #6 |  |  | Non-Lead - Other | No |  | 0 | Installation date is after the lead ban |  |  |  |  | Non-Lead - Other |  |  | Installation date is after the lead ban |  |  |  |  | Non-Lead |  |  |  | Assumed
MTR_022542 | 11455 SE 196TH ST | TAX LOT 130 S-T-R NE 1/4 5-22-5 |  |  | Non-Lead - Other | No | 2004-07-26 | 0 | Statistical analysis |  |  |  |  | Non-Lead - Other |  |  | Statistical analysis |  |  |  |  | Non-Lead |  |  |  | Domestic
MTR_003771 | 23639 126TH AVE SE | TAX LOT 67 16-22-05 (LOT B) |  |  | Non-Lead - Other | No |  | 0 | Installation date is after the lead ban |  |  |  |  | Non-Lead - Other |  |  | Installation date is after the lead ban |  |  |  |  | Non-Lead |  |  |  | Assumed
MTR_019052 | 18907 104TH PL SE | LOT 1 COUGAR MEADOWS |  |  | Non-Lead - Other | No | 1989-10-23 | 0 | Installation date is after the lead ban |  |  |  |  | Non-Lead - Other |  |  | Installation date is after the lead ban |  |  |  |  | Non-Lead |  |  |  | Domestic
MTR_020513 | 20201 102ND PL SE | LOT 23 PARKRIDGE EAST 2 |  |  | Non-Lead - Other | No |  | 0 | Installation date is after the lead ban |  |  |  |  | Non-Lead - Other |  |  | Installation date is after the lead ban |  |  |  |  | Non-Lead |  |  |  | Assumed
MTR_023044 | 20862 100TH AVE SE | LOT 54 GUINN CREST |  |  | Non-Lead - Other | No | 2003-04-23 | 0 | Installation date is after the lead ban |  |  |  |  | Non-Lead - Other |  |  | Installation date is after the lead ban |  |  |  |  | Non-Lead |  |  |  | Domestic
MTR_019053 | 18823 104TH PL SE | LOT 4 COUGAR MEADOWS |  |  | Non-Lead - Other | No | 1989-10-23 | 0 | Installation date is after the lead ban |  |  |  |  | Non-Lead - Other |  |  | Installation date is after the lead ban |  |  |  |  | Non-Lead |  |  |  | Domestic
MTR_016426 | 15938 SE 177TH ST | L86 CANDLEWOOD RIDGE #1 |  |  | Non-Lead - Other | No |  | 0 | Installation date is after the lead ban |  |  |  |  | Non-Lead - Other |  |  | Installation date is after the lead ban |  |  |  |  | Non-Lead |  |  |  | Domestic
MTR_024319 | 22115 103RD PL SE | E128.76 N345+ S213+ TR 21 UNEEDAN ORCHARD |  |  | Non-Lead - Other | Unknown |  | 0 | Statistical analysis |  |  |  |  | Non-Lead - Other |  |  | Statistical analysis |  |  |  |  | Non-Lead |  |  |  | Domestic
MTR_019054 | 18817 104TH PL SE | LOT 5 COUGAR MEADOWS |  |  | Non-Lead - Other | No | 1989-10-23 | 0 | Installation date is after the lead ban |  |  |  |  | Non-Lead - Other |  |  | Installation date is after the lead ban |  |  |  |  | Non-Lead |  |  |  | Domestic
MTR_016217 | 17817 162ND AVE SE | LOT 47 CANDLEWOOD RIDGE #3 |  |  | Non-Lead - Other | No | 1977-07-13 | 1 | Installation date is after the lead ban |  |  |  |  | Non-Lead - Other |  |  | Installation date is after the lead ban |  |  |  |  | Non-Lead |  |  |  | Domestic
MTR_026193 | 20620 123RD PL SE | LOT 23 SWANSON COURT. |  |  | Non-Lead - Other | Unknown |  | 0 | Statistical analysis |  |  |  |  | Non-Lead - Other |  |  | Statistical analysis |  |  |  |  | Non-Lead |  |  |  | Domestic
MTR_019451 | 11229 SE 189TH CT | LOT 93 CHINQUAPIN RIDGE |  |  | Non-Lead - Other | No | 1995-09-19 | 0 | Installation date is after the lead ban |  |  |  |  | Non-Lead - Other |  |  | Installation date is after the lead ban |  |  |  |  | Non-Lead |  |  |  | Domestic
MTR_016440 | 15934 SE 176TH PL | L67 CANDLEWOOD RIDGE #1 |  |  | Non-Lead - Other | No |  | 0 | Installation date is after the lead ban |  |  |  |  | Non-Lead - Other |  |  | Installation date is after the lead ban |  |  |  |  | Non-Lead |  |  |  | Domestic
MTR_022823 | 11915 SE 199TH CT | LOT 8 SPRING HILL |  |  | Non-Lead - Other | No | 1995-07-13 | 0 | Installation date is after the lead ban |  |  |  |  | Non-Lead - Other |  |  | Installation date is after the lead ban |  |  |  |  | Non-Lead |  |  |  | Domestic
MTR_016189 | 17637 162ND PL SE | LOT 87 CANDLEWOOD RIDGE #3 |  |  | Non-Lead - Other | No | 1977-07-13 | 1 | Installation date is after the lead ban |  |  |  |  | Non-Lead - Other |  |  | Installation date is after the lead ban |  |  |  |  | Non-Lead |  |  |  | Domestic
MTR_029974 | 16124 126TH AVE SE | L3 BLK3 CASCADE VISTA #7 |  |  | Non-Lead - Other | No | 2016-06-22 | 0.75 | Rectified Plan |  |  |  |  | Non-Lead - Other |  |  | Statistical analysis |  |  |  |  | Non-Lead |  |  |  | Domestic
MTR_016445 | 17626 161ST AVE SE | L25 CANDLEWOOD RIDGE #1 |  |  | Non-Lead - Other | No |  | 0 | Installation date is after the lead ban |  |  |  |  | Non-Lead - Other |  |  | Installation date is after the lead ban |  |  |  |  | Non-Lead |  |  |  | Domestic
MTR_030085 | 12638 SE 160TH ST | L12 B2 CASCADE VILLAGE 4 |  |  | Non-Lead - Other | No | 2016-06-22 | 0.75 | Rectified Plan |  |  |  |  | Galvanized Requiring Replacement |  |  | Field inspection only with no records | Yes | Visual inspection at meter pit | 2023-09-20 |  | Galvanized Requiring Replacement |  |  |  | Domestic
MTR_020788 | 18616 131ST AVE SE | LOT 25 BOULEVARD LANE #4 |  |  | Non-Lead - Other | No | 1968-06-14 | 0 | Installation date is after the lead ban |  |  |  |  | Non-Lead - Other |  |  | Installation date is after the lead ban |  |  |  |  | Non-Lead |  |  |  | Domestic
MTR_015191 | 17211 130TH AVE SE | L1 RENTON PARK #4 |  |  | Non-Lead - Other | No |  | 0 | Installation date is after the lead ban |  |  |  |  | Non-Lead - Other |  |  | Installation date is after the lead ban |  |  |  |  | Non-Lead |  |  |  | Domestic
MTR_020787 | 18626 131ST AVE SE | L 26 BLVD. LANE 4 |  |  | Non-Lead - Other | No | 1968-06-14 | 0 | Installation date is after the lead ban |  |  |  |  | Non-Lead - Other |  |  | Installation date is after the lead ban |  |  |  |  | Non-Lead |  |  |  | Domestic
MTR_029164 | 11108 SE 226TH ST | LOT 9 KENTON FIRS 2 |  |  | Non-Lead - Other | Unknown |  | 0 | Statistical analysis |  |  |  |  | Non-Lead - Other |  |  | Statistical analysis |  |  |  |  | Non-Lead |  |  |  | Domestic
MTR_020797 | 18510 131ST AVE SE | L 19 BLVD. LANE 4 |  |  | Non-Lead - Other | No | 1968-06-14 | 0 | Installation date is after the lead ban |  |  |  |  | Non-Lead - Other |  |  | Installation date is after the lead ban |  |  |  |  | Non-Lead |  |  |  | Domestic
MTR_019455 | 11201 SE 190TH PL | LOT 1 KCSP S90S0211 (CHINQUAPIN RIDGE) |  |  | Non-Lead Plastic | No | 1995-09-19 | 0 | Field inspection only with no records | Yes | Visual inspection at meter pit | 2023-09-29 |  | Non-Lead Plastic |  |  | Field inspection only with no records | Yes | Visual inspection at meter pit | 2023-09-29 |  | Non-Lead |  |  |  | Domestic
MTR_020798 | 18524 131ST AVE SE | L 21 BLVD. LANE 4 |  |  | Non-Lead - Other | No | 1968-06-14 | 0 | Installation date is after the lead ban |  |  |  |  | Non-Lead - Other |  |  | Installation date is after the lead ban |  |  |  |  | Non-Lead |  |  |  | Domestic
MTR_026347 | 12607 SE 228TH CT | LOT 108 PHEASANTS HOLLOW |  |  | Non-Lead Plastic | No | 1996-02-27 | 0 | Field inspection only with no records | Yes | Visual inspection at meter pit | 2023-09-01 |  | Non-Lead Copper |  |  | Field inspection only with no records | Yes | Visual inspection at meter pit | 2023-09-01 |  | Non-Lead |  |  |  | Domestic
MTR_020804 | 18416 131ST AVE SE | L 17 BLVD. LANE 4 |  |  | Non-Lead - Other | No | 1968-06-14 | 0 | Installation date is after the lead ban |  |  |  |  | Non-Lead - Other |  |  | Installation date is after the lead ban |  |  |  |  | Non-Lead |  |  |  | Domestic
MTR_019456 | 11220 SE 186TH ST | L 6 B 2 WALHAVEN |  |  | Non-Lead Plastic | Unknown |  | 0 | Field inspection only with no records | Yes | Visual inspection at meter pit | 2023-08-14 |  | Galvanized Requiring Replacement |  |  | Field inspection only with no records | Yes | Visual inspection at meter pit | 2023-08-14 |  | Galvanized Requiring Replacement |  |  |  | Domestic
MTR_020796 | 18518 131ST AVE SE | L 20 BLVD. LANE 4 |  |  | Non-Lead - Other | No | 1968-06-14 | 0 | Installation date is after the lead ban |  |  |  |  | Non-Lead - Other |  |  | Installation date is after the lead ban |  |  |  |  | Non-Lead |  |  |  | Domestic
MTR_017168 | 18320 108TH PL SE | LOT 46 MAPLE GLEN |  |  | Non-Lead - Other | No | 1977-03-18 | 0 | Installation date is after the lead ban |  |  |  |  | Non-Lead - Other |  |  | Installation date is after the lead ban |  |  |  |  | Non-Lead |  |  |  | Domestic
MTR_020682 | 18905 131ST PL SE | L 28 BLVD. LANE 7 |  |  | Non-Lead - Other | No | 1976-05-24 | 0 | Installation date is after the lead ban |  |  |  |  | Non-Lead - Other |  |  | Installation date is after the lead ban |  |  |  |  | Non-Lead |  |  |  | Domestic
MTR_015049 | 11877 SE 160TH ST | L11 B3 CASCADE VISTA 2 |  |  | Non-Lead - Other | No | 2014-04-16 | 0 | Rectified Plan |  |  |  |  | Non-Lead - Other |  |  | Statistical analysis |  |  |  |  | Non-Lead |  |  |  | Domestic
MTR_020661 | 18912 131ST PL SE | L 23 BLVD. LANE 7 |  |  | Non-Lead - Other | No | 1976-05-24 | 0 | Installation date is after the lead ban |  |  |  |  | Non-Lead - Other |  |  | Installation date is after the lead ban |  |  |  |  | Non-Lead |  |  |  | Domestic
MTR_017602 | 10921 SE 181ST ST | L7 BLK2 BENSON TERR. #1 |  |  | Non-Lead Plastic | Unknown |  | 0 | Field inspection only with no records | Yes | Visual inspection at meter pit | 2023-07-30 |  | Non-Lead Plastic |  |  | Field inspection only with no records | Yes | Visual inspection at meter pit | 2023-07-30 |  | Non-Lead |  |  |  | Assumed
MTR_014275 | 10949 SE 169TH PL | LOT 11 THRESHOLD I |  |  | Non-Lead Plastic | No | 1995-08-21 | 1 | Field inspection only with no records | Yes | Visual inspection at meter pit | 2023-02-04 |  | Non-Lead Plastic |  |  | Field inspection only with no records | Yes | Visual inspection at meter pit | 2023-02-04 |  | Non-Lead |  |  |  | Domestic
MTR_019458 | 18829 113TH WAY SE | LOT 75 CHINQUAPIN RIDGE |  |  | Non-Lead Plastic | No | 1995-09-19 | 0 | Field inspection only with no records | Yes | Visual inspection at meter pit | 2023-09-29 |  | Non-Lead Plastic |  |  | Field inspection only with no records | Yes | Visual inspection at meter pit | 2023-09-29 |  | Non-Lead |  |  |  | Domestic
MTR_019459 | 11223 SE 189TH CT | LOT 94 CHINQUAPIN RIDGE |  |  | Non-Lead - Other | No | 1995-09-19 | 0 | Installation date is after the lead ban |  |  |  |  | Non-Lead - Other |  |  | Installation date is after the lead ban |  |  |  |  | Non-Lead |  |  |  | Domestic
MTR_020647 | 18900 131ST PL SE | L 26 BLVD. LANE 7 |  |  | Non-Lead - Other | No | 1976-05-24 | 0 | Installation date is after the lead ban |  |  |  |  | Non-Lead - Other |  |  | Installation date is after the lead ban |  |  |  |  | Non-Lead |  |  |  | Domestic
MTR_018679 | 20606 98TH PL S | L20 BELVA LANE |  |  | Non-Lead - Other | Unknown |  | 0 | Statistical analysis |  |  |  |  | Non-Lead Plastic |  |  | Field inspection only with no records | Yes | Visual inspection at meter pit | 2023-08-17 |  | Non-Lead |  |  |  | Domestic
MTR_020681 | 18901 131ST PL SE | L 27 BLVD. LANE 7 |  |  | Non-Lead - Other | No | 1976-05-24 | 0 | Installation date is after the lead ban |  |  |  |  | Non-Lead - Other |  |  | Installation date is after the lead ban |  |  |  |  | Non-Lead |  |  |  | Domestic
MTR_024263 | 11309 SE 215TH ST | LOT 25 CARENA GLEN |  |  | Non-Lead - Other | No |  | 0 | Installation date is after the lead ban |  |  |  |  | Non-Lead - Other |  |  | Installation date is after the lead ban |  |  |  |  | Non-Lead |  |  |  | Domestic
MTR_011273 | 16438 111TH AVE SE | LOT 1 BLOCK 6 AKERS FARM #6 |  |  | Non-Lead Plastic | Unknown |  | 0 | Converted CAD | Yes | Visual inspection at the meter pit | 2024-02-06 |  | Copper |  |  | Field inspection only with no records | Yes | Visual inspection at the meter pit | 2024-02-06 |  | Non-Lead |  |  |  | Domestic
MTR_020812 | 18408 131ST AVE SE | L 16 BLVD LANE 4 |  |  | Non-Lead - Other | No | 1968-06-14 | 0 | Installation date is after the lead ban |  |  |  |  | Non-Lead - Other |  |  | Installation date is after the lead ban |  |  |  |  | Non-Lead |  |  |  | Domestic
MTR_022824 | 11909 SE 199TH CT | LOT 7 SPRING HILL |  |  | Non-Lead - Other | No | 1995-07-13 | 0 | Installation date is after the lead ban |  |  |  |  | Non-Lead - Other |  |  | Installation date is after the lead ban |  |  |  |  | Non-Lead |  |  |  | Domestic
MTR_020680 | 18904 131ST PL SE | L 25 BLVD. LANE 7 |  |  | Non-Lead - Other | No | 1976-05-24 | 0 | Installation date is after the lead ban |  |  |  |  | Non-Lead - Other |  |  | Installation date is after the lead ban |  |  |  |  | Non-Lead |  |  |  | Domestic
MTR_029166 | 11127 SE 226TH ST | LOT 39 KENTON FIRS #2 |  |  | Non-Lead - Other | Unknown |  | 0 | Statistical analysis |  |  |  |  | Non-Lead - Other |  |  | Statistical analysis |  |  |  |  | Non-Lead |  |  |  | Domestic
MTR_029035 | 11301 SE 218TH PL | LOT 19 FOREST MEADOWS |  |  | Non-Lead - Other | No |  | 0 | Installation date is after the lead ban |  |  |  |  | Non-Lead - Other |  |  | Installation date is after the lead ban |  |  |  |  | Non-Lead |  |  |  | Domestic
MTR_017037 | 11215 SE 179TH ST | LOT 22 ORCHARD PARK #2 |  |  | Non-Lead - Other | No | 1995-09-05 | 0 | Installation date is after the lead ban |  |  |  |  | Non-Lead - Other |  |  | Installation date is after the lead ban |  |  |  |  | Non-Lead |  |  |  | Domestic
MTR_029606 | 22403 111TH AVE SE | L 90 STOCKTON |  |  | Non-Lead - Other | No |  | 0 | Installation date is after the lead ban |  |  |  |  | Non-Lead - Other |  |  | Installation date is after the lead ban |  |  |  |  | Non-Lead |  |  |  | Domestic
MTR_017039 | 17908 112TH AVE SE | LOT 20 ORCHARD PARK #2 |  |  | Non-Lead - Other | No | 1995-09-05 | 0 | Installation date is after the lead ban |  |  |  |  | Non-Lead - Other |  |  | Installation date is after the lead ban |  |  |  |  | Non-Lead |  |  |  | Domestic
MTR_029074 | 10826 SE 220TH PL | LOT 33 BENSON MEADOWS #1 |  |  | Non-Lead - Other | No |  | 0 | Installation date is after the lead ban |  |  |  |  | Non-Lead - Other |  |  | Installation date is after the lead ban |  |  |  |  | Non-Lead |  |  |  | Domestic
MTR_023295 | 21302 106TH AVE SE | LOT 32 STONEPINE EAST |  |  | Non-Lead - Other | No | 1995-10-18 | 0 | Installation date is after the lead ban |  |  |  |  | Non-Lead - Other |  |  | Installation date is after the lead ban |  |  |  |  | Non-Lead |  |  |  | Domestic
MTR_029096 | 22106 111TH PL SE | LOT5 BENSON MEADOWS #2 |  |  | Non-Lead - Other | No |  | 0 | Installation date is after the lead ban |  |  |  |  | Non-Lead - Other |  |  | Installation date is after the lead ban |  |  |  |  | Non-Lead |  |  |  | Domestic
MTR_023296 | 10622 SE 213TH CT | LOT 27 STONEPINE EAST |  |  | Non-Lead - Other | No | 1995-10-18 | 0 | Installation date is after the lead ban |  |  |  |  | Non-Lead - Other |  |  | Installation date is after the lead ban |  |  |  |  | Non-Lead |  |  |  | Domestic
MTR_029047 | 11214 SE 218TH PL | LOT 12 FOREST MEADOWS |  |  | Non-Lead - Other | No |  | 0 | Installation date is after the lead ban |  |  |  |  | Non-Lead - Other |  |  | Installation date is after the lead ban |  |  |  |  | Non-Lead |  |  |  | Domestic
MTR_023299 | 21420 105TH PL SE | LOT 16 STONEPINE EAST |  |  | Non-Lead - Other | No | 1995-10-18 | 0 | Installation date is after the lead ban |  |  |  |  | Non-Lead - Other |  |  | Installation date is after the lead ban |  |  |  |  | Non-Lead |  |  |  | Domestic
MTR_026151 | 12209 SE 208TH ST | TL 48 NW 9-22-5 AKA LOT 1 GLACIER III WEST |  |  | Non-Lead - Other | No | 1998-08-03 | 0 | Rectified Plan |  |  |  |  | Non-Lead - Other |  |  | Statistical analysis |  |  |  |  | Non-Lead |  |  |  | Domestic
MTR_014266 | 10944 SE 170TH ST | LOT 2 THRESHOLD I |  |  | Non-Lead Plastic | No | 1995-08-21 | 1 | Field inspection only with no records | Yes | Visual inspection at meter pit | 2023-02-04 |  | Non-Lead Plastic |  |  | Field inspection only with no records | Yes | Visual inspection at meter pit | 2023-02-04 |  | Non-Lead |  |  |  | Domestic
MTR_028589 | 12368 SE 221ST ST | LOT 4 SUMMERGLEN #1 |  |  | Non-Lead - Other | No |  | 0 | Installation date is after the lead ban |  |  |  |  | Non-Lead - Other |  |  | Installation date is after the lead ban |  |  |  |  | Non-Lead |  |  |  | Domestic
MTR_014265 | 10950 SE 170TH ST | LOT 1 THRESHOLD 1 |  |  | Non-Lead Plastic | No | 1995-08-21 | 1 | Field inspection only with no records | Yes | Visual inspection at meter pit | 2023-02-04 |  | Non-Lead Plastic |  |  | Field inspection only with no records | Yes | Visual inspection at meter pit | 2023-02-04 |  | Non-Lead |  |  |  | Domestic
MTR_028113 | 22024 120TH AVE SE | LOT 13 MEADOW GLEN #2 |  |  | Non-Lead - Other | No |  | 0 | Installation date is after the lead ban |  |  |  |  | Non-Lead - Other |  |  | Installation date is after the lead ban |  |  |  |  | Non-Lead |  |  |  | Domestic
MTR_027553 | 12235 SE 219TH PL | LOT 59 GLEN MAR |  |  | Non-Lead - Plastic | No | 1975-04-29 | 1 | Rectified Plan | No |  |  |  | Non-Lead - Other |  |  | Installation date is after the lead ban |  |  |  |  | Non-Lead |  |  |  | Domestic
MTR_028226 | 13104 SE 219TH ST | LOT 1 MARYLYN PLACE DIVISION 1 |  |  | Non-Lead - Other | No |  | 0 | Installation date is after the lead ban |  |  |  |  | Non-Lead - Other |  |  | Installation date is after the lead ban |  |  |  |  | Non-Lead |  |  |  | Assumed
MTR_014267 | 10938 SE 170TH ST | LOT 3 THRESHOLD 1 |  |  | Non-Lead - Other | No | 1995-08-21 | 1 | Rectified Plan | No |  |  |  | Non-Lead - Other |  |  | Installation date is after the lead ban |  |  |  |  | Non-Lead |  |  |  | Domestic
MTR_027676 | 21720 118TH PL SE | LOT 20 CROWN ROYAL II |  |  | Non-Lead - Other | No |  | 0 | Installation date is after the lead ban |  |  |  |  | Non-Lead - Other |  |  | Installation date is after the lead ban |  |  |  |  | Non-Lead |  |  |  | Assumed
MTR_014288 | 10936 SE 169TH PL | LOT 24 THRESHOLD 1 |  |  | Non-Lead Plastic | No | 1995-08-21 | 1 | Field inspection only with no records | Yes | Visual inspection at meter pit | 2023-02-04 |  | Non-Lead Plastic |  |  | Field inspection only with no records | Yes | Visual inspection at meter pit | 2023-02-04 |  | Non-Lead |  |  |  | Domestic
MTR_028091 | 11830 SE 219TH PL | LOT 64 CROWN ROYAL |  |  | Non-Lead - Other | No |  | 0 | Installation date is after the lead ban |  |  |  |  | Non-Lead - Other |  |  | Installation date is after the lead ban |  |  |  |  | Non-Lead |  |  |  | Assumed
MTR_014273 | 10937 SE 169TH PL | LOT 9 THRESHOLD I |  |  | Non-Lead Plastic | No | 1995-08-21 | 1 | Field inspection only with no records | Yes | Visual inspection at meter pit | 2023-02-04 |  | Non-Lead Plastic |  |  | Field inspection only with no records | Yes | Visual inspection at meter pit | 2023-02-04 |  | Non-Lead |  |  |  | Domestic
MTR_020674 | 19016 131ST AVE SE | L 16 BLVD. LANE 7 |  |  | Non-Lead - Other | No | 1976-05-24 | 0 | Installation date is after the lead ban |  |  |  |  | Non-Lead - Other |  |  | Installation date is after the lead ban |  |  |  |  | Non-Lead |  |  |  | Domestic
MTR_014289 | 10934 SE 169TH PL | LOT 25 THRESHOLD 1 |  |  | Non-Lead - Other | No | 1995-08-21 | 1 | Rectified Plan | No |  |  |  | Non-Lead - Other |  |  | Installation date is after the lead ban |  |  |  |  | Non-Lead |  |  |  | Domestic
MTR_020658 | 18928 131ST PL SE | L 19 BLVD. LANE 7 |  |  | Non-Lead - Other | No | 1976-05-24 | 0 | Installation date is after the lead ban |  |  |  |  | Non-Lead - Other |  |  | Installation date is after the lead ban |  |  |  |  | Non-Lead |  |  |  | Domestic
MTR_024914 | 20002 124TH AVE SE | LOT 107 SEC 4-22-5 |  |  | Non-Lead - Other | Unknown |  | 0 | Statistical analysis |  |  |  |  | Non-Lead - Other |  |  | Statistical analysis |  |  |  |  | Non-Lead |  |  |  | Assumed
MTR_015192 | 12638 SE 170TH ST | L 67 CASCADE VISTA 3 |  |  | Non-Lead - Other | No | 2011-08-10 | 0 | Rectified Plan |  |  |  |  | Non-Lead - Other |  |  | Statistical analysis |  |  |  |  | Non-Lead |  |  |  | Domestic
MTR_028373 | 21640 127TH PL SE | LOT 66 PARKWAY ESTATES |  |  | Non-Lead - Other | No | 1978-07-26 | 0 | Installation date is after the lead ban |  |  |  |  | Non-Lead - Other |  |  | Installation date is after the lead ban |  |  |  |  | Non-Lead |  |  |  | Domestic
MTR_003833 | 12847 SE 235TH PL | LOT 12 SINGLE CREEK #1 |  |  | Non-Lead - Other | No |  | 0 | Installation date is after the lead ban |  |  |  |  | Non-Lead - Other |  |  | Installation date is after the lead ban |  |  |  |  | Non-Lead |  |  |  | Assumed
MTR_014276 | 10955 SE 169TH PL | LOT 12 THRESHOLD I |  |  | Non-Lead - Other | No | 1995-08-21 | 1 | Rectified Plan | No |  |  |  | Non-Lead - Other |  |  | Installation date is after the lead ban |  |  |  |  | Non-Lead |  |  |  | Domestic
MTR_029812 | 23874 140TH LN SE | LOT 39 THE VILLAGE AT SOOS CREEK |  |  | Non-Lead - Other | No |  | 0 | Installation date is after the lead ban |  |  |  |  | Non-Lead - Other |  |  | Installation date is after the lead ban |  |  |  |  | Non-Lead |  |  |  | Assumed
MTR_021184 | 18828 131ST AVE SE | L 34 BLVD. LANE 7 |  |  | Non-Lead - Other | No |  | 0 | Installation date is after the lead ban |  |  |  |  | Non-Lead - Other |  |  | Installation date is after the lead ban |  |  |  |  | Non-Lead |  |  |  | Assumed
MTR_014286 | 10946 SE 169TH PL | LOT 22 THRESHOLD I |  |  | Non-Lead - Other | No | 1995-08-21 | 1 | Rectified Plan | No |  |  |  | Non-Lead - Other |  |  | Installation date is after the lead ban |  |  |  |  | Non-Lead |  |  |  | Domestic
MTR_027398 | 23915 138TH AVE SE | LOT 49 NORTHPEAK CREST |  |  | Non-Lead - Other | No | 1979-07-01 | 0 | Installation date is after the lead ban |  |  |  |  | Non-Lead - Other |  |  | Installation date is after the lead ban |  |  |  |  | Non-Lead |  |  |  | Domestic
MTR_020645 | 18914 131ST AVE SE | LOT 32 BOULEVARD LANE #7 |  |  | Non-Lead - Other | No | 1976-05-24 | 0 | Installation date is after the lead ban |  |  |  |  | Non-Lead - Other |  |  | Installation date is after the lead ban |  |  |  |  | Non-Lead |  |  |  | Domestic
MTR_023300 | 10626 SE 213TH CT | LOT 26 STONEPINE EAST |  |  | Non-Lead - Other | No | 1995-10-18 | 0 | Installation date is after the lead ban |  |  |  |  | Non-Lead - Other |  |  | Installation date is after the lead ban |  |  |  |  | Non-Lead |  |  |  | Domestic
MTR_020781 | 13111 SE 187TH CT | LOT 29 BLVD. LANE #4 |  |  | Non-Lead - Other | No | 1968-06-14 | 0 | Installation date is after the lead ban |  |  |  |  | Non-Lead - Other |  |  | Installation date is after the lead ban |  |  |  |  | Non-Lead |  |  |  | Domestic
MTR_029439 | 11602 SE 225TH ST | LOT 69 MAPLEWOOD EAST |  |  | Non-Lead - Other | No |  | 0 | Installation date is after the lead ban |  |  |  |  | Non-Lead - Other |  |  | Installation date is after the lead ban |  |  |  |  | Non-Lead |  |  |  | Domestic
MTR_028309 | 21735 130TH AVE SE | LOT 1 KING CO SHORT PLAT #S90S0350 |  |  | Non-Lead - Other | No | 1995-08-28 | 0 | Installation date is after the lead ban |  |  |  |  | Non-Lead - Other |  |  | Installation date is after the lead ban |  |  |  |  | Non-Lead |  |  |  | Domestic
MTR_020783 | 13107 SE 187TH CT | L 30 BLVD LANE 4 |  |  | Non-Lead - Other | No | 1968-06-14 | 0 | Installation date is after the lead ban |  |  |  |  | Non-Lead - Other |  |  | Installation date is after the lead ban |  |  |  |  | Non-Lead |  |  |  | Domestic
MTR_029449 | 22618 119TH AVE SE | LOT 41 MAPLEWOOD EAST |  |  | Non-Lead - Other | No |  | 0 | Installation date is after the lead ban |  |  |  |  | Non-Lead - Other |  |  | Installation date is after the lead ban |  |  |  |  | Non-Lead |  |  |  | Domestic
MTR_026348 | 22441 127TH AVE SE | LOT 39 PHEASANTS HOLLOW |  |  | Non-Lead Plastic | No | 1996-02-26 | 0 | Field inspection only with no records | Yes | Visual inspection at meter pit | 2023-11-30 |  | Non-Lead Copper |  |  | Field inspection only with no records | Yes | Visual inspection at meter pit | 2023-11-30 |  | Non-Lead |  |  |  | Domestic
MTR_020779 | 13106 SE 187TH CT | L 27 BLVD. LANE 4 |  |  | Non-Lead - Other | No | 1968-06-14 | 0 | Installation date is after the lead ban |  |  |  |  | Non-Lead - Other |  |  | Installation date is after the lead ban |  |  |  |  | Non-Lead |  |  |  | Domestic
MTR_026349 | 22449 127TH AVE SE | LOT 40 PHEASANTS HOLLOW |  |  | Non-Lead - Other | No | 1996-02-26 | 0 | Installation date is after the lead ban |  |  |  |  | Non-Lead - Other |  |  | Installation date is after the lead ban |  |  |  |  | Non-Lead |  |  |  | Domestic
MTR_029223 | 11653 SE 230TH PL | LOT 9 HUNTERS GROVE |  |  | Non-Lead - Other | No | 1997-08-22 | 0 | Installation date is after the lead ban |  |  |  |  | Non-Lead - Other |  |  | Installation date is after the lead ban |  |  |  |  | Non-Lead |  |  |  | Domestic
MTR_020782 | 13110 SE 187TH CT | L 28 BLVD. LANE 4 |  |  | Non-Lead - Other | No | 1968-06-14 | 0 | Installation date is after the lead ban |  |  |  |  | Non-Lead - Other |  |  | Installation date is after the lead ban |  |  |  |  | Non-Lead |  |  |  | Domestic
MTR_026350 | 12550 SE 231ST ST | LOT 60 CORONADO KNOLLS |  |  | Non-Lead - Other | No |  | 0 | Installation date is after the lead ban |  |  |  |  | Non-Lead - Other |  |  | Installation date is after the lead ban |  |  |  |  | Non-Lead |  |  |  | Domestic
MTR_029451 | 11617 SE 225TH ST | LOT 5 MAPLEWOOD EAST |  |  | Non-Lead - Other | No |  | 0 | Installation date is after the lead ban |  |  |  |  | Non-Lead - Other |  |  | Installation date is after the lead ban |  |  |  |  | Non-Lead |  |  |  | Domestic
MTR_023414 | 21213 110TH AVE SE | L 19 BENSON HILLS NO 1 |  |  | Non-Lead - Other | Unknown |  | 0 | Statistical analysis |  |  |  |  | Non-Lead - Other |  |  | Statistical analysis |  |  |  |  | Non-Lead |  |  |  | Assumed
MTR_027688 | 21606 117TH PL SE | LOT 50 CROWN ROYAL #2 |  |  | Non-Lead Plastic | No |  | 0 | Field inspection only with no records | Yes | Visual inspection at meter pit | 2023-09-16 |  | Non-Lead Plastic |  |  | Field inspection only with no records | Yes | Visual inspection at meter pit | 2023-09-16 |  | Non-Lead |  |  |  | Assumed
MTR_025610 | 12912 SE 214TH PL | LOT 18 HILLSHIRE TERRACE |  |  | Non-Lead - Other | No | 1995-09-19 | 0 | Installation date is after the lead ban |  |  |  |  | Non-Lead - Other |  |  | Installation date is after the lead ban |  |  |  |  | Non-Lead |  |  |  | Domestic
MTR_028818 | 11019 SE 217TH ST | L9 B2 TWIN MAPLES |  |  | Non-Lead - Other | No |  | 0 | Installation date is after the lead ban |  |  |  |  | Non-Lead - Other |  |  | Installation date is after the lead ban |  |  |  |  | Non-Lead |  |  |  | Assumed
MTR_017041 | 17915 112TH AVE SE | LOT 17 ORCHARD PARK #2 |  |  | Non-Lead Plastic | No | 1995-09-05 | 0 | Field inspection only with no records | Yes | Visual inspection at meter pit | 2023-07-29 |  | Non-Lead Plastic |  |  | Field inspection only with no records | Yes | Visual inspection at meter pit | 2023-07-29 |  | Non-Lead |  |  |  | Domestic
MTR_025614 | 21418 129TH AVE SE | LOT 35 HILLSHIRE TERRACE |  |  | Non-Lead - Other | No | 1995-09-19 | 0 | Installation date is after the lead ban |  |  |  |  | Non-Lead - Other |  |  | Installation date is after the lead ban |  |  |  |  | Non-Lead |  |  |  | Domestic
MTR_024173 | 11036 SE 214TH ST | LOT 8 EAST BENSON HILLS |  |  | Non-Lead - Other | No |  | 0 | Installation date is after the lead ban |  |  |  |  | Non-Lead - Other |  |  | Installation date is after the lead ban |  |  |  |  | Non-Lead |  |  |  | Assumed
MTR_019461 | 18922 112TH PL SE | LOT 96 CHINQUAPIN RIDGE |  |  | Non-Lead - Other | No | 1995-09-19 | 0 | Installation date is after the lead ban |  |  |  |  | Non-Lead - Other |  |  | Installation date is after the lead ban |  |  |  |  | Non-Lead |  |  |  | Domestic
MTR_025122 | 12023 SE 212TH PL | L 34 GREEN TREE EAST |  |  | Non-Lead - Other | No | 1972-06-01 | 0 | Installation date is after the lead ban |  |  |  |  | Non-Lead - Other |  |  | Installation date is after the lead ban |  |  |  |  | Non-Lead |  |  |  | Domestic
MTR_024221 | 20834 109TH LN SE | L31 BENSON H TOWNHOUSE |  |  | Non-Lead - Other | No |  | 5.25 | Installation date is after the lead ban |  |  |  |  | Non-Lead - Other |  |  | Installation date is after the lead ban |  |  |  |  | Non-Lead |  |  |  | Hydrant
MTR_025612 | 21517 129TH AVE SE | LOT 27 HILLSHIRE TERRACE |  |  | Non-Lead - Other | No | 1995-09-19 | 0 | Installation date is after the lead ban |  |  |  |  | Non-Lead - Other |  |  | Installation date is after the lead ban |  |  |  |  | Non-Lead |  |  |  | Domestic
MTR_030224 | 16640 SE OLD PETROVITSKY RD | TAX LOT 98 36-23-5 |  |  | Non-Lead - Other | No |  | 0 | Installation date is after the lead ban |  |  |  |  | Non-Lead - Other |  |  | Installation date is after the lead ban |  |  |  |  | Non-Lead |  |  |  | Assumed
MTR_025608 | 12906 SE 214TH PL | LOT 19 HILLSHIRE TERRACE |  |  | Non-Lead - Other | No | 1995-09-19 | 0 | Installation date is after the lead ban |  |  |  |  | Non-Lead - Other |  |  | Installation date is after the lead ban |  |  |  |  | Non-Lead |  |  |  | Domestic
MTR_025370 | 21033 121ST PL SE | L 27 CARENA TERRACE 1 |  |  | Non-Lead - Other | No |  | 0 | Installation date is after the lead ban |  |  |  |  | Non-Lead - Other |  |  | Installation date is after the lead ban |  |  |  |  | Non-Lead |  |  |  | Domestic
MTR_014061 | 10824 SE 170TH ST | 0708-004285-TAX LOT 20 SE 29-23-5 - Fire Meter |  |  | Non-Lead - Other | No |  | 0 | Installation date is after the lead ban |  |  |  |  | Non-Lead - Other |  |  | Installation date is after the lead ban |  |  |  |  | Non-Lead |  |  |  | Fire
MTR_023548 | 11212 SE 216TH ST | LOT 3 WEST CREEK COURT |  |  | Non-Lead - Other | No | 2006-01-24 | 0 | Installation date is after the lead ban |  |  |  |  | Non-Lead - Other |  |  | Installation date is after the lead ban |  |  |  |  | Non-Lead |  |  |  | Domestic
MTR_025067 | 12047 SE 214TH ST | L 65 GREEN TREE EAST |  |  | Non-Lead - Other | No | 1972-06-01 | 0 | Installation date is after the lead ban |  |  |  |  | Non-Lead - Other |  |  | Installation date is after the lead ban |  |  |  |  | Non-Lead |  |  |  | Domestic
MTR_000924 | 10636 SE 174TH ST | TAX LOT 12 SECTION 29-23-5 |  |  | Non-Lead - Other | No |  | 0.75 | Installation date is after the lead ban |  |  |  |  | Non-Lead - Other |  |  | Installation date is after the lead ban |  |  |  |  | Non-Lead |  |  |  | Assumed
MTR_025440 | 12526 SE 209TH CT | LOT 4 SHADOW RUN |  |  | Non-Lead - Other | No | 1987-11-25 | 0 | Installation date is after the lead ban |  |  |  |  | Non-Lead - Other |  |  | Installation date is after the lead ban |  |  |  |  | Non-Lead |  |  |  | Domestic
MTR_004073 | 12126 SE 240TH ST | 9918-015375 |  |  | Non-Lead - Other | No | 2000-01-21 | 0 | Rectified Plan | No |  |  |  | Non-Lead - Other |  |  | Installation date is after the lead ban |  |  |  |  | Non-Lead |  |  |  | Domestic
MTR_015628 | 17028 116TH AVE SE | CASCADE SHOPPING CENTER BLDG D |  |  | Non-Lead - Other | Unknown |  | 0.75 | Statistical analysis |  |  |  |  | Non-Lead - Other |  |  | Statistical analysis |  |  |  |  | Non-Lead |  |  |  | Assumed
MTR_025189 | 21113 125TH AVE SE | LOT 49 GLENCARIN #1 |  |  | Non-Lead - Other | No | 1968-03-08 | 0 | Installation date is after the lead ban |  |  |  |  | Non-Lead - Other |  |  | Installation date is after the lead ban |  |  |  |  | Non-Lead |  |  |  | Domestic
MTR_028285 | 22025 129TH PL SE | LOT 44 SUMMER GLEN EAST (STRATHMORE ) |  |  | Non-Lead - Other | No | 1995-08-28 | 0 | Installation date is after the lead ban |  |  |  |  | Non-Lead - Other |  |  | Installation date is after the lead ban |  |  |  |  | Non-Lead |  |  |  | Domestic
MTR_029308 | 11834 SE 231ST PL | LOT 25 TERRA HEIGHTS |  |  | Non-Lead - Other | No |  | 0 | Installation date is after the lead ban |  |  |  |  | Non-Lead - Other |  |  | Installation date is after the lead ban |  |  |  |  | Non-Lead |  |  |  | Domestic
MTR_022865 | 13055 SE 192ND ST | 0708-013560-TL41 E1/2 SEC 4-22-5 |  |  | Non-Lead - Other | No |  | 0 | Installation date is after the lead ban |  |  |  |  | Non-Lead - Other |  |  | Installation date is after the lead ban |  |  |  |  | Non-Lead |  |  |  | Assumed
MTR_020673 | 13039 SE 191ST ST | L 13 BLVD. LANE 7 |  |  | Non-Lead - Other | No | 1976-05-24 | 0 | Installation date is after the lead ban |  |  |  |  | Non-Lead - Other |  |  | Installation date is after the lead ban |  |  |  |  | Non-Lead |  |  |  | Domestic
MTR_030225 | NIKE STATION LAKE YOUNGS | NIKE STATION LAKE YOUNGS |  |  | Non-Lead - Other | Unknown |  | 0 | Statistical analysis |  |  |  |  | Non-Lead - Other |  |  | Statistical analysis |  |  |  |  | Non-Lead |  |  |  | Assumed
MTR_025525 | 12644 SE 214TH ST | L 42 GLENCARIN #3 |  |  | Non-Lead - Other | No |  | 0 | Installation date is after the lead ban |  |  |  |  | Non-Lead - Other |  |  | Installation date is after the lead ban |  |  |  |  | Non-Lead |  |  |  | Domestic
MTR_020281 | 10700 SE 208TH ST-SPRINKLER | TL 31 SW 5-22-5 SPRINKLE |  |  | Non-Lead - Other | No |  | 0 | Installation date is after the lead ban |  |  |  |  | Non-Lead - Other |  |  | Installation date is after the lead ban |  |  |  |  | Non-Lead |  |  |  | Domestic
MTR_020651 | 13009 SE 191ST ST | L 10 BLVD. LANE 7 |  |  | Non-Lead - Other | No | 1976-05-24 | 0 | Installation date is after the lead ban |  |  |  |  | Non-Lead - Other |  |  | Installation date is after the lead ban |  |  |  |  | Non-Lead |  |  |  | Domestic
MTR_028360 | 12832 SE 218TH PL | LOT 1 KING CO SHORT PLAT #S90S0351 |  |  | Non-Lead - Other | No |  | 0 | Installation date is after the lead ban |  |  |  |  | Non-Lead - Other |  |  | Installation date is after the lead ban |  |  |  |  | Non-Lead |  |  |  | Assumed
MTR_020649 | 13003 SE 191ST ST | L9 BLVD. LANE 7 |  |  | Non-Lead - Other | No | 1976-05-24 | 0 | Installation date is after the lead ban |  |  |  |  | Non-Lead - Other |  |  | Installation date is after the lead ban |  |  |  |  | Non-Lead |  |  |  | Domestic
MTR_028361 | 12829 SE 218TH PL | LOT 2 KING CO SHORT PLAT #S90S0352 |  |  | Non-Lead Plastic | No |  | 0 | Field inspection only with no records | Yes | Visual inspection at meter pit | 2023-11-04 |  | Non-Lead - Other |  |  | Installation date is after the lead ban |  |  |  |  | Non-Lead |  |  |  | Assumed
MTR_023173 | 9531 S 213TH ST | L 18 WESTVIEW TERRACE 3 |  |  | Non-Lead - Other | No | 2008-10-29 | 0 | Rectified Plan |  |  |  |  | Non-Lead - Other |  |  | Statistical analysis |  |  |  |  | Non-Lead |  |  |  | Domestic
MTR_000935 | 12848 SE 234TH ST | S 1/2 L7 MERIDIAN VILLA |  |  | Non-Lead - Other | No |  | 0 | Installation date is after the lead ban |  |  |  |  | Non-Lead - Other |  |  | Installation date is after the lead ban |  |  |  |  | Non-Lead |  |  |  | Assumed
MTR_019464 | 18905 112TH PL SE | LOT 47 CHINQUAPIN RIDGE 2 |  |  | Non-Lead - Other | No | 1995-09-19 | 0 | Installation date is after the lead ban |  |  |  |  | Non-Lead - Other |  |  | Installation date is after the lead ban |  |  |  |  | Non-Lead |  |  |  | Domestic
MTR_023303 | 10602 SE 213TH CT | LOT 30 STONEPINE EAST |  |  | Non-Lead - Other | No | 1995-10-18 | 0 | Installation date is after the lead ban |  |  |  |  | Non-Lead - Other |  |  | Installation date is after the lead ban |  |  |  |  | Non-Lead |  |  |  | Domestic
MTR_029234 | 11202 SE 225TH ST | L 68 STOCKTON |  |  | Non-Lead - Other | No |  | 0 | Installation date is after the lead ban |  |  |  |  | Non-Lead - Other |  |  | Installation date is after the lead ban |  |  |  |  | Non-Lead |  |  |  | Domestic
MTR_016166 | 17621 162ND PL SE | LOT 84 CANDLEWOOD RIDGE #3 |  |  | Non-Lead - Other | No | 1977-07-13 | 1 | Installation date is after the lead ban |  |  |  |  | Non-Lead - Other |  |  | Installation date is after the lead ban |  |  |  |  | Non-Lead |  |  |  | Domestic
MTR_026113 | 20723 121ST WAY SE | LOT 39 FENTON RIDGE |  |  | Non-Lead - Other | No | 1995-08-31 | 0 | Installation date is after the lead ban |  |  |  |  | Non-Lead - Other |  |  | Installation date is after the lead ban |  |  |  |  | Non-Lead |  |  |  | Domestic
MTR_028271 | 12818 SE 220TH ST | LOT 21 SUMMER GLEN EAST (STRATHMORE ) |  |  | Non-Lead - Other | No | 1995-08-28 | 0 | Installation date is after the lead ban |  |  |  |  | Non-Lead - Other |  |  | Installation date is after the lead ban |  |  |  |  | Non-Lead |  |  |  | Domestic
MTR_020417 | 10109 SE 207TH ST | L5 MAYVILLA PARK #2 |  |  | Non-Lead - Other | No |  | 0 | Installation date is after the lead ban |  |  |  |  | Non-Lead - Other |  |  | Installation date is after the lead ban |  |  |  |  | Non-Lead |  |  |  | Domestic
MTR_028272 | 12824 SE 220TH ST | LOT 20 SUMMER GLEN EAST (STRATHMORE ) |  |  | Non-Lead - Other | No | 1995-08-28 | 0 | Installation date is after the lead ban |  |  |  |  | Non-Lead - Other |  |  | Installation date is after the lead ban |  |  |  |  | Non-Lead |  |  |  | Domestic
MTR_018459 | 20016 95TH PL S | LOT 6 BRIARMOUNT |  |  | Non-Lead - Other | No | 1998-08-21 | 0 | Installation date is after the lead ban |  |  |  |  | Non-Lead - Other |  |  | Installation date is after the lead ban |  |  |  |  | Non-Lead |  |  |  | Domestic
MTR_023305 | 21328 105TH PL SE | LOT 21 STONEPINE EAST |  |  | Non-Lead - Other | No | 1995-10-18 | 0 | Installation date is after the lead ban |  |  |  |  | Non-Lead - Other |  |  | Installation date is after the lead ban |  |  |  |  | Non-Lead |  |  |  | Domestic
MTR_020292 | 20412 105TH PL SE | LOT 19 KAYWOOD ESTATES |  |  | Non-Lead - Other | No |  | 0 | Installation date is after the lead ban |  |  |  |  | Non-Lead - Other |  |  | Installation date is after the lead ban |  |  |  |  | Non-Lead |  |  |  | Domestic
MTR_027250 | 13925 SE 237TH PL | LOT 17 JANES PLACE |  |  | Non-Lead - Other | No | 1989-01-13 | 0 | Installation date is after the lead ban |  |  |  |  | Non-Lead - Other |  |  | Installation date is after the lead ban |  |  |  |  | Non-Lead |  |  |  | Domestic
MTR_026911 | 22539 134TH PL SE | LOT 25 FERN CREST |  |  | Non-Lead - Other | No | 2005-06-17 | 0 | Installation date is after the lead ban |  |  |  |  | Non-Lead - Other |  |  | Installation date is after the lead ban |  |  |  |  | Non-Lead |  |  |  | Domestic
MTR_014282 | 10968 SE 169TH PL | LOT 18 THRESHOLD I |  |  | Non-Lead Plastic | No | 1995-08-21 | 1 | Field inspection only with no records | Yes | Visual inspection at meter pit | 2023-02-04 |  | Non-Lead Plastic |  |  | Field inspection only with no records | Yes | Visual inspection at meter pit | 2023-02-04 |  | Non-Lead |  |  |  | Domestic
MTR_026895 | 22720 134TH PL SE | LOT 32 FERN CREST |  |  | Non-Lead - Other | No | 2005-06-17 | 0 | Installation date is after the lead ban |  |  |  |  | Non-Lead - Other |  |  | Installation date is after the lead ban |  |  |  |  | Non-Lead |  |  |  | Domestic
MTR_014278 | 10967 SE 169TH PL | LOT 14 THRESHOLD I |  |  | Non-Lead - Other | No | 1995-08-21 | 1 | Rectified Plan | No |  |  |  | Non-Lead - Other |  |  | Installation date is after the lead ban |  |  |  |  | Non-Lead |  |  |  | Domestic
MTR_026801 | 22844 135TH AVE SE | LOT 2 BLK 2 STARCREST |  |  | Non-Lead - Other | Unknown |  | 0 | Statistical analysis |  |  |  |  | Non-Lead - Other |  |  | Statistical analysis |  |  |  |  | Non-Lead |  |  |  | Domestic
MTR_024827 | 14236 SE 202ND ST | TL108 E1/2 SEC 3-22-5 |  |  | Non-Lead Plastic | Unknown |  | 0 | Field inspection only with no records | Yes | Visual inspection at meter pit | 2023-11-11 |  | Non-Lead Plastic |  |  | Field inspection only with no records | Yes | Visual inspection at meter pit | 2023-11-11 |  | Non-Lead |  |  |  | Assumed
MTR_026356 | 13228 SE 231ST ST | LOT 7 BLK3 STARCREST |  |  | Non-Lead - Other | No |  | 0 | Installation date is after the lead ban |  |  |  |  | Non-Lead - Other |  |  | Installation date is after the lead ban |  |  |  |  | Non-Lead |  |  |  | Assumed
MTR_003269 | 11821 SE 233RD PL | LOT 3 PINERIDGE |  |  | Non-Lead - Other | No |  | 0 | Installation date is after the lead ban |  |  |  |  | Non-Lead - Other |  |  | Installation date is after the lead ban |  |  |  |  | Non-Lead |  |  |  | Assumed
MTR_026800 | 23006 135TH AVE SE | LOT 1 BLOCK 2 STARCREST #3 |  |  | Non-Lead - Other | No |  | 0 | Installation date is after the lead ban |  |  |  |  | Non-Lead - Other |  |  | Installation date is after the lead ban |  |  |  |  | Non-Lead |  |  |  | Domestic
MTR_026194 | 12236 SE 207TH ST | LOT 55 SWANSON COURT. |  |  | Non-Lead - Other | Unknown |  | 0 | Statistical analysis |  |  |  |  | Non-Lead - Other |  |  | Statistical analysis |  |  |  |  | Non-Lead |  |  |  | Domestic
MTR_009531 | 23716 119TH PL SE | LOT 73 KENT HIGHLANDS |  |  | Non-Lead - Other | No | 2006-11-01 | 0 | Rectified Plan | No |  |  |  | Non-Lead - Other |  |  | Installation date is after the lead ban |  |  |  |  | Non-Lead |  |  |  | Domestic
MTR_027249 | 13416 SE 233RD ST | L 30 WILDWOOD EST 1 |  |  | Non-Lead - Other | No |  | 0 | Installation date is after the lead ban |  |  |  |  | Non-Lead - Other |  |  | Installation date is after the lead ban |  |  |  |  | Non-Lead |  |  |  | Domestic
MTR_019468 | 11212 SE 188TH PL | LOT 41 CHINQUAPIN RIDGE #2 |  |  | Non-Lead - Other | No | 1995-09-19 | 0 | Installation date is after the lead ban |  |  |  |  | Non-Lead - Other |  |  | Installation date is after the lead ban |  |  |  |  | Non-Lead |  |  |  | Domestic
MTR_009620 | 11923 SE 238TH PL | LOT 69 KENT HIGHLANDS |  |  | Non-Lead - Other | No | 2006-11-01 | 0 | Rectified Plan | No |  |  |  | Non-Lead - Other |  |  | Installation date is after the lead ban |  |  |  |  | Non-Lead |  |  |  | Domestic
MTR_026822 | 13329 SE 227TH PL | LOT 38 FERN CREST AKA MEADOW RIDGE |  |  | Non-Lead - Other | No | 2005-06-17 | 0 | Installation date is after the lead ban |  |  |  |  | Non-Lead - Other |  |  | Installation date is after the lead ban |  |  |  |  | Non-Lead |  |  |  | Domestic
MTR_023073 | 21439 96TH AVE S | LOT 33 WESTVIEW TERRACE #3 |  |  | Non-Lead - Other | No | 2008-10-29 | 0 | Installation date is after the lead ban |  |  |  |  | Non-Lead - Other |  |  | Installation date is after the lead ban |  |  |  |  | Non-Lead |  |  |  | Domestic
MTR_024312 | 22147 104TH PL SE | W128.63 LESS N555.75 S15 TR 20 UN EEDAN ORCHARD |  |  | Non-Lead - Other | Unknown |  | 0 | Statistical analysis |  |  |  |  | Non-Lead - Other |  |  | Statistical analysis |  |  |  |  | Non-Lead |  |  |  | Domestic
MTR_028261 | 22029 128TH PL SE | LOT 29 SUMMER GLEN EAST (STRATHMORE ) |  |  | Non-Lead - Other | No | 1995-08-28 | 0 | Installation date is after the lead ban |  |  |  |  | Non-Lead - Other |  |  | Installation date is after the lead ban |  |  |  |  | Non-Lead |  |  |  | Domestic
MTR_024151 | 11102 SE 214TH ST | LOT 10 EAST BENSON HILLS |  |  | Non-Lead - Other | No |  | 0 | Installation date is after the lead ban |  |  |  |  | Non-Lead - Other |  |  | Installation date is after the lead ban |  |  |  |  | Non-Lead |  |  |  | Assumed
MTR_024041 | 21007 102ND AVE SE | L 17 GUINN CREST |  |  | Non-Lead - Other | Unknown |  | 0 | Statistical analysis |  |  |  |  | Non-Lead - Other |  |  | Statistical analysis |  |  |  |  | Non-Lead |  |  |  | Assumed
MTR_028087 | 12110 SE 223RD DR | L72 MEADOWGREEN EST |  |  | Non-Lead - Other | No |  | 5.25 | Installation date is after the lead ban |  |  |  |  | Non-Lead - Other |  |  | Installation date is after the lead ban |  |  |  |  | Non-Lead |  |  |  | Hydrant
MTR_019471 | 18925 113TH WAY SE | LOT 71 CHINQUAPIN RIDGE |  |  | Non-Lead - Other | No | 1995-09-19 | 0 | Installation date is after the lead ban |  |  |  |  | Non-Lead - Other |  |  | Installation date is after the lead ban |  |  |  |  | Non-Lead |  |  |  | Domestic
MTR_023724 | 21906 101ST PL SE | LOT 35 KARA CREST |  |  | Non-Lead - Other | No | 2001-08-23 | 0 | Installation date is after the lead ban |  |  |  |  | Non-Lead - Other |  |  | Installation date is after the lead ban |  |  |  |  | Non-Lead |  |  |  | Domestic
MTR_027950 | 21622 120TH AVE SE | LOT 42 CROWN ROYAL |  |  | Non-Lead - Other | No |  | 0 | Installation date is after the lead ban |  |  |  |  | Non-Lead - Other |  |  | Installation date is after the lead ban |  |  |  |  | Non-Lead |  |  |  | Assumed
MTR_014256 | 17017 110TH PL SE | LOT 35 THRESHOLD I |  |  | Non-Lead Plastic | No | 1995-08-21 | 1 | Field inspection only with no records | Yes | Visual inspection at meter pit | 2023-02-04 |  | Non-Lead Plastic |  |  | Field inspection only with no records | Yes | Visual inspection at meter pit | 2023-02-04 |  | Non-Lead |  |  |  | Domestic
MTR_027873 | 12015 SE 218TH PL | LOT 29 CROWN ROYAL |  |  | Non-Lead - Other | No |  | 0 | Installation date is after the lead ban |  |  |  |  | Non-Lead - Other |  |  | Installation date is after the lead ban |  |  |  |  | Non-Lead |  |  |  | Assumed
MTR_015193 | 17218 128TH AVE SE | L 20 BLK 1 RENTON PARK |  |  | Non-Lead Plastic | Unknown |  | 0 | Relative Placement | Yes | Visual inspection at the meter pit | 2024-02-13 |  | Copper |  |  | Field inspection only with no records | Yes | Visual inspection at the meter pit | 2024-02-13 |  | Non-Lead |  |  |  | Domestic
MTR_027642 | 21621 118TH PL SE | LOT 39 CROWN ROYAL II |  |  | Non-Lead - Other | No |  | 0 | Installation date is after the lead ban |  |  |  |  | Non-Lead - Other |  |  | Installation date is after the lead ban |  |  |  |  | Non-Lead |  |  |  | Assumed
MTR_014259 | 17029 110TH PL SE | LOT 38 THRESHOLD I |  |  | Non-Lead Plastic | No | 1995-08-21 | 1 | Field inspection only with no records | Yes | Visual inspection at meter pit | 2023-02-04 |  | Non-Lead Plastic |  |  | Field inspection only with no records | Yes | Visual inspection at meter pit | 2023-02-04 |  | Non-Lead |  |  |  | Domestic
MTR_027989 | 12024 SE 223RD DR | LOT 78 MEADOWGREEN ESTATES |  |  | Non-Lead - Other | No |  | 0 | Installation date is after the lead ban |  |  |  |  | Non-Lead - Other |  |  | Installation date is after the lead ban |  |  |  |  | Non-Lead |  |  |  | Domestic
MTR_011839 | 10502 SE 166TH ST | SW CORNER LOT 5 BLOCK A AKERS FARM S #5 |  |  | Non-Lead - Other | No | 1999-03-24 | 0 | Rectified Plan |  |  |  |  | Non-Lead - Other |  |  | Statistical analysis |  |  |  |  | Non-Lead |  |  |  | Domestic
MTR_029648 | 22612 112TH AVE SE | LOT 138 KENTON FIRS |  |  | Non-Lead - Other | Unknown |  | 0 | Statistical analysis |  |  |  |  | Non-Lead - Other |  |  | Statistical analysis |  |  |  |  | Non-Lead |  |  |  | Domestic
MTR_000961 | 15755 118TH AVE SE | L21 BLK7 CASCADE VISTA#2 |  |  | Non-Lead - Other | No | 2014-04-16 | 0 | Rectified Plan |  |  |  |  | Non-Lead - Other |  |  | Statistical analysis |  |  |  |  | Non-Lead |  |  |  | Domestic
MTR_028464 | 12617 SE 222ND PL | LOT 138 SUMMERGLEN #3 |  |  | Non-Lead - Other | No |  | 5.25 | Installation date is after the lead ban |  |  |  |  | Non-Lead - Other |  |  | Installation date is after the lead ban |  |  |  |  | Non-Lead |  |  |  | Hydrant
MTR_011584 | 16317 128TH PL SE | L65 FAIRWOOD DIV. #9 |  |  | Non-Lead - Other | No |  | 1 | Installation date is after the lead ban |  |  |  |  | Non-Lead - Other |  |  | Installation date is after the lead ban |  |  |  |  | Non-Lead |  |  |  | Domestic
MTR_028469 | 22223 126TH PL SE | LOT 154 SUMMERGLEN #3 |  |  | Non-Lead - Other | No |  | 5.25 | Installation date is after the lead ban |  |  |  |  | Non-Lead - Other |  |  | Installation date is after the lead ban |  |  |  |  | Non-Lead |  |  |  | Hydrant
MTR_026357 | 22532 126TH AVE SE | LOT 45 PHEASANTS HOLLOW |  |  | Non-Lead Plastic | No | 1996-02-26 | 0 | Field inspection only with no records | Yes | Visual inspection at meter pit | 2023-11-30 |  | Non-Lead Plastic |  |  | Field inspection only with no records | Yes | Visual inspection at meter pit | 2023-11-30 |  | Non-Lead |  |  |  | Domestic
MTR_028262 | 22016 128TH PL SE | LOT 38 SUMMER GLEN EAST (STRATHMORE ) |  |  | Non-Lead - Other | No | 1995-08-28 | 0 | Installation date is after the lead ban |  |  |  |  | Non-Lead - Other |  |  | Installation date is after the lead ban |  |  |  |  | Non-Lead |  |  |  | Domestic
MTR_026358 | 22541 126TH AVE SE | LOT 82 PHEASANTS HOLLOW |  |  | Non-Lead - Other | No | 1996-02-26 | 0 | Installation date is after the lead ban |  |  |  |  | Non-Lead - Other |  |  | Installation date is after the lead ban |  |  |  |  | Non-Lead |  |  |  | Domestic
MTR_028461 | 12512 SE 223RD DR | LOT 160 SUMMERGLEN #3 |  |  | Non-Lead - Other | No |  | 0 | Installation date is after the lead ban |  |  |  |  | Non-Lead - Other |  |  | Installation date is after the lead ban |  |  |  |  | Non-Lead |  |  |  | Domestic
MTR_026359 | 12546 SE 226TH ST | LOT 83 PHEASANTS HOLLOW |  |  | Non-Lead Plastic | No | 1996-02-26 | 0 | Field inspection only with no records | Yes | Visual inspection at meter pit | 2022-10-22 |  | Non-Lead Plastic |  |  | Field inspection only with no records | Yes | Visual inspection at meter pit | 2022-10-22 |  | Non-Lead |  |  |  | Domestic
MTR_015897 | 18421 143RD CT SE | LOT 16 FAIRWOOD POND ESTATES |  |  | Non-Lead - Other | No | 1989-02-10 | 0 | Installation date is after the lead ban |  |  |  |  | Non-Lead - Other |  |  | Installation date is after the lead ban |  |  |  |  | Non-Lead |  |  |  | Domestic
MTR_024871 | 20618 142ND AVE SE | TAX LOT 109 SE 1/4 3-22-5 |  |  | Non-Lead - Other | No | 2014-04-16 | 0 | Installation date is after the lead ban |  |  |  |  | Non-Lead - Other |  |  | Installation date is after the lead ban |  |  |  |  | Non-Lead |  |  |  | Domestic
MTR_024831 | 14204 SE 202ND ST | TL140 E1/2 SEC 3-22-5 |  |  | Non-Lead - Other | Unknown |  | 0 | Statistical analysis |  |  |  |  | Non-Lead - Other |  |  | Statistical analysis |  |  |  |  | Non-Lead |  |  |  | Assumed
MTR_026360 | 22412 127TH AVE SE | LOT 32 PHEASANTS HOLLOW |  |  | Non-Lead - Other | No | 1996-02-26 | 0 | Installation date is after the lead ban |  |  |  |  | Non-Lead - Other |  |  | Installation date is after the lead ban |  |  |  |  | Non-Lead |  |  |  | Domestic
MTR_019234 | 9215 S 198TH ST | L2 SPBROOK RANCHETTES #2 |  |  | Non-Lead - Other | No |  | 0 | Installation date is after the lead ban |  |  |  |  | Non-Lead - Other |  |  | Installation date is after the lead ban |  |  |  |  | Non-Lead |  |  |  | Assumed
MTR_021479 | 19601 145TH AVE SE | LOT 25 RUDDELLS 3RD ADD |  |  | Non-Lead - Other | No |  | 0 | Installation date is after the lead ban |  |  |  |  | Non-Lead - Other |  |  | Installation date is after the lead ban |  |  |  |  | Non-Lead |  |  |  | Domestic
MTR_026361 | 22411 127TH AVE SE | LOT 36 PHEASANTS HOLLOW |  |  | Non-Lead Plastic | No | 1996-02-26 | 0 | Field inspection only with no records | Yes | Visual inspection at meter pit | 2023-08-26 |  | Non-Lead Copper |  |  | Field inspection only with no records | Yes | Visual inspection at meter pit | 2023-08-26 |  | Non-Lead |  |  |  | Domestic
MTR_021569 | 14037 SE 200TH ST | TL. 95 SEC. 3-22-5 |  |  | Non-Lead - Other | No |  | 0 | Installation date is after the lead ban |  |  |  |  | Non-Lead - Other |  |  | Installation date is after the lead ban |  |  |  |  | Non-Lead |  |  |  | Assumed
MTR_021348 | 14040 SE 194TH ST | L15 LORI LANE |  |  | Non-Lead - Other | No |  | 0 | Installation date is after the lead ban |  |  |  |  | Non-Lead - Other |  |  | Installation date is after the lead ban |  |  |  |  | Non-Lead |  |  |  | Domestic
MTR_027693 | 22212 122ND AVE SE | LOT 63 MEADOWGREEN EST. |  |  | Non-Lead - Other | No |  | 0 | Installation date is after the lead ban |  |  |  |  | Galvanized Requiring Replacement |  |  | Field inspection only with no records | Yes | Visual inspection at meter pit | 2023-08-17 |  | Galvanized Requiring Replacement |  |  |  | Domestic
MTR_021602 | 19641 133RD AVE SE | LOT 57 FOREST TRAILS #3 |  |  | Non-Lead - Other | No |  | 0 | Rectified Plan | No |  |  |  | Non-Lead - Other |  |  | Installation date is after the lead ban |  |  |  |  | Non-Lead |  |  |  | Domestic
MTR_003391 | 16402 125TH AVE SE | L8 B2 CASCADE VISTA 8 |  |  | Non-Lead - Other | No | 2019-08-05 | 1 | Rectified Plan |  |  |  |  | Non-Lead - Other |  |  | Statistical analysis |  |  |  |  | Non-Lead |  |  |  | Domestic
MTR_023182 | 21028 98TH AVE S | L16 WESTVIEW TERR. #2 |  |  | Non-Lead - Other | No | 2008-10-29 | 0 | Rectified Plan |  |  |  |  | Non-Lead - Other |  |  | Statistical analysis |  |  |  |  | Non-Lead |  |  |  | Domestic
MTR_026362 | 22450 127TH AVE SE | LOT 27 PHEASANTS HOLLOW |  |  | Non-Lead Plastic | No | 1996-02-26 | 0 | Field inspection only with no records | Yes | Visual inspection at meter pit | 2023-08-26 |  | Non-Lead Copper |  |  | Field inspection only with no records | Yes | Visual inspection at meter pit | 2023-08-26 |  | Non-Lead |  |  |  | Domestic
MTR_006976 | 16423 125TH AVE SE | L 15 CASCADE HILLS 7 |  |  | Non-Lead - Other | No | 2019-08-05 | 1 | Rectified Plan |  |  |  |  | Non-Lead - Other |  |  | Statistical analysis |  |  |  |  | Non-Lead |  |  |  | Domestic
MTR_023371 | 20926 104TH PL SE | LOT 8 WARD PLAT |  |  | Non-Lead - Other | No | 2015-04-13 | 0 | Installation date is after the lead ban |  |  |  |  | Non-Lead - Other |  |  | Installation date is after the lead ban |  |  |  |  | Non-Lead |  |  |  | Domestic
MTR_019472 | 11236 SE 188TH PL | LOT 37 CHINQUAPIN RIDGE |  |  | Non-Lead Plastic | No | 1995-09-19 | 0 | Field inspection only with no records | Yes | Visual inspection at meter pit | 2023-01-27 |  | Non-Lead Plastic |  |  | Field inspection only with no records | Yes | Visual inspection at meter pit | 2023-01-27 |  | Non-Lead |  |  |  | Domestic
MTR_007642 | 16415 125TH AVE SE | L 14 CASCADE HILLS 7 |  |  | Non-Lead - Other | No | 2019-08-05 | 1 | Rectified Plan |  |  |  |  | Non-Lead - Other |  |  | Statistical analysis |  |  |  |  | Non-Lead |  |  |  | Domestic
MTR_022900 | 19715 121ST AVE SE | LOT 16 SPRINGBROOK RANCH |  |  | Non-Lead - Other | Unknown |  | 0 | Statistical analysis |  |  |  |  | Non-Lead - Other |  |  | Statistical analysis |  |  |  |  | Non-Lead |  |  |  | Assumed
MTR_019473 | 18812 112TH PL SE | LOT 83 CHINQUAPIN RIDGE |  |  | Non-Lead Plastic | No | 1995-09-19 | 0 | Field inspection only with no records | Yes | Visual inspection at meter pit | 2023-09-29 |  | Non-Lead Plastic |  |  | Field inspection only with no records | Yes | Visual inspection at meter pit | 2023-09-29 |  | Non-Lead |  |  |  | Domestic
MTR_003015 | 12331 SE 164TH ST | L 12 CASCADE HILLS 7 |  |  | Non-Lead - Other | No | 2019-08-05 | 1 | Rectified Plan |  |  |  |  | Non-Lead - Other |  |  | Statistical analysis |  |  |  |  | Non-Lead |  |  |  | Domestic
MTR_023817 | 21915 105TH AVE SE | L7 B1 MT.VIEW PARK 2 |  |  | Non-Lead Plastic | No | 2004-04-20 | 0 | Rectified Plan | Yes | Visual inspection at the meter pit | 2024-02-01 |  | Galvanized Requiring Replacement |  |  | Field inspection only with no records | Yes | Visual inspection at the meter pit | 2024-02-01 |  | Galvanized Requiring Replacement |  |  |  | Domestic
MTR_014260 | 17033 110TH PL SE | LOT 39 THRESHOLD I |  |  | Non-Lead Plastic | No | 1995-08-21 | 1 | Field inspection only with no records | Yes | Visual inspection at meter pit | 2023-02-04 |  | Non-Lead Plastic |  |  | Field inspection only with no records | Yes | Visual inspection at meter pit | 2023-02-04 |  | Non-Lead |  |  |  | Domestic
MTR_010577 | 16409 125TH AVE SE | L 13 CASCADE HILLS 7 |  |  | Non-Lead - Other | No | 2019-08-05 | 1 | Rectified Plan |  |  |  |  | Non-Lead - Other |  |  | Statistical analysis |  |  |  |  | Non-Lead |  |  |  | Domestic
MTR_002635 | 22409 100TH AVE SE | SHORT PLAT 1088012 LOT 1 |  |  | Non-Lead - Other | No |  | 0.75 | Installation date is after the lead ban |  |  |  |  | Non-Lead - Other |  |  | Installation date is after the lead ban |  |  |  |  | Non-Lead |  |  |  | Assumed
MTR_019474 | 18811 113TH WAY SE | LOT 77 CHINQUAPIN RIDGE |  |  | Non-Lead Plastic | No | 1995-09-19 | 0 | Field inspection only with no records | Yes | Visual inspection at meter pit | 2023-09-29 |  | Non-Lead Plastic |  |  | Field inspection only with no records | Yes | Visual inspection at meter pit | 2023-09-29 |  | Non-Lead |  |  |  | Domestic
MTR_003451 | 16627 124TH AVE SE | L 102 CASCADE HILLS 7 |  |  | Non-Lead - Other | No | 2019-08-05 | 1 | Rectified Plan |  |  |  |  | Non-Lead - Other |  |  | Statistical analysis |  |  |  |  | Non-Lead |  |  |  | Domestic
MTR_028853 | 11012 SE 217TH ST | L8 B3 TWIN MAPLES |  |  | Non-Lead - Other | No |  | 0 | Installation date is after the lead ban |  |  |  |  | Non-Lead - Other |  |  | Installation date is after the lead ban |  |  |  |  | Non-Lead |  |  |  | Assumed
MTR_001433 | 12214 SE 167TH ST | L 99 CASCADE HILLS 7 |  |  | Non-Lead - Other | No | 2019-08-05 | 1 | Rectified Plan |  |  |  |  | Non-Lead - Other |  |  | Statistical analysis |  |  |  |  | Non-Lead |  |  |  | Domestic
MTR_014254 | 17007 110TH PL SE | LOT 33 THRESHOLD 1 |  |  | Non-Lead Plastic | No | 1995-08-21 | 1 | Field inspection only with no records | Yes | Visual inspection at meter pit | 2023-02-04 |  | Non-Lead Plastic |  |  | Field inspection only with no records | Yes | Visual inspection at meter pit | 2023-02-04 |  | Non-Lead |  |  |  | Domestic
MTR_007561 | 12320 SE 167TH ST | L 101 CASCADE HILLS 7 |  |  | Non-Lead - Other | No | 2019-08-05 | 1 | Rectified Plan |  |  |  |  | Non-Lead - Other |  |  | Statistical analysis |  |  |  |  | Non-Lead |  |  |  | Domestic
MTR_023550 | 11216 SE 216TH ST | LOT 2 WEST CREEK COURT |  |  | Non-Lead - Other | No | 2006-01-24 | 0 | Installation date is after the lead ban |  |  |  |  | Non-Lead - Other |  |  | Installation date is after the lead ban |  |  |  |  | Non-Lead |  |  |  | Domestic
MTR_027696 | 11810 SE 218TH PL | 9916-004550 |  |  | Non-Lead Plastic | No |  | 0 | Field inspection only with no records | Yes | Visual inspection at meter pit | 2023-09-16 |  | Non-Lead Plastic |  |  | Field inspection only with no records | Yes | Visual inspection at meter pit | 2023-09-16 |  | Non-Lead |  |  |  | Domestic
MTR_024571 | 20218 125TH PL SE | L61 SHERYLN PARK |  |  | Non-Lead - Other | No |  | 0 | Installation date is after the lead ban |  |  |  |  | Non-Lead - Other |  |  | Installation date is after the lead ban |  |  |  |  | Non-Lead |  |  |  | Domestic
MTR_025425 | 21013 120TH PL SE | L 1 CARENA TERRACE 1 |  |  | Non-Lead - Other | No |  | 0 | Installation date is after the lead ban |  |  |  |  | Non-Lead - Other |  |  | Installation date is after the lead ban |  |  |  |  | Non-Lead |  |  |  | Assumed
MTR_026365 | 22442 127TH AVE SE | LOT 28 PHEASANTS HOLLOW |  |  | Non-Lead Plastic | No | 1996-02-26 | 0 | Field inspection only with no records | Yes | Visual inspection at meter pit | 2023-08-26 |  | Non-Lead Plastic |  |  | Field inspection only with no records | Yes | Visual inspection at meter pit | 2023-08-26 |  | Non-Lead |  |  |  | Domestic
MTR_021583 | 19309 133RD AVE SE | LOT 39 FOREST TRAILS #3 |  |  | Non-Lead - Other | No |  | 0 | Converted CAD | No |  |  |  | Non-Lead - Other |  |  | Installation date is after the lead ban |  |  |  |  | Non-Lead |  |  |  | Domestic
MTR_024921 | 20912 123RD PL SE | LOT 9 GLACIER III-EAST |  |  | Non-Lead - Other | No | 2009-05-03 | 0 | Installation date is after the lead ban |  |  |  |  | Non-Lead - Other |  |  | Installation date is after the lead ban |  |  |  |  | Non-Lead |  |  |  | Domestic
MTR_025201 | 21323 124TH AVE SE | L248 GLENCARIN #2 |  |  | Non-Lead - Other | No | 1968-07-31 | 0 | Installation date is after the lead ban |  |  |  |  | Non-Lead - Other |  |  | Installation date is after the lead ban |  |  |  |  | Non-Lead |  |  |  | Domestic
MTR_024550 | 12547 SE 203RD PL | L18 SHERLYN PARK |  |  | Non-Lead - Other | No |  | 0 | Installation date is after the lead ban |  |  |  |  | Non-Lead - Other |  |  | Installation date is after the lead ban |  |  |  |  | Non-Lead |  |  |  | Domestic
MTR_026273 | 20314 121ST CT SE | LOT 22 WHITNEY GLENN |  |  | Non-Lead - Other | No |  | 0 | Installation date is after the lead ban |  |  |  |  | Non-Lead - Other |  |  | Installation date is after the lead ban |  |  |  |  | Non-Lead |  |  |  | Domestic
MTR_026366 | 22525 126TH AVE SE | LOT 79 PHEASANTS HOLLOW |  |  | Non-Lead - Other | No | 1996-02-26 | 0 | Installation date is after the lead ban |  |  |  |  | Non-Lead - Other |  |  | Installation date is after the lead ban |  |  |  |  | Non-Lead |  |  |  | Domestic
MTR_021591 | 19427 133RD AVE SE | LOT 47 FOREST TRAILS #3 |  |  | Non-Lead - Other | No |  | 0 | Rectified Plan | No |  |  |  | Non-Lead - Other |  |  | Installation date is after the lead ban |  |  |  |  | Non-Lead |  |  |  | Domestic
MTR_024812 | 14004 SE 201ST ST | L5 BLK1 FOWLERS ADD. |  |  | Non-Lead Plastic | Unknown |  | 0 | Field inspection only with no records | Yes | Visual inspection at meter pit | 2023-11-11 |  | Non-Lead Plastic |  |  | Field inspection only with no records | Yes | Visual inspection at meter pit | 2023-11-11 |  | Non-Lead |  |  |  | Assumed
MTR_024526 | 20459 132ND AVE SE | L58 GREEN ACRES EAST |  |  | Non-Lead - Other | No |  | 0 | Installation date is after the lead ban |  |  |  |  | Non-Lead - Other |  |  | Installation date is after the lead ban |  |  |  |  | Non-Lead |  |  |  | Domestic
MTR_026368 | 12537 SE 225TH PL | LOT 75 PHEASANTS HOLLOW |  |  | Non-Lead Plastic | No | 1996-02-26 | 0 | Field inspection only with no records | Yes | Visual inspection at meter pit | 2023-09-01 |  | Non-Lead Copper |  |  | Field inspection only with no records | Yes | Visual inspection at meter pit | 2023-09-01 |  | Non-Lead |  |  |  | Domestic
MTR_024407 | 20356 131ST PL SE | LOT 1 GREYSTONE |  |  | Non-Lead - Other | No | 1995-08-03 | 0 | Installation date is after the lead ban |  |  |  |  | Non-Lead - Other |  |  | Installation date is after the lead ban |  |  |  |  | Non-Lead |  |  |  | Domestic
MTR_026371 | 22512 126TH AVE SE | LOT 48 PHEASANTS HOLLOW |  |  | Non-Lead Plastic | No | 1996-02-26 | 0 | Field inspection only with no records | Yes | Visual inspection at meter pit | 2023-11-30 |  | Non-Lead Plastic |  |  | Field inspection only with no records | Yes | Visual inspection at meter pit | 2023-11-30 |  | Non-Lead |  |  |  | Domestic
MTR_018071 | 13314 SE 181ST PL | LOT 22 FOREST ESTATES #5 |  |  | Non-Lead - Other | No |  | 0 | Installation date is after the lead ban |  |  |  |  | Non-Lead - Other |  |  | Installation date is after the lead ban |  |  |  |  | Non-Lead |  |  |  | Domestic
MTR_018072 | 13302 SE 181ST PL | LOT 24 FOREST ESTATES #5 |  |  | Non-Lead - Other | No |  | 0 | Installation date is after the lead ban |  |  |  |  | Non-Lead - Other |  |  | Installation date is after the lead ban |  |  |  |  | Non-Lead |  |  |  | Domestic
MTR_023310 | 21319 104TH PL SE | LOT 6 STONEPINE EAST |  |  | Non-Lead - Other | No | 1995-10-18 | 0 | Installation date is after the lead ban |  |  |  |  | Non-Lead - Other |  |  | Installation date is after the lead ban |  |  |  |  | Non-Lead |  |  |  | Domestic
MTR_018070 | 13311 SE 181ST PL | LOT 21 FOREST ESTATES #5 |  |  | Non-Lead - Other | No |  | 0 | Installation date is after the lead ban |  |  |  |  | Non-Lead - Other |  |  | Installation date is after the lead ban |  |  |  |  | Non-Lead |  |  |  | Domestic
MTR_019475 | 18820 112TH PL SE | LOT 84 CHINQUAPIN RIDGE |  |  | Non-Lead - Other | No | 1995-09-19 | 0 | Installation date is after the lead ban |  |  |  |  | Non-Lead - Other |  |  | Installation date is after the lead ban |  |  |  |  | Non-Lead |  |  |  | Domestic
MTR_018062 | 13308 SE 181ST PL | LOT 23 FOREST ESTATES #5 |  |  | Non-Lead - Other | No |  | 0 | Installation date is after the lead ban |  |  |  |  | Non-Lead - Other |  |  | Installation date is after the lead ban |  |  |  |  | Non-Lead |  |  |  | Assumed
MTR_026084 | 20436 121ST WAY SE | LOT 9 FENTON RIDGE |  |  | Non-Lead - Other | No | 1995-08-31 | 0 | Installation date is after the lead ban |  |  |  |  | Non-Lead - Other |  |  | Installation date is after the lead ban |  |  |  |  | Non-Lead |  |  |  | Domestic
MTR_018090 | 13225 SE 181ST PL | LOT 19 FOREST ESTATES #5 |  |  | Non-Lead - Other | No |  | 0 | Installation date is after the lead ban |  |  |  |  | Non-Lead - Other |  |  | Installation date is after the lead ban |  |  |  |  | Non-Lead |  |  |  | Domestic
MTR_019479 | 18930 114TH CT SE | LOT 26 CHINQUAPIN RIDGE |  |  | Non-Lead - Other | No | 1995-09-19 | 0 | Installation date is after the lead ban |  |  |  |  | Non-Lead - Other |  |  | Installation date is after the lead ban |  |  |  |  | Non-Lead |  |  |  | Domestic
MTR_026372 | 12617 SE 231ST ST | LOT 26 MERIDIAN HIGHLANDS |  |  | Non-Lead - Other | No |  | 0 | Installation date is after the lead ban |  |  |  |  | Non-Lead - Other |  |  | Installation date is after the lead ban |  |  |  |  | Non-Lead |  |  |  | Domestic
MTR_018087 | 18130 132ND PL SE | LOT 16 FOREST ESTATES #5 |  |  | Non-Lead - Other | No |  | 0 | Installation date is after the lead ban |  |  |  |  | Non-Lead - Other |  |  | Installation date is after the lead ban |  |  |  |  | Non-Lead |  |  |  | Domestic
MTR_020467 | 20415 104TH AVE SE | LOT 3 TODD S ADDITION |  |  | Non-Lead - Other | No |  | 0 | Installation date is after the lead ban |  |  |  |  | Non-Lead - Other |  |  | Installation date is after the lead ban |  |  |  |  | Non-Lead |  |  |  | Assumed
MTR_019480 | 11224 SE 188TH PL | LOT 39 CHINQUAPIN RIDGE |  |  | Non-Lead Plastic | No | 1995-09-19 | 0 | Field inspection only with no records | Yes | Visual inspection at meter pit | 2023-08-09 |  | Non-Lead Plastic |  |  | Field inspection only with no records | Yes | Visual inspection at meter pit | 2023-08-09 |  | Non-Lead |  |  |  | Domestic
MTR_021351 | 19318 140TH PL SE | L7 ECHO GLEN |  |  | Non-Lead - Other | No |  | 0 | Installation date is after the lead ban |  |  |  |  | Non-Lead - Other |  |  | Installation date is after the lead ban |  |  |  |  | Non-Lead |  |  |  | Domestic
MTR_020466 | 20440 104TH AVE SE | L15 TODDS ADDITION |  |  | Non-Lead - Other | No |  | 0 | Installation date is after the lead ban |  |  |  |  | Non-Lead - Other |  |  | Installation date is after the lead ban |  |  |  |  | Non-Lead |  |  |  | Domestic
MTR_026378 | 12513 SE 225TH CT | LOT 58 PHEASANTS HOLLOW |  |  | Non-Lead - Other | No | 1996-02-26 | 0 | Installation date is after the lead ban |  |  |  |  | Non-Lead - Other |  |  | Installation date is after the lead ban |  |  |  |  | Non-Lead |  |  |  | Domestic
MTR_021751 | 19835 133RD PL SE | LOT 6 FOREST TRAILS #2 |  |  | Non-Lead - Other | No |  | 0 | Installation date is after the lead ban |  |  |  |  | Non-Lead - Other |  |  | Installation date is after the lead ban |  |  |  |  | Non-Lead |  |  |  | Assumed
MTR_018605 | 9531 S 204TH PL | LOT 20 CHESTNUT RIDGE #2 |  |  | Non-Lead - Other | No |  | 0 | Installation date is after the lead ban |  |  |  |  | Non-Lead - Other |  |  | Installation date is after the lead ban |  |  |  |  | Non-Lead |  |  |  | Domestic
MTR_023312 | 10529 SE 213TH ST | LOT 33 STONEPINE EAST |  |  | Non-Lead - Other | No | 1995-10-18 | 0 | Installation date is after the lead ban |  |  |  |  | Non-Lead - Other |  |  | Installation date is after the lead ban |  |  |  |  | Non-Lead |  |  |  | Domestic
MTR_021940 | 19419 136TH PL SE | L10 BLK1 ALPINE MANOR |  |  | Non-Lead - Other | Unknown |  | 0 | Statistical analysis |  |  |  |  | Non-Lead - Other |  |  | Statistical analysis |  |  |  |  | Non-Lead |  |  |  | Assumed
MTR_020330 | 10637 SE 200TH ST | TL 155 W1/2 SEC 5-22-5 |  |  | Non-Lead - Other | Unknown |  | 0 | Statistical analysis |  |  |  |  | Non-Lead - Other |  |  | Statistical analysis |  |  |  |  | Non-Lead |  |  |  | Assumed
MTR_020411 | 10205 SE 205TH ST | L6 BLK1 SUNSET VILLA |  |  | Non-Lead - Other | No |  | 0 | Installation date is after the lead ban |  |  |  |  | Non-Lead - Other |  |  | Installation date is after the lead ban |  |  |  |  | Non-Lead |  |  |  | Domestic
MTR_021888 | 13335 SE 194TH CT | LOT 19 FOREST TRAILS #4 |  |  | Non-Lead - Other | No |  | 0 | Rectified Plan | No |  |  |  | Non-Lead - Other |  |  | Installation date is after the lead ban |  |  |  |  | Non-Lead |  |  |  | Domestic
MTR_019964 | 19962 101ST AVE SE | LOT 10 WATERSHED TERRACE |  |  | Non-Lead - Other | No | 2003-08-27 | 0 | Installation date is after the lead ban |  |  |  |  | Non-Lead - Other |  |  | Installation date is after the lead ban |  |  |  |  | Non-Lead |  |  |  | Domestic
MTR_019235 | 9522 S 199TH ST | LOT 14 SPRINGBROOK RANCHETTES |  |  | Non-Lead - Other | No |  | 0 | Installation date is after the lead ban |  |  |  |  | Non-Lead - Other |  |  | Installation date is after the lead ban |  |  |  |  | Non-Lead |  |  |  | Assumed
MTR_021833 | 19212 135TH AVE SE | LOT 1 FAIRFIELD GLEN |  |  | Non-Lead - Other | No |  | 0 | Converted CAD | No |  |  |  | Non-Lead - Other |  |  | Installation date is after the lead ban |  |  |  |  | Non-Lead |  |  |  | Domestic
MTR_018667 | 9701 S 203RD ST | LOT 49 CHESTNUT RIDGE #1 |  |  | Non-Lead - Other | No |  | 0 | Installation date is after the lead ban |  |  |  |  | Non-Lead - Other |  |  | Installation date is after the lead ban |  |  |  |  | Non-Lead |  |  |  | Domestic
MTR_020412 | 20528 103RD AVE SE | LOT 3 BLOCK 2 SUNSET VILLA |  |  | Non-Lead - Other | No |  | 0 | Installation date is after the lead ban |  |  |  |  | Non-Lead - Other |  |  | Installation date is after the lead ban |  |  |  |  | Non-Lead |  |  |  | Domestic
MTR_020423 | 10212 SE 205TH ST | LOT 3 BLOCK 1 SUNSET VILLA |  |  | Non-Lead - Other | Unknown |  | 0 | Statistical analysis |  |  |  |  | Non-Lead - Other |  |  | Statistical analysis |  |  |  |  | Non-Lead |  |  |  | Domestic
MTR_021819 | 19518 135TH AVE SE | LOT 15 FAIRFIELD GLEN |  |  | Non-Lead - Other | No |  | 0 | Installation date is after the lead ban |  |  |  |  | Non-Lead - Other |  |  | Installation date is after the lead ban |  |  |  |  | Non-Lead |  |  |  | Domestic
MTR_024855 | 14035 SE 202ND ST | LOT 219 S-T-R 3-22-5 |  |  | Non-Lead - Other | Unknown |  | 0 | Statistical analysis |  |  |  |  | Non-Lead - Other |  |  | Statistical analysis |  |  |  |  | Non-Lead |  |  |  | Assumed
MTR_018697 | 9417 S 207TH PL | LOT 9 VALLEY VIEW HGTS. |  |  | Non-Lead Plastic | Unknown |  | 0 | Converted CAD | Yes | Visual inspection at the meter pit | 2024-01-30 |  | Galvanized Requiring Replacement |  |  | Field inspection only with no records | Yes | Visual inspection at the meter pit | 2024-01-30 |  | Galvanized Requiring Replacement |  |  |  | Domestic
MTR_018089 | 13215 SE 181ST PL | LOT 18 FOREST ESTATES #5 |  |  | Non-Lead - Other | No |  | 0 | Installation date is after the lead ban |  |  |  |  | Non-Lead - Other |  |  | Installation date is after the lead ban |  |  |  |  | Non-Lead |  |  |  | Domestic
MTR_027254 | 23421 134TH LN SE | LOT 4 BIRCHWOOD ACRES |  |  | Non-Lead - Plastic | No | 1995-10-18 | 1 | Rectified Plan | No |  |  |  | Non-Lead Plastic |  |  | Field inspection only with no records | Yes | Visual inspection at meter pit | 2022-12-30 |  | Non-Lead |  |  |  | Domestic
MTR_018559 | 20500 95TH AVE S | L3 B2 VALLEY VIEW HGT #3 |  |  | Non-Lead - Other | No | 2011-03-01 | 0 | Installation date is after the lead ban |  |  |  |  | Non-Lead - Other |  |  | Installation date is after the lead ban |  |  |  |  | Non-Lead |  |  |  | Domestic
MTR_018086 | 18138 132ND PL SE | LOT 15 FOREST ESTATES #5 |  |  | Non-Lead - Other | No |  | 0 | Installation date is after the lead ban |  |  |  |  | Non-Lead - Other |  |  | Installation date is after the lead ban |  |  |  |  | Non-Lead |  |  |  | Domestic
MTR_027255 | 23429 134TH LN SE | LOT 2 BIRCHWOOD ACRES (LAUREN LANE) |  |  | Non-Lead Plastic | No | 1995-10-18 | 1 | Field inspection only with no records | Yes | Visual inspection at meter pit | 2023-10-28 |  | Non-Lead Plastic |  |  | Field inspection only with no records | Yes | Visual inspection at meter pit | 2023-10-28 |  | Non-Lead |  |  |  | Domestic
MTR_018093 | 13216 SE 183RD ST | LOT 12 FOREST ESTATES #5 |  |  | Non-Lead - Other | No |  | 0 | Installation date is after the lead ban |  |  |  |  | Non-Lead - Other |  |  | Installation date is after the lead ban |  |  |  |  | Non-Lead |  |  |  | Assumed
MTR_020387 | 10017 SE 202ND ST | LOT 10 ALBERWOOD |  |  | Non-Lead - Other | No |  | 0 | Installation date is after the lead ban |  |  |  |  | Non-Lead - Other |  |  | Installation date is after the lead ban |  |  |  |  | Non-Lead |  |  |  | Assumed
MTR_018817 | 10308 SE 186TH ST | LOT 8 FREDERICKS PLACE |  |  | Non-Lead - Other | No | 1995-09-21 | 0 | Installation date is after the lead ban |  |  |  |  | Non-Lead - Other |  |  | Installation date is after the lead ban |  |  |  |  | Non-Lead |  |  |  | Domestic
MTR_018097 | 18216 132ND PL SE | LOT 13 FOREST ESTATES #5 |  |  | Non-Lead - Other | No |  | 0 | Installation date is after the lead ban |  |  |  |  | Non-Lead - Other |  |  | Installation date is after the lead ban |  |  |  |  | Non-Lead |  |  |  | Domestic
MTR_018819 | 10302 SE 186TH ST | LOT 6 FREDERICKS PLACE |  |  | Non-Lead Plastic | No | 1995-09-21 | 0 | Field inspection only with no records | Yes | Visual inspection at meter pit | 2023-08-19 |  | Non-Lead Plastic |  |  | Field inspection only with no records | Yes | Visual inspection at meter pit | 2023-08-19 |  | Non-Lead |  |  |  | Domestic
MTR_026312 | 20416 120TH AVE SE | L7 PANTHER LK TERR 2 |  |  | Non-Lead - Other | No |  | 0 | Installation date is after the lead ban |  |  |  |  | Non-Lead - Other |  |  | Installation date is after the lead ban |  |  |  |  | Non-Lead |  |  |  | Assumed
MTR_018061 | 13226 SE 183RD ST | LOT 11 FOREST ESTATES DIVISION 5 |  |  | Non-Lead - Other | No |  | 0 | Installation date is after the lead ban |  |  |  |  | Non-Lead - Other |  |  | Installation date is after the lead ban |  |  |  |  | Non-Lead |  |  |  | Domestic
MTR_018821 | 10405 SE 187TH PL | LOT 35 FREDERICKS PLACE |  |  | Non-Lead Plastic | No | 1995-09-21 | 0 | Field inspection only with no records | Yes | Visual inspection at meter pit | 2023-08-19 |  | Non-Lead Plastic |  |  | Field inspection only with no records | Yes | Visual inspection at meter pit | 2023-08-19 |  | Non-Lead |  |  |  | Domestic
MTR_026157 | 12218 SE 207TH PL | LOT 6 SWANSON COURT. |  |  | Non-Lead - Other | Unknown |  | 0 | Statistical analysis |  |  |  |  | Non-Lead - Other |  |  | Statistical analysis |  |  |  |  | Non-Lead |  |  |  | Domestic
MTR_018094 | 18219 133RD AVE SE | LOT 10 FOREST ESTATES #5 |  |  | Non-Lead - Other | No |  | 0 | Installation date is after the lead ban |  |  |  |  | Non-Lead - Other |  |  | Installation date is after the lead ban |  |  |  |  | Non-Lead |  |  |  | Domestic
MTR_023247 | 21215 95TH PL S | LOT 15 EVERGREEN HILLS |  |  | Non-Lead - Other | No |  | 0 | Installation date is after the lead ban |  |  |  |  | Non-Lead - Other |  |  | Installation date is after the lead ban |  |  |  |  | Non-Lead |  |  |  | Domestic
MTR_018689 | 20423 98TH PL S | L 12 BELVA LANE |  |  | Non-Lead - Other | Unknown |  | 0 | Statistical analysis |  |  |  |  | Non-Lead - Other |  |  | Statistical analysis |  |  |  |  | Non-Lead |  |  |  | Domestic
MTR_024472 | 20640 130TH AVE SE | L38 GREENACRES EAST |  |  | Non-Lead - Other | No |  | 0 | Installation date is after the lead ban |  |  |  |  | Non-Lead - Other |  |  | Installation date is after the lead ban |  |  |  |  | Non-Lead |  |  |  | Domestic
MTR_018822 | 10222 SE 186TH ST | LOT 3 FREDERICKS PLACE |  |  | Non-Lead - Other | No | 1995-09-21 | 0 | Installation date is after the lead ban |  |  |  |  | Non-Lead - Other |  |  | Installation date is after the lead ban |  |  |  |  | Non-Lead |  |  |  | Domestic
MTR_020472 | 20446 104TH AVE SE | L14 TODDS ADDITION |  |  | Non-Lead - Other | No |  | 0 | Installation date is after the lead ban |  |  |  |  | Non-Lead - Other |  |  | Installation date is after the lead ban |  |  |  |  | Non-Lead |  |  |  | Domestic
MTR_021654 | 19424 138TH AVE SE | LOT 15 ROCK CREEK |  |  | Non-Lead - Other | No |  | 0 | Rectified Plan | No |  |  |  | Non-Lead - Other |  |  | Installation date is after the lead ban |  |  |  |  | Non-Lead |  |  |  | Domestic
MTR_018824 | 10376 SE 187TH PL | LOT 53 FREDERICKS PLACE |  |  | Non-Lead - Other | No | 1995-09-21 | 0 | Installation date is after the lead ban |  |  |  |  | Non-Lead - Other |  |  | Installation date is after the lead ban |  |  |  |  | Non-Lead |  |  |  | Domestic
MTR_020485 | 20450 104TH AVE SE | LOT 13 TODDS ADDITION |  |  | Non-Lead - Other | No |  | 0 | Installation date is after the lead ban |  |  |  |  | Non-Lead - Other |  |  | Installation date is after the lead ban |  |  |  |  | Non-Lead |  |  |  | Domestic
MTR_021606 | 19803 133RD AVE SE | LOT 18 FOREST TRAILS #1 |  |  | Non-Lead - Other | No |  | 0 | Rectified Plan | No |  |  |  | Non-Lead - Other |  |  | Installation date is after the lead ban |  |  |  |  | Non-Lead |  |  |  | Domestic
MTR_027742 | 11836 SE 221ST ST | LOT 33 MEADOWGLEN #2 |  |  | Non-Lead - Other | No |  | 0 | Installation date is after the lead ban |  |  |  |  | Non-Lead - Other |  |  | Installation date is after the lead ban |  |  |  |  | Non-Lead |  |  |  | Domestic
MTR_026380 | 22534 125TH PL SE | LOT 69 PHEASANTS HOLLOW |  |  | Non-Lead Plastic | No | 1996-02-26 | 0 | Field inspection only with no records | Yes | Visual inspection at meter pit | 2023-09-01 |  | Non-Lead Plastic |  |  | Field inspection only with no records | Yes | Visual inspection at meter pit | 2023-09-01 |  | Non-Lead |  |  |  | Domestic
MTR_028222 | 13015 SE 221ST PL | LOT 11 SUMMER GLEN EAST |  |  | Non-Lead - Other | No | 1995-08-28 | 0 | Installation date is after the lead ban |  |  |  |  | Non-Lead - Other |  |  | Installation date is after the lead ban |  |  |  |  | Non-Lead |  |  |  | Domestic
MTR_021680 | 19509 138TH AVE SE | LOT 12 ROCK CREEK TRACT ""A"" SP #107 4018 |  |  | Non-Lead - Other | No |  | 0 | Rectified Plan | No |  |  |  | Non-Lead - Other |  |  | Installation date is after the lead ban |  |  |  |  | Non-Lead |  |  |  | Domestic
MTR_026382 | 12545 SE 225TH PL | LOT 76 PHEASANTS HOLLOW |  |  | Non-Lead Plastic | No | 1996-02-26 | 0 | Field inspection only with no records | Yes | Visual inspection at meter pit | 2023-09-01 |  | Non-Lead Copper |  |  | Field inspection only with no records | Yes | Visual inspection at meter pit | 2023-09-01 |  | Non-Lead |  |  |  | Domestic
MTR_022443 | 11405 SE 196TH ST | TAX LOT 223 S-T-R 5-22-5 |  |  | Non-Lead - Other | No | 2004-07-26 | 0 | Installation date is after the lead ban |  |  |  |  | Non-Lead - Other |  |  | Installation date is after the lead ban |  |  |  |  | Non-Lead |  |  |  | Domestic
MTR_022001 | 19433 132ND AVE SE | TAX LOT 46 NE 1/4 04-22-05 |  |  | Non-Lead - Other | No |  | 0 | Installation date is after the lead ban |  |  |  |  | Non-Lead - Other |  |  | Installation date is after the lead ban |  |  |  |  | Non-Lead |  |  |  | Assumed
MTR_026383 | 12532 SE 225TH PL | LOT 54 PHEASANTS HOLLOW |  |  | Non-Lead Plastic | No | 1996-02-26 | 0 | Field inspection only with no records | Yes | Visual inspection at meter pit | 2023-09-01 |  | Non-Lead Plastic |  |  | Field inspection only with no records | Yes | Visual inspection at meter pit | 2023-09-01 |  | Non-Lead |  |  |  | Domestic
MTR_022737 | 11611 SE 200TH ST | 9904-004140 |  |  | Non-Lead - Other | No | 1998-06-08 | 0 | Rectified Plan |  |  |  |  | Non-Lead - Other |  |  | Statistical analysis |  |  |  |  | Non-Lead |  |  |  | Domestic
MTR_021698 | 19925 138TH AVE SE | L45 STAFFORD HANSELL 11 |  |  | Non-Lead - Other | No |  | 0 | Installation date is after the lead ban |  |  |  |  | Non-Lead - Other |  |  | Installation date is after the lead ban |  |  |  |  | Non-Lead |  |  |  | Domestic
MTR_018826 | 10410 SE 187TH PL | LOT 28 FREDERICKS PLACE |  |  | Non-Lead - Other | No | 1995-09-21 | 0 | Installation date is after the lead ban |  |  |  |  | Non-Lead - Other |  |  | Installation date is after the lead ban |  |  |  |  | Non-Lead |  |  |  | Domestic
MTR_025959 | 11083 SE 200TH ST | LOT 122 VILA REAL |  |  | Non-Lead - Other | No | 2007-05-03 | 0 | Installation date is after the lead ban |  |  |  |  | Non-Lead - Other |  |  | Installation date is after the lead ban |  |  |  |  | Non-Lead |  |  |  | Domestic
MTR_014691 | 13018 SE 159TH PL | LOT 97 FAIRLANE WOODS |  |  | Non-Lead - Other | No | 1978-09-22 | 0 | Installation date is after the lead ban |  |  |  |  | Non-Lead - Other |  |  | Installation date is after the lead ban |  |  |  |  | Non-Lead |  |  |  | Domestic
MTR_018827 | 10419 SE 187TH PL | LOT 32 FREDERICKS PLACE |  |  | Non-Lead - Other | No | 1995-09-21 | 0 | Installation date is after the lead ban |  |  |  |  | Non-Lead - Other |  |  | Installation date is after the lead ban |  |  |  |  | Non-Lead |  |  |  | Domestic
MTR_025894 | 11156 SE 204TH ST | LOT 14 VILA REAL |  |  | Non-Lead - Other | No | 2007-05-03 | 0 | Installation date is after the lead ban |  |  |  |  | Non-Lead - Other |  |  | Installation date is after the lead ban |  |  |  |  | Non-Lead |  |  |  | Domestic
MTR_018828 | 10320 SE 186TH ST | LOT 9 FREDERICKS PLACE |  |  | Non-Lead Plastic | No | 1995-09-21 | 0 | Field inspection only with no records | Yes | Visual inspection at meter pit | 2023-08-19 |  | Non-Lead Plastic |  |  | Field inspection only with no records | Yes | Visual inspection at meter pit | 2023-08-19 |  | Non-Lead |  |  |  | Domestic
MTR_019056 | 10423 SE 188TH CT | LOT 13 COUGAR MEADOWS |  |  | Non-Lead - Other | No | 1989-10-23 | 0 | Installation date is after the lead ban |  |  |  |  | Non-Lead - Other |  |  | Installation date is after the lead ban |  |  |  |  | Non-Lead |  |  |  | Domestic
MTR_005826 | 11600 SE 208TH ST | TL 78 4-22-5 |  |  | Non-Lead - Other | Unknown |  | 0 | Statistical analysis |  |  |  |  | Non-Lead - Other |  |  | Statistical analysis |  |  |  |  | Non-Lead |  |  |  | Assumed
MTR_026386 | 12519 SE 226TH ST | LOT 88 PHEASANTS HOLLOW |  |  | Non-Lead - Other | No | 1996-02-26 | 0 | Installation date is after the lead ban |  |  |  |  | Non-Lead - Other |  |  | Installation date is after the lead ban |  |  |  |  | Non-Lead |  |  |  | Domestic
MTR_020634 | 10435 SE 192ND ST | TL167 SEC W1/2 5-22-5 |  |  | Non-Lead - Other | Unknown |  | 0 | Statistical analysis |  |  |  |  | Non-Lead - Other |  |  | Statistical analysis |  |  |  |  | Non-Lead |  |  |  | Assumed
MTR_026233 | 12349 SE 204TH ST | LOT 49 WHITNEY GLENN |  |  | Non-Lead - Other | No |  | 0 | Installation date is after the lead ban |  |  |  |  | Non-Lead - Other |  |  | Installation date is after the lead ban |  |  |  |  | Non-Lead |  |  |  | Domestic
MTR_023313 | 10623 SE 213TH CT | LOT 22 STONEPINE EAST |  |  | Non-Lead - Other | No | 1995-10-18 | 0 | Installation date is after the lead ban |  |  |  |  | Non-Lead - Other |  |  | Installation date is after the lead ban |  |  |  |  | Non-Lead |  |  |  | Domestic
MTR_016058 | 16110 SE 180TH PL | LOT 2 WHITNEY PLACE |  |  | Non-Lead - Other | No | 1988-08-19 | 0 | Installation date is after the lead ban |  |  |  |  | Non-Lead - Other |  |  | Installation date is after the lead ban |  |  |  |  | Non-Lead |  |  |  | Domestic
MTR_029147 | 10236 SE 225TH PL | LOT 14 COPPER HILL |  |  | Non-Lead - Other | No | 2006-03-28 | 0 | Installation date is after the lead ban |  |  |  |  | Non-Lead - Other |  |  | Installation date is after the lead ban |  |  |  |  | Non-Lead |  |  |  | Domestic
MTR_001056 | 15868 118TH AVE SE | L11 BLK6 CASCADE VISTA#2 |  |  | Non-Lead - Other | No | 2014-04-16 | 0 | Rectified Plan |  |  |  |  | Non-Lead - Other |  |  | Statistical analysis |  |  |  |  | Non-Lead |  |  |  | Domestic
MTR_019978 | 10153 SE 192ND PL | LOT 2 TALBOT RIDGE ESTATES |  |  | Non-Lead - Other | No | 2009-08-19 | 0 | Installation date is after the lead ban |  |  |  |  | Non-Lead - Other |  |  | Installation date is after the lead ban |  |  |  |  | Non-Lead |  |  |  | Domestic
MTR_023738 | 10031 SE 219TH PL | LOT 11 KARA CREST |  |  | Non-Lead - Other | No | 2001-08-23 | 0 | Installation date is after the lead ban |  |  |  |  | Non-Lead - Other |  |  | Installation date is after the lead ban |  |  |  |  | Non-Lead |  |  |  | Domestic
MTR_001057 | 15795 118TH PL SE | L17 BLK6 CASCADE VISTA#2 |  |  | Non-Lead - Other | No | 2014-04-16 | 0 | Rectified Plan |  |  |  |  | Non-Lead - Other |  |  | Statistical analysis |  |  |  |  | Non-Lead |  |  |  | Domestic
MTR_019115 | 18923 106TH AVE SE | LOT 27 COUGAR MEADOWS |  |  | Non-Lead - Other | No |  | 0 | Installation date is after the lead ban |  |  |  |  | Non-Lead - Other |  |  | Installation date is after the lead ban |  |  |  |  | Non-Lead |  |  |  | Assumed
MTR_015051 | 15771 120TH AVE SE | L5 B4 CASCADE VISTA 2 |  |  | Non-Lead - Other | No | 2014-04-16 | 1 | Rectified Plan |  |  |  |  | Non-Lead - Other |  |  | Statistical analysis |  |  |  |  | Non-Lead |  |  |  | Domestic
MTR_028841 | 10812 SE 218TH ST | L 19 B2 TWIN MAPLES |  |  | Non-Lead - Other | Unknown |  | 0 | Statistical analysis |  |  |  |  | Non-Lead - Other |  |  | Statistical analysis |  |  |  |  | Non-Lead |  |  |  | Assumed
MTR_020883 | 13117 SE 188TH ST | L 36 BLVD. LANE 7 |  |  | Non-Lead - Other | No |  | 0 | Installation date is after the lead ban |  |  |  |  | Non-Lead - Other |  |  | Installation date is after the lead ban |  |  |  |  | Non-Lead |  |  |  | Domestic
MTR_023632 | 22022 98TH PL S | LOT 7 GLEN KARA |  |  | Non-Lead - Other | No | 1998-03-30 | 0 | Installation date is after the lead ban |  |  |  |  | Non-Lead - Other |  |  | Installation date is after the lead ban |  |  |  |  | Non-Lead |  |  |  | Domestic
MTR_001059 | 12506 SE 164TH PL | L5 B1 CASCADE VISTA 8 |  |  | Non-Lead - Other | No | 2016-06-22 | 0.75 | Rectified Plan |  |  |  |  | Non-Lead - Other |  |  | Statistical analysis |  |  |  |  | Non-Lead |  |  |  | Domestic
MTR_020877 | 13111 SE 188TH ST | L 35 BLVD. LANE 7 |  |  | Non-Lead - Other | No |  | 0 | Installation date is after the lead ban |  |  |  |  | Non-Lead - Other |  |  | Installation date is after the lead ban |  |  |  |  | Non-Lead |  |  |  | Domestic
MTR_028826 | 10805 SE 217TH ST | L1 B1 TWIN MAPLES |  |  | Non-Lead - Other | Unknown |  | 0 | Statistical analysis |  |  |  |  | Non-Lead - Other |  |  | Statistical analysis |  |  |  |  | Non-Lead |  |  |  | Assumed
MTR_015113 | 15735 121ST AVE SE | L10 B1 CASCADE VILLAGE 1 |  |  | Non-Lead - Other | No | 2014-04-16 | 1 | Rectified Plan |  |  |  |  | Non-Lead - Other |  |  | Statistical analysis |  |  |  |  | Non-Lead |  |  |  | Domestic
MTR_020987 | 18708 132ND PL SE | LOT 63 FOREST EST. |  |  | Non-Lead - Other | No | 1978-08-01 | 0 | Installation date is after the lead ban |  |  |  |  | Non-Lead - Other |  |  | Installation date is after the lead ban |  |  |  |  | Non-Lead |  |  |  | Domestic
MTR_029928 | 16151 126TH AVE SE | L7 BLK1 CASCADE VISTA #7 |  |  | Non-Lead - Other | No | 2016-06-22 | 0.75 | Rectified Plan |  |  |  |  | Non-Lead - Other |  |  | Statistical analysis |  |  |  |  | Non-Lead |  |  |  | Domestic
MTR_023714 | 22025 100TH AVE SE | PARCEL #8802400130 |  |  | Non-Lead - Other | No | 2001-08-23 | 0 | Rectified Plan |  |  |  |  | Non-Lead - Other |  |  | Statistical analysis |  |  |  |  | Non-Lead |  |  |  | Irrigation
MTR_020884 | 13123 SE 188TH ST | L 37 BLVD. LANE 7 |  |  | Non-Lead - Other | No |  | 0 | Installation date is after the lead ban |  |  |  |  | Non-Lead - Other |  |  | Installation date is after the lead ban |  |  |  |  | Non-Lead |  |  |  | Domestic
MTR_019482 | 11211 SE 190TH PL | LOT 56 CHINQUAPIN RIDGE |  |  | Non-Lead Plastic | No | 1995-09-19 | 0 | Field inspection only with no records | Yes | Visual inspection at meter pit | 2023-09-29 |  | Non-Lead Plastic |  |  | Field inspection only with no records | Yes | Visual inspection at meter pit | 2023-09-29 |  | Non-Lead |  |  |  | Domestic
MTR_022016 | 12204 SE 192ND ST | LOT 1 KING COUNTY SHORT PLAT 388021 |  |  | Non-Lead - Other | Unknown |  | 0 | Statistical analysis |  |  |  |  | Non-Lead - Other |  |  | Statistical analysis |  |  |  |  | Non-Lead |  |  |  | Assumed
MTR_020988 | 13221 SE 187TH PL | LOT 64 FOREST EST. |  |  | Non-Lead - Other | No | 1978-08-01 | 0 | Installation date is after the lead ban |  |  |  |  | Non-Lead - Other |  |  | Installation date is after the lead ban |  |  |  |  | Non-Lead |  |  |  | Domestic
MTR_020982 | 13225 SE 187TH PL | LOT 65 FOREST EST. |  |  | Non-Lead - Other | No | 1978-08-01 | 0 | Installation date is after the lead ban |  |  |  |  | Non-Lead - Other |  |  | Installation date is after the lead ban |  |  |  |  | Non-Lead |  |  |  | Domestic
MTR_022961 | 12300 SE 197TH PL | L5 VISTA VIEW HGTS # 2 |  |  | Non-Lead - Other | No |  | 0 | Installation date is after the lead ban |  |  |  |  | Non-Lead - Other |  |  | Installation date is after the lead ban |  |  |  |  | Non-Lead |  |  |  | Domestic
MTR_018706 | 20434 92ND AVE S | PTN TR5 WA FRTLND ADD |  |  | Non-Lead - Other | Unknown |  | 0 | Statistical analysis |  |  |  |  | Non-Lead - Other |  |  | Statistical analysis |  |  |  |  | Non-Lead |  |  |  | Assumed
MTR_016175 | 17629 162ND PL SE | LOT 85 CANDLEWOOD RIDGE #3 |  |  | Non-Lead - Other | No | 1977-07-13 | 1 | Installation date is after the lead ban |  |  |  |  | Non-Lead - Other |  |  | Installation date is after the lead ban |  |  |  |  | Non-Lead |  |  |  | Domestic
MTR_028807 | 11018 SE 218TH ST | L 12 B2 TWIN MAPLES |  |  | Non-Lead - Other | No |  | 0 | Installation date is after the lead ban |  |  |  |  | Non-Lead - Other |  |  | Installation date is after the lead ban |  |  |  |  | Non-Lead |  |  |  | Assumed
MTR_029799 | 14027 SE 236TH PL | LOT 5 COUNTRY CLUB NORTH 2 |  |  | Non-Lead - Other | No | 1997-10-05 | 0 | Installation date is after the lead ban |  |  |  |  | Non-Lead - Other |  |  | Installation date is after the lead ban |  |  |  |  | Non-Lead |  |  |  | Domestic
MTR_016173 | 17702 163RD PL SE | LOT 21 CANDLEWOOD RIDGE #3 |  |  | Non-Lead - Plastic | No | 1977-07-13 | 1 | Rectified Plan | No |  |  |  | Non-Lead - Other |  |  | Installation date is after the lead ban |  |  |  |  | Non-Lead |  |  |  | Domestic
MTR_016283 | 15702 SE 178TH CT | L6 CANDLEWOOD RIDGE #2 |  |  | Non-Lead - Other | No | 1976-05-06 | 0 | Installation date is after the lead ban |  |  |  |  | Non-Lead - Other |  |  | Installation date is after the lead ban |  |  |  |  | Non-Lead |  |  |  | Domestic
MTR_020309 | 20249 106TH AVE SE | LOT 17 CASA VILLA |  |  | Non-Lead - Other | No |  | 0 | Installation date is after the lead ban |  |  |  |  | Non-Lead - Other |  |  | Installation date is after the lead ban |  |  |  |  | Non-Lead |  |  |  | Domestic
MTR_016504 | 15901 SE 176TH PL | LOT 76 CANDLEWOOD RIDGE #1 |  |  | Non-Lead - Other | No |  | 0 | Installation date is after the lead ban |  |  |  |  | Non-Lead - Other |  |  | Installation date is after the lead ban |  |  |  |  | Non-Lead |  |  |  | Domestic
MTR_026387 | 12540 SE 226TH ST | LOT 84 PHEASANTS HOLLOW |  |  | Non-Lead - Other | No | 1996-02-26 | 0 | Installation date is after the lead ban |  |  |  |  | Non-Lead - Other |  |  | Installation date is after the lead ban |  |  |  |  | Non-Lead |  |  |  | Domestic
MTR_023133 | 9604 S 213TH ST | L9 WESTVIEW TERR. #3 |  |  | Non-Lead - Other | No | 2008-10-29 | 0 | Rectified Plan |  |  |  |  | Non-Lead - Other |  |  | Statistical analysis |  |  |  |  | Non-Lead |  |  |  | Domestic
MTR_016212 | 16224 SE 179TH ST | LOT 109 CANDLEWOOD RIDGE #3 |  |  | Non-Lead - Plastic | No | 1977-07-13 | 1 | Rectified Plan | No |  |  |  | Non-Lead - Other |  |  | Installation date is after the lead ban |  |  |  |  | Non-Lead |  |  |  | Domestic
MTR_018876 | 18417 107TH PL SE | LOT 8 VANTAGE GLEN II |  |  | Non-Lead Plastic | No | 1996-01-16 | 0 | Field inspection only with no records | Yes | Visual inspection at meter pit | 2023-08-05 |  | Non-Lead Plastic |  |  | Field inspection only with no records | Yes | Visual inspection at meter pit | 2023-08-05 |  | Non-Lead |  |  |  | Domestic
MTR_023330 | 21313 104TH PL SE | LOT 5 STONEPINE EAST |  |  | Non-Lead - Other | No | 1995-10-18 | 0 | Installation date is after the lead ban |  |  |  |  | Non-Lead - Other |  |  | Installation date is after the lead ban |  |  |  |  | Non-Lead |  |  |  | Domestic
MTR_016868 | 17815 152ND PL SE | LOT 65 CANDLEWOOD RIDGE #5 |  |  | Non-Lead - Other | No | 1978-02-01 | 0 | Installation date is after the lead ban |  |  |  |  | Non-Lead - Other |  |  | Installation date is after the lead ban |  |  |  |  | Non-Lead |  |  |  | Domestic
MTR_024288 | 21628 98TH AVE S | L15 SECTION 7-22-5 |  |  | Non-Lead - Other | Unknown |  | 0 | Statistical analysis |  |  |  |  | Non-Lead - Other |  |  | Statistical analysis |  |  |  |  | Non-Lead |  |  |  | Assumed
MTR_018877 | 18412 107TH PL SE | LOT 2 VANTAGE GLEN II |  |  | Non-Lead - Other | No | 1996-01-16 | 0 | Statistical analysis |  |  |  |  | Non-Lead - Other |  |  | Statistical analysis |  |  |  |  | Non-Lead |  |  |  | Domestic
MTR_023661 | 21633 99TH AVE S | LOT 14 VERDE MESA |  |  | Non-Lead - Other | No | 2008-10-29 | 0 | Rectified Plan |  |  |  |  | Non-Lead - Other |  |  | Statistical analysis |  |  |  |  | Non-Lead |  |  |  | Domestic
MTR_012567 | 16926 SE 183RD PL | LOT 51 TROVITSKY PARK 2 |  |  | Non-Lead - Other | No | 2003-03-14 | 4 | Rectified Plan | No |  |  |  | Non-Lead - Other |  |  | Installation date is after the lead ban |  |  |  |  | Non-Lead |  |  |  | Domestic
MTR_018880 | 18406 107TH PL SE | LOT 3 VANTAGE GLEN II |  |  | Non-Lead Plastic | No | 1996-01-16 | 0 | Field inspection only with no records | Yes | Visual inspection at meter pit | 2023-08-05 |  | Non-Lead Plastic |  |  | Field inspection only with no records | Yes | Visual inspection at meter pit | 2023-08-05 |  | Non-Lead |  |  |  | Domestic
MTR_023168 | 21303 96TH AVE S | L D WESTVIEW TERRACE 4 |  |  | Non-Lead - Other | No | 2008-10-29 | 0 | Rectified Plan |  |  |  |  | Non-Lead - Other |  |  | Statistical analysis |  |  |  |  | Non-Lead |  |  |  | Domestic
MTR_018002 | 13312 SE 184TH ST | LOT 338 FOREST ESTATES#3 |  |  | Non-Lead - Other | No | 1983-08-01 | 0 | Installation date is after the lead ban |  |  |  |  | Non-Lead - Other |  |  | Installation date is after the lead ban |  |  |  |  | Non-Lead |  |  |  | Domestic
MTR_018881 | 18401 107TH PL SE | LOT 5 VANTAGE GLEN II |  |  | Non-Lead - Other | No | 1996-01-16 | 0 | Statistical analysis |  |  |  |  | Non-Lead - Other |  |  | Statistical analysis |  |  |  |  | Non-Lead |  |  |  | Domestic
MTR_023966 | 21221 103RD CT SE | LOT 19 STONEPINE |  |  | Non-Lead - Other | No |  | 0 | Installation date is after the lead ban |  |  |  |  | Non-Lead - Other |  |  | Installation date is after the lead ban |  |  |  |  | Non-Lead |  |  |  | Domestic
MTR_017999 | 13316 SE 184TH ST | LOT 337 FOREST ESTATES#3 |  |  | Non-Lead - Other | No | 1983-08-01 | 0 | Installation date is after the lead ban |  |  |  |  | Non-Lead - Other |  |  | Installation date is after the lead ban |  |  |  |  | Non-Lead |  |  |  | Domestic
MTR_018883 | 18414 107TH CT SE | LOT 11 VANTAGE GLEN II |  |  | Non-Lead - Other | No | 1996-01-16 | 0 | Statistical analysis |  |  |  |  | Non-Lead - Other |  |  | Statistical analysis |  |  |  |  | Non-Lead |  |  |  | Domestic
MTR_022975 | 12312 SE 198TH ST | L13 VISTA VIEW HGTS #2 |  |  | Non-Lead - Other | No |  | 0 | Installation date is after the lead ban |  |  |  |  | Non-Lead - Other |  |  | Installation date is after the lead ban |  |  |  |  | Non-Lead |  |  |  | Domestic
MTR_017996 | 13321 SE 184TH ST | L 343 FOREST EST 3 |  |  | Non-Lead - Other | No | 1983-08-01 | 0 | Installation date is after the lead ban |  |  |  |  | Non-Lead - Other |  |  | Installation date is after the lead ban |  |  |  |  | Non-Lead |  |  |  | Domestic
MTR_018884 | 18411 107TH CT SE | LOT 14 VANTAGE GLEN II |  |  | Non-Lead - Other | No | 1996-01-16 | 0 | Statistical analysis |  |  |  |  | Non-Lead - Other |  |  | Statistical analysis |  |  |  |  | Non-Lead |  |  |  | Domestic
MTR_023217 | 9904 S 210TH PL | L3 BLK2 WESTVIEW TERRACE |  |  | Non-Lead - Other | No | 2008-10-29 | 0 | Rectified Plan |  |  |  |  | Non-Lead - Other |  |  | Statistical analysis |  |  |  |  | Non-Lead |  |  |  | Domestic
MTR_018000 | 13308 SE 184TH ST | LOT 339 FOREST ESTATES#3 |  |  | Non-Lead - Other | No | 1983-08-01 | 0 | Installation date is after the lead ban |  |  |  |  | Non-Lead - Other |  |  | Installation date is after the lead ban |  |  |  |  | Non-Lead |  |  |  | Domestic
MTR_018886 | 18421 107TH CT SE | LOT 16 VANTAGE GLEN II |  |  | Non-Lead - Other | No | 1996-01-16 | 0 | Statistical analysis |  |  |  |  | Non-Lead - Other |  |  | Statistical analysis |  |  |  |  | Non-Lead |  |  |  | Domestic
MTR_017997 | 18403 134TH AVE SE | LOT 344 FOREST EST 3 |  |  | Non-Lead - Other | No | 1983-08-01 | 0 | Installation date is after the lead ban |  |  |  |  | Non-Lead - Other |  |  | Installation date is after the lead ban |  |  |  |  | Non-Lead |  |  |  | Domestic
MTR_018887 | 18409 107TH PL SE | LOT 7 VANTAGE GLEN II |  |  | Non-Lead - Other | No | 1996-01-16 | 0 | Statistical analysis |  |  |  |  | Non-Lead - Other |  |  | Statistical analysis |  |  |  |  | Non-Lead |  |  |  | Domestic
MTR_018888 | 18410 107TH CT SE | LOT 12 VANTAGE GLEN II |  |  | Non-Lead - Other | No | 1996-01-16 | 0 | Statistical analysis |  |  |  |  | Non-Lead - Other |  |  | Statistical analysis |  |  |  |  | Non-Lead |  |  |  | Domestic
MTR_020963 | 18411 134TH AVE SE | LOT 38 FOREST ESTATES #1 |  |  | Non-Lead - Other | No | 1978-08-01 | 0 | Installation date is after the lead ban |  |  |  |  | Non-Lead - Other |  |  | Installation date is after the lead ban |  |  |  |  | Non-Lead |  |  |  | Domestic
MTR_018889 | 18415 107TH CT SE | LOT 15 VANTAGE GLEN II |  |  | Non-Lead - Other | No | 1996-01-16 | 0 | Statistical analysis |  |  |  |  | Non-Lead - Other |  |  | Statistical analysis |  |  |  |  | Non-Lead |  |  |  | Domestic
MTR_020974 | 18516 132ND PL SE | LOT 74 FOREST ESTATES |  |  | Non-Lead - Other | No | 1978-08-01 | 0 | Installation date is after the lead ban |  |  |  |  | Non-Lead - Other |  |  | Installation date is after the lead ban |  |  |  |  | Non-Lead |  |  |  | Hydrant
MTR_018890 | 10702 SE 184TH LN | LOT 22 VANTAGE GLEN II |  |  | Non-Lead Plastic | No | 1996-01-16 | 0 | Field inspection only with no records | Yes | Visual inspection at meter pit | 2023-08-05 |  | Non-Lead Plastic |  |  | Field inspection only with no records | Yes | Visual inspection at meter pit | 2023-08-05 |  | Non-Lead |  |  |  | Domestic
MTR_020971 | 18524 132ND PL SE | LOT 73 FOREST ESTATES |  |  | Non-Lead - Other | No | 1978-08-01 | 0 | Installation date is after the lead ban |  |  |  |  | Non-Lead - Other |  |  | Installation date is after the lead ban |  |  |  |  | Non-Lead |  |  |  | Hydrant
MTR_018891 | 10714 SE 184TH LN | LOT 19 VANTAGE GLEN II |  |  | Non-Lead - Other | No | 1996-01-16 | 0 | Statistical analysis |  |  |  |  | Non-Lead - Other |  |  | Statistical analysis |  |  |  |  | Non-Lead |  |  |  | Domestic
MTR_021153 | 18612 132ND PL SE | LOT 70 FOREST ESTATES |  |  | Non-Lead - Other | No | 1978-08-01 | 0 | Installation date is after the lead ban |  |  |  |  | Non-Lead - Other |  |  | Installation date is after the lead ban |  |  |  |  | Non-Lead |  |  |  | Domestic
MTR_018894 | 10718 SE 184TH LN | LOT 18 VANTAGE GLEN II |  |  | Non-Lead Plastic | No | 1996-01-16 | 0 | Field inspection only with no records | Yes | Visual inspection at meter pit | 2023-08-05 |  | Non-Lead Plastic |  |  | Field inspection only with no records | Yes | Visual inspection at meter pit | 2023-08-05 |  | Non-Lead |  |  |  | Domestic
MTR_020973 | 18532 132ND PL SE | LOT 72 FOREST ESTATES |  |  | Non-Lead - Other | No | 1978-08-01 | 0 | Installation date is after the lead ban |  |  |  |  | Non-Lead - Other |  |  | Installation date is after the lead ban |  |  |  |  | Non-Lead |  |  |  | Domestic
MTR_018895 | 10722 SE 184TH LN | LOT 17 VANTAGE GLEN II |  |  | Non-Lead - Other | No | 1996-01-16 | 0 | Statistical analysis |  |  |  |  | Non-Lead - Other |  |  | Statistical analysis |  |  |  |  | Non-Lead |  |  |  | Domestic
MTR_020983 | 13226 SE 187TH PL | LOT 66 FOREST EST. |  |  | Non-Lead - Other | No | 1978-08-01 | 0 | Installation date is after the lead ban |  |  |  |  | Non-Lead - Other |  |  | Installation date is after the lead ban |  |  |  |  | Non-Lead |  |  |  | Domestic
MTR_018896 | 10729 SE 184TH LN | LOT 23 VANTAGE GLEN II |  |  | Non-Lead Plastic | No | 1996-01-16 | 0 | Field inspection only with no records | Yes | Visual inspection at meter pit | 2023-08-14 |  | Non-Lead Copper |  |  | Field inspection only with no records | Yes | Visual inspection at meter pit | 2023-08-14 |  | Non-Lead |  |  |  | Domestic
MTR_018897 | 10735 SE 184TH LN | LOT 24 VANTAGE GLEN II |  |  | Non-Lead - Other | No | 1996-01-16 | 0 | Statistical analysis |  |  |  |  | Non-Lead - Other |  |  | Statistical analysis |  |  |  |  | Non-Lead |  |  |  | Domestic
MTR_020984 | 13222 SE 187TH PL | LOT 67 FOREST EST. |  |  | Non-Lead - Other | No | 1978-08-01 | 0 | Installation date is after the lead ban |  |  |  |  | Non-Lead - Other |  |  | Installation date is after the lead ban |  |  |  |  | Non-Lead |  |  |  | Domestic
MTR_018898 | 10765 SE 184TH LN | LOT 29 VANTAGE GLEN II |  |  | Non-Lead - Other | No | 1996-01-16 | 0 | Statistical analysis |  |  |  |  | Non-Lead - Other |  |  | Statistical analysis |  |  |  |  | Non-Lead |  |  |  | Domestic
MTR_021539 | 19221 143RD PL SE | TL 29 E 1/2 3-22-5 |  |  | Non-Lead - Other | Unknown |  | 0 | Statistical analysis |  |  |  |  | Non-Lead - Other |  |  | Statistical analysis |  |  |  |  | Non-Lead |  |  |  | Assumed
MTR_018900 | 10771 SE 184TH LN | LOT 30 VANTAGE GLEN II |  |  | Non-Lead Plastic | No | 1996-01-16 | 0 | Field inspection only with no records | Yes | Visual inspection at meter pit | 2023-07-31 |  | Non-Lead Copper |  |  | Field inspection only with no records | Yes | Visual inspection at meter pit | 2023-07-31 |  | Non-Lead |  |  |  | Domestic
MTR_016088 | 18009 158TH PL SE | LOT 13 CANDLEWOOD RIDGE6 |  |  | Non-Lead - Plastic | No | 1980-08-01 | 0 | Rectified Plan | No |  |  |  | Non-Lead - Other |  |  | Installation date is after the lead ban |  |  |  |  | Non-Lead |  |  |  | Domestic
MTR_018901 | 10710 SE 184TH LN | LOT 20 VANTAGE GLEN II |  |  | Non-Lead Plastic | No | 1996-01-16 | 0 | Field inspection only with no records | Yes | Visual inspection at meter pit | 2023-08-05 |  | Non-Lead Plastic |  |  | Field inspection only with no records | Yes | Visual inspection at meter pit | 2023-08-05 |  | Non-Lead |  |  |  | Domestic
MTR_021344 | 19301 141ST AVE SE | L11 LORI LANE |  |  | Non-Lead - Other | No |  | 0 | Installation date is after the lead ban |  |  |  |  | Non-Lead - Other |  |  | Installation date is after the lead ban |  |  |  |  | Non-Lead |  |  |  | Domestic
MTR_018902 | 10753 SE 184TH LN | LOT 27 VANTAGE GLEN II |  |  | Non-Lead Plastic | No | 1996-01-16 | 0 | Field inspection only with no records | Yes | Visual inspection at meter pit | 2023-08-05 |  | Non-Lead Plastic |  |  | Field inspection only with no records | Yes | Visual inspection at meter pit | 2023-08-05 |  | Non-Lead |  |  |  | Domestic
MTR_015841 | 14430 SE 188TH WAY | LOT 24 BOLLMAN PLAT |  |  | Non-Lead - Other | No | 2003-03-05 | 0 | Installation date is after the lead ban |  |  |  |  | Non-Lead - Other |  |  | Installation date is after the lead ban |  |  |  |  | Non-Lead |  |  |  | Domestic
MTR_018903 | 10747 SE 184TH LN | LOT 26 VANTAGE GLEN II |  |  | Non-Lead - Other | No | 1996-01-16 | 0 | Statistical analysis |  |  |  |  | Non-Lead - Other |  |  | Statistical analysis |  |  |  |  | Non-Lead |  |  |  | Domestic
MTR_024552 | 12561 SE 203RD PL | L20 SHERLYN PARK |  |  | Non-Lead - Other | No |  | 0 | Installation date is after the lead ban |  |  |  |  | Non-Lead - Other |  |  | Installation date is after the lead ban |  |  |  |  | Non-Lead |  |  |  | Domestic
MTR_017502 | 18019 118TH AVE SE | W84 OF E168 OF S135 L16 B1 NW GA RDEN TRACTS 2 |  |  | Non-Lead - Other | No | 1975-09-11 | 0 | Installation date is after the lead ban |  |  |  |  | Non-Lead - Other |  |  | Installation date is after the lead ban |  |  |  |  | Non-Lead |  |  |  | Assumed
MTR_022813 | 12122 SE 200TH ST | L11A VISTA VIEW #2 |  |  | Non-Lead - Other | No | 1995-07-13 | 0 | Installation date is after the lead ban |  |  |  |  | Non-Lead - Other |  |  | Installation date is after the lead ban |  |  |  |  | Non-Lead |  |  |  | Domestic
MTR_018985 | 18718 107TH AVE SE | LOT 24 GREENLEAF |  |  | Non-Lead - Other | No | 2016-01-29 | 0 | Installation date is after the lead ban |  |  |  |  | Non-Lead - Other |  |  | Installation date is after the lead ban |  |  |  |  | Non-Lead |  |  |  | Domestic
MTR_024475 | 13021 SE 206TH PL | L41 GREENACRES EAST |  |  | Non-Lead - Other | No |  | 0 | Installation date is after the lead ban |  |  |  |  | Non-Lead - Other |  |  | Installation date is after the lead ban |  |  |  |  | Non-Lead |  |  |  | Domestic
MTR_022924 | 19614 122ND PL SE | LOT 34 VISTA VIEW HEIGHTS #2 |  |  | Non-Lead - Other | No |  | 0 | Installation date is after the lead ban |  |  |  |  | Non-Lead - Other |  |  | Installation date is after the lead ban |  |  |  |  | Non-Lead |  |  |  | Domestic
MTR_022218 | 18910 116TH AVE SE | LOT 3 BLK 1 NORTHWEST GARDEN TRACTS 4 |  |  | Non-Lead - Other | No |  | 0 | Relative Placement | No |  |  |  | Non-Lead - Other |  |  | Installation date is after the lead ban |  |  |  |  | Non-Lead |  |  |  | Assumed
MTR_024464 | 20705 130TH AVE SE | L30 GREENACRES EAST |  |  | Non-Lead - Other | No |  | 0 | Installation date is after the lead ban |  |  |  |  | Non-Lead - Other |  |  | Installation date is after the lead ban |  |  |  |  | Non-Lead |  |  |  | Domestic
MTR_023151 | 9831 S 212TH ST | L54 WESTVIEW TERR. #2 |  |  | Non-Lead - Other | No | 2008-10-29 | 0 | Rectified Plan |  |  |  |  | Non-Lead - Other |  |  | Statistical analysis |  |  |  |  | Non-Lead |  |  |  | Domestic
MTR_018986 | 18719 107TH AVE SE | LOT 12 GREENLEAF |  |  | Non-Lead - Other | No | 2016-01-29 | 0 | Installation date is after the lead ban |  |  |  |  | Non-Lead - Other |  |  | Installation date is after the lead ban |  |  |  |  | Non-Lead |  |  |  | Domestic
MTR_024479 | 13037 SE 206TH PL | L45 GREENACRES EAST |  |  | Non-Lead - Other | No |  | 0 | Installation date is after the lead ban |  |  |  |  | Non-Lead - Other |  |  | Installation date is after the lead ban |  |  |  |  | Non-Lead |  |  |  | Domestic
MTR_008739 | 12523 SE 236TH CT | LOT 2 GAGES GROVE |  |  | Non-Lead - Other | No | 2005-08-18 | 0 | Rectified Plan | No |  |  |  | Non-Lead - Other |  |  | Installation date is after the lead ban |  |  |  |  | Non-Lead |  |  |  | Domestic
MTR_014116 | 16827 1/2 BENSON RD S | 9907-000013 |  |  | Non-Lead - Other | Unknown |  | 0.75 | Statistical analysis |  |  |  |  | Non-Lead - Other |  |  | Statistical analysis |  |  |  |  | Non-Lead |  |  |  | Assumed
MTR_024477 | 13033 SE 206TH PL | L43 GREENACRES EAST |  |  | Non-Lead - Other | No |  | 0 | Installation date is after the lead ban |  |  |  |  | Non-Lead - Other |  |  | Installation date is after the lead ban |  |  |  |  | Non-Lead |  |  |  | Domestic
MTR_024360 | 22136 104TH PL SE | PORTION OF EAST 128.55 TRACT 20 UNE EDAN ORCHARD TR |  |  | Non-Lead - Other | No |  | 0 | Installation date is after the lead ban |  |  |  |  | Non-Lead - Other |  |  | Installation date is after the lead ban |  |  |  |  | Non-Lead |  |  |  | Domestic
MTR_027697 | 12008 SE 218TH PL | LOT 31 CROWN ROYAL |  |  | Non-Lead - Other | No |  | 0 | Installation date is after the lead ban |  |  |  |  | Non-Lead - Other |  |  | Installation date is after the lead ban |  |  |  |  | Non-Lead |  |  |  | Assumed
MTR_024481 | 20456 131ST PL SE | L47 GREENACRES EAST |  |  | Non-Lead - Other | No |  | 0 | Installation date is after the lead ban |  |  |  |  | Non-Lead - Other |  |  | Installation date is after the lead ban |  |  |  |  | Non-Lead |  |  |  | Assumed
MTR_011342 | 16521 108TH AVE SE | 9901-006600 |  |  | Non-Lead - Other | No |  | 0.75 | Installation date is after the lead ban |  |  |  |  | Non-Lead - Other |  |  | Installation date is after the lead ban |  |  |  |  | Non-Lead |  |  |  | Assumed
MTR_024331 | 22220 104TH PL SE | E128.90 S240 N243.93 TR 45 UNEED AN ORCHARD |  |  | Non-Lead - Other | Unknown |  | 0 | Statistical analysis |  |  |  |  | Non-Lead - Other |  |  | Statistical analysis |  |  |  |  | Non-Lead |  |  |  | Domestic
MTR_024480 | 13039 SE 206TH PL | L46 GREENACRES EAST |  |  | Non-Lead - Other | No |  | 0 | Installation date is after the lead ban |  |  |  |  | Non-Lead - Other |  |  | Installation date is after the lead ban |  |  |  |  | Non-Lead |  |  |  | Domestic
MTR_021982 | 19433 140TH AVE SE | LOT E (5) FAIRWOOD 11 |  |  | Non-Lead - Other | No |  | 0 | Rectified Plan | No |  |  |  | Non-Lead - Other |  |  | Installation date is after the lead ban |  |  |  |  | Non-Lead |  |  |  | Assumed
MTR_020991 | 18505 132ND PL SE | LOT 52 FOREST ESTATES 1 |  |  | Non-Lead - Other | No | 1978-08-01 | 0 | Installation date is after the lead ban |  |  |  |  | Non-Lead - Other |  |  | Installation date is after the lead ban |  |  |  |  | Non-Lead |  |  |  | Hydrant
MTR_023807 | 22116 102ND PL SE | LOT 21 ANNANDALE |  |  | Non-Lead - Other | No | 2004-07-27 | 0 | Installation date is after the lead ban |  |  |  |  | Non-Lead - Other |  |  | Installation date is after the lead ban |  |  |  |  | Non-Lead |  |  |  | Domestic
MTR_021983 | 19437 140TH AVE SE | LOT 6 (F) FAIRWOOD 11 |  |  | Non-Lead - Other | No |  | 0 | Installation date is after the lead ban |  |  |  |  | Non-Lead - Other |  |  | Installation date is after the lead ban |  |  |  |  | Non-Lead |  |  |  | Assumed
MTR_020967 | 13307 SE 184TH PL | LOT 44 FOREST ESTATES #1 |  |  | Non-Lead - Other | No | 1978-08-01 | 0 | Installation date is after the lead ban |  |  |  |  | Non-Lead - Other |  |  | Installation date is after the lead ban |  |  |  |  | Non-Lead |  |  |  | Domestic
MTR_010958 | 21618 102ND AVE SE | LOT 5 GARRISON GLEN |  |  | Non-Lead - Other | Unknown |  |  | Statistical analysis | Yes | Visual inspection at the meter pit |  |  | Non-Lead - Other |  |  | Statistical analysis | Yes | Visual inspection at the meter pit |  |  | Non-Lead
MTR_028244 | 12821 SE 221ST PL | LOT 6 SUMMER GLEN EAST |  |  | Non-Lead - Other | No | 1995-08-28 | 0 | Installation date is after the lead ban |  |  |  |  | Non-Lead - Other |  |  | Installation date is after the lead ban |  |  |  |  | Non-Lead |  |  |  | Domestic
MTR_021081 | 13311 SE 184TH PL | LOT 45 FOREST ESTATES 1 |  |  | Non-Lead - Other | No | 1978-08-01 | 0 | Installation date is after the lead ban |  |  |  |  | Non-Lead - Other |  |  | Installation date is after the lead ban |  |  |  |  | Non-Lead |  |  |  | Domestic
MTR_023878 | 21619 102ND PL SE | LOT B GARRISON COURT |  |  | Non-Lead - Other | No | 2014-01-15 | 0 | Installation date is after the lead ban |  |  |  |  | Non-Lead - Other |  |  | Installation date is after the lead ban |  |  |  |  | Non-Lead |  |  |  | Domestic
MTR_029167 | 11627 SE 228TH PL | LOT 5 HUNTERS RUN |  |  | Non-Lead - Other | No |  | 0 | Installation date is after the lead ban |  |  |  |  | Non-Lead - Other |  |  | Installation date is after the lead ban |  |  |  |  | Non-Lead |  |  |  | Domestic
MTR_020966 | 13304 SE 184TH PL | LOT 43 FOREST ESTATES 1 |  |  | Non-Lead - Other | No | 1978-08-01 | 0 | Installation date is after the lead ban |  |  |  |  | Non-Lead - Other |  |  | Installation date is after the lead ban |  |  |  |  | Non-Lead |  |  |  | Assumed
MTR_023941 | 21241 103RD CT SE | LOT 23 STONEPINE |  |  | Non-Lead - Other | No |  | 0 | Installation date is after the lead ban |  |  |  |  | Non-Lead - Other |  |  | Installation date is after the lead ban |  |  |  |  | Non-Lead |  |  |  | Domestic
MTR_028808 | 21709 108TH PL SE | LOT 2 BLK. 1 TWIN MAPLES |  |  | Non-Lead - Other | No |  | 0 | Installation date is after the lead ban |  |  |  |  | Non-Lead - Other |  |  | Installation date is after the lead ban |  |  |  |  | Non-Lead |  |  |  | Assumed
MTR_020965 | 13312 SE 184TH PL | L41 FOREST ESTATES 1 |  |  | Non-Lead - Other | No | 1978-08-01 | 0 | Installation date is after the lead ban |  |  |  |  | Non-Lead - Other |  |  | Installation date is after the lead ban |  |  |  |  | Non-Lead |  |  |  | Domestic
MTR_018603 | 20425 96TH WAY S | LOT 2 CHESTNUT RIDGE #2 |  |  | Non-Lead - Other | No |  | 0 | Installation date is after the lead ban |  |  |  |  | Non-Lead - Other |  |  | Installation date is after the lead ban |  |  |  |  | Non-Lead |  |  |  | Domestic
MTR_020964 | 13318 SE 184TH PL | LOT 40 FOREST ESTATES #1 |  |  | Non-Lead - Other | No | 1978-08-01 | 0 | Installation date is after the lead ban |  |  |  |  | Non-Lead - Other |  |  | Installation date is after the lead ban |  |  |  |  | Non-Lead |  |  |  | Domestic
MTR_023499 | 10844 SE 214TH PL | LOT 16 BENSON PLACE |  |  | Non-Lead - Other | No | 1996-06-08 | 0 | Installation date is after the lead ban |  |  |  |  | Non-Lead - Other |  |  | Installation date is after the lead ban |  |  |  |  | Non-Lead |  |  |  | Domestic
MTR_023366 | 20911 104TH PL SE | LOT 2 WARD SHORT PLAT |  |  | Non-Lead - Other | No | 2015-04-13 | 0 | Installation date is after the lead ban |  |  |  |  | Non-Lead - Other |  |  | Installation date is after the lead ban |  |  |  |  | Non-Lead |  |  |  | Domestic
MTR_020878 | 13116 SE 188TH ST | L 39 BLVD. LANE 7 |  |  | Non-Lead - Other | No |  | 0 | Installation date is after the lead ban |  |  |  |  | Non-Lead - Other |  |  | Installation date is after the lead ban |  |  |  |  | Non-Lead |  |  |  | Domestic
MTR_020300 | 10509 SE 204TH PL | LOT 4 KAYWOOD ESTATES |  |  | Non-Lead - Other | No |  | 0 | Installation date is after the lead ban |  |  |  |  | Non-Lead - Other |  |  | Installation date is after the lead ban |  |  |  |  | Non-Lead |  |  |  | Domestic
MTR_026000 | 20215 110TH PL SE | LOT 85 VILA REAL |  |  | Non-Lead - Other | No | 2007-05-03 | 0 | Installation date is after the lead ban |  |  |  |  | Non-Lead - Other |  |  | Installation date is after the lead ban |  |  |  |  | Non-Lead |  |  |  | Domestic
MTR_020979 | 18637 132ND PL SE | LOT 61 FOREST ESTATES 1 |  |  | Non-Lead - Other | No | 1978-08-01 | 0 | Installation date is after the lead ban |  |  |  |  | Non-Lead - Other |  |  | Installation date is after the lead ban |  |  |  |  | Non-Lead |  |  |  | Domestic
MTR_001073 | 16521 119TH AVE SE | L 39 CASCADE HILLS 6 |  |  | Non-Lead - Other | No | 2019-08-05 | 0.75 | Rectified Plan |  |  |  |  | Non-Lead - Other |  |  | Statistical analysis |  |  |  |  | Non-Lead |  |  |  | Assumed
MTR_023442 | 11039 SE 213TH ST | L 32 BENSON HILLS NO 2 |  |  | Non-Lead - Other | Unknown |  | 0 | Statistical analysis |  |  |  |  | Non-Lead - Other |  |  | Statistical analysis |  |  |  |  | Non-Lead |  |  |  | Assumed
MTR_021022 | 18629 132ND PL SE | LOT 60 FOREST ESTATES 1 |  |  | Non-Lead - Other | No | 1978-08-01 | 0 | Installation date is after the lead ban |  |  |  |  | Non-Lead - Other |  |  | Installation date is after the lead ban |  |  |  |  | Non-Lead |  |  |  | Domestic
MTR_011467 | 16431 126TH PL SE | L 68 CASCADE HILLS 8 |  |  | Non-Lead - Other | No |  | 1 | Installation date is after the lead ban |  |  |  |  | Non-Lead - Other |  |  | Installation date is after the lead ban |  |  |  |  | Non-Lead |  |  |  | Domestic
MTR_020444 | 20410 103RD AVE SE | L9 BLK2 SUNSET VILLA |  |  | Non-Lead - Other | Unknown |  | 0 | Statistical analysis |  |  |  |  | Non-Lead - Other |  |  | Statistical analysis |  |  |  |  | Non-Lead |  |  |  | Domestic
MTR_021025 | 18621 132ND PL SE | LOT 59 FOREST ESTATES 1 |  |  | Non-Lead - Other | No | 1978-08-01 | 0 | Installation date is after the lead ban |  |  |  |  | Non-Lead - Other |  |  | Installation date is after the lead ban |  |  |  |  | Non-Lead |  |  |  | Domestic
MTR_019315 | 9420 S 196TH PL | LOT 22 OLYMPIC PEAK ESTATES |  |  | Non-Lead - Other | No | 2004-07-14 | 0 | Installation date is after the lead ban |  |  |  |  | Non-Lead - Other |  |  | Installation date is after the lead ban |  |  |  |  | Non-Lead |  |  |  | Domestic
MTR_021007 | 13533 SE 185TH CT | LOT 205 FOREST ESTATES#2 |  |  | Non-Lead - Other | No |  | 0 | Installation date is after the lead ban |  |  |  |  | Non-Lead - Other |  |  | Installation date is after the lead ban |  |  |  |  | Non-Lead |  |  |  | Domestic
MTR_026989 | 12862 SE 225TH CT | LOT 13 FERN CREST WEST |  |  | Non-Lead - Other | No | 2006-04-28 | 0 | Installation date is after the lead ban |  |  |  |  | Non-Lead - Other |  |  | Installation date is after the lead ban |  |  |  |  | Non-Lead |  |  |  | Domestic
MTR_020978 | 18613 132ND PL SE | LOT 58 FOREST ESTATES 1 |  |  | Non-Lead - Other | No | 1978-08-01 | 0 | Installation date is after the lead ban |  |  |  |  | Non-Lead - Other |  |  | Installation date is after the lead ban |  |  |  |  | Non-Lead |  |  |  | Domestic
MTR_021472 | 14505 SE 196TH PL | L18 RUDELLS 3RD ADDITION |  |  | Non-Lead - Other | No |  | 0 | Installation date is after the lead ban |  |  |  |  | Non-Lead - Other |  |  | Installation date is after the lead ban |  |  |  |  | Non-Lead |  |  |  | Domestic
MTR_003829 | 13002 SE 232ND PL | LOT 8 MISTY MEADOWS #1 |  |  | Non-Lead - Other | No |  | 0 | Installation date is after the lead ban |  |  |  |  | Non-Lead - Other |  |  | Installation date is after the lead ban |  |  |  |  | Non-Lead |  |  |  | Domestic
MTR_020977 | 18523 132ND PL SE | LOT 55 FOREST ESTATES 1 |  |  | Non-Lead - Other | No | 1978-08-01 | 0 | Installation date is after the lead ban |  |  |  |  | Non-Lead - Other |  |  | Installation date is after the lead ban |  |  |  |  | Non-Lead |  |  |  | Hydrant
MTR_001075 | 23629 126TH PL SE | LOT 33 WINSBERG HAVEN (FIELDSTONE) |  |  | Non-Lead - Other | No | 1995-08-22 | 0 | Rectified Plan | No |  |  |  | Non-Lead - Other |  |  | Installation date is after the lead ban |  |  |  |  | Non-Lead |  |  |  | Domestic
MTR_026577 | 12812 SE 231ST WAY | LOT 15 MISTY MEADOWS #2 |  |  | Non-Lead - Other | No |  | 0 | Installation date is after the lead ban |  |  |  |  | Non-Lead - Other |  |  | Installation date is after the lead ban |  |  |  |  | Non-Lead |  |  |  | Domestic
MTR_021180 | 18842 132ND PL SE | LOT 3 FOREST ESTATES 7 |  |  | Non-Lead - Other | No | 1987-08-28 | 0 | Installation date is after the lead ban |  |  |  |  | Non-Lead - Other |  |  | Installation date is after the lead ban |  |  |  |  | Non-Lead |  |  |  | Domestic
MTR_020766 | 13014 SE 188TH PL | L 29 BLVD. LANE 6 |  |  | Non-Lead - Other | No | 1969-05-01 | 0 | Installation date is after the lead ban |  |  |  |  | Non-Lead - Other |  |  | Installation date is after the lead ban |  |  |  |  | Non-Lead |  |  |  | Domestic
MTR_026354 | 22518 126TH AVE SE | LOT 47 PHEASANTS HOLLOW |  |  | Non-Lead - Other | No | 1996-02-26 | 0 | Installation date is after the lead ban |  |  |  |  | Non-Lead - Other |  |  | Installation date is after the lead ban |  |  |  |  | Non-Lead |  |  |  | Domestic
MTR_021179 | 18848 132ND PL SE | LOT 2 FOREST ESTATES #7 |  |  | Non-Lead - Other | No | 1987-08-28 | 0 | Installation date is after the lead ban |  |  |  |  | Non-Lead - Other |  |  | Installation date is after the lead ban |  |  |  |  | Non-Lead |  |  |  | Domestic
MTR_017604 | 11417 SE 180TH PL | L5 BLK1 BANKERS 1ST |  |  | Non-Lead - Other | Unknown |  | 0 | Statistical analysis |  |  |  |  | Non-Lead - Other |  |  | Statistical analysis |  |  |  |  | Non-Lead |  |  |  | Assumed
MTR_020899 | 13235 SE 188TH PL | LOT 2 EMERALD FOREST |  |  | Non-Lead - Other | No | 2003-10-21 | 0 | Installation date is after the lead ban |  |  |  |  | Non-Lead - Other |  |  | Installation date is after the lead ban |  |  |  |  | Non-Lead |  |  |  | Domestic
MTR_026353 | 12612 SE 226TH ST | LOT 43 PHEASANTS HOLLOW |  |  | Non-Lead - Other | No | 1996-02-26 | 0 | Installation date is after the lead ban |  |  |  |  | Non-Lead - Other |  |  | Installation date is after the lead ban |  |  |  |  | Non-Lead |  |  |  | Domestic
MTR_018987 | 10701 SE 188TH ST | LOT 16 GREENLEAF |  |  | Non-Lead - Other | No | 2016-01-29 | 0 | Installation date is after the lead ban |  |  |  |  | Non-Lead - Other |  |  | Installation date is after the lead ban |  |  |  |  | Non-Lead |  |  |  | Domestic
MTR_026375 | 22514 125TH PL SE | LOT 73 PHEASANTS HOLLOW |  |  | Non-Lead - Other | No | 1996-02-26 | 0 | Installation date is after the lead ban |  |  |  |  | Non-Lead - Other |  |  | Installation date is after the lead ban |  |  |  |  | Non-Lead |  |  |  | Domestic
MTR_020887 | 18834 132ND PL SE | LOT 5 FOREST ESTATES VII |  |  | Non-Lead - Other | No | 1987-08-28 | 0 | Installation date is after the lead ban |  |  |  |  | Non-Lead - Other |  |  | Installation date is after the lead ban |  |  |  |  | Non-Lead |  |  |  | Domestic
MTR_018988 | 18725 107TH AVE SE | LOT 13 GREENLEAF |  |  | Non-Lead - Other | No | 2016-01-29 | 0 | Installation date is after the lead ban |  |  |  |  | Non-Lead - Other |  |  | Installation date is after the lead ban |  |  |  |  | Non-Lead |  |  |  | Domestic
MTR_025566 | 12621 SE 213TH ST | LOT 37 GLENCARIN #3 |  |  | Non-Lead - Other | No |  | 0 | Installation date is after the lead ban |  |  |  |  | Non-Lead - Other |  |  | Installation date is after the lead ban |  |  |  |  | Non-Lead |  |  |  | Domestic
MTR_020891 | 13254 SE 188TH PL | LOT 5 EMERALD FOREST |  |  | Non-Lead - Other | No | 2003-10-21 | 0 | Installation date is after the lead ban |  |  |  |  | Non-Lead - Other |  |  | Installation date is after the lead ban |  |  |  |  | Non-Lead |  |  |  | Domestic
MTR_028229 | 13103 SE 219TH PL | LOT 12 MARILYN PLACE AKA MIDORI MEADOWS |  |  | Non-Lead - Other | No | 2014-07-17 | 0 | Installation date is after the lead ban |  |  |  |  | Non-Lead - Other |  |  | Installation date is after the lead ban |  |  |  |  | Non-Lead |  |  |  | Domestic
MTR_025340 | 21318 125TH AVE SE | L334 GLENCARIN #2 |  |  | Non-Lead - Other | No | 1968-07-31 | 0 | Installation date is after the lead ban |  |  |  |  | Non-Lead - Other |  |  | Installation date is after the lead ban |  |  |  |  | Non-Lead |  |  |  | Domestic
MTR_020888 | 13241 SE 188TH PL | LOT 3 EMERALD FOREST |  |  | Non-Lead - Other | No | 2003-10-21 | 0 | Installation date is after the lead ban |  |  |  |  | Non-Lead - Other |  |  | Installation date is after the lead ban |  |  |  |  | Non-Lead |  |  |  | Domestic
MTR_015523 | 16868 125TH AVE SE | L 149 CASCADE VISTA #3 |  |  | Non-Lead - Other | No | 2010-10-25 | 0 | Rectified Plan |  |  |  |  | Non-Lead - Other |  |  | Statistical analysis |  |  |  |  | Non-Lead |  |  |  | Domestic
MTR_025191 | 21119 125TH AVE SE | L50 GLENCARIN # 1 |  |  | Non-Lead - Other | No | 1968-03-08 | 0 | Installation date is after the lead ban |  |  |  |  | Non-Lead - Other |  |  | Installation date is after the lead ban |  |  |  |  | Non-Lead |  |  |  | Domestic
MTR_022445 | 13246 SE 188TH PL | LOT 7 EMERALD FOREST |  |  | Non-Lead - Other | No | 2003-10-21 | 0 | Installation date is after the lead ban |  |  |  |  | Non-Lead - Other |  |  | Installation date is after the lead ban |  |  |  |  | Non-Lead |  |  |  | Domestic
MTR_011748 | 12834 SE 161ST ST | L14 STAFFORD HANSELL #10 |  |  | Non-Lead - Other | No | 2016-06-22 | 0.75 | Installation date is after the lead ban |  |  |  |  | Non-Lead - Other |  |  | Installation date is after the lead ban |  |  |  |  | Non-Lead |  |  |  | Domestic
MTR_020894 | 13216 SE 188TH PL | LOT 12 EMERALD FOREST |  |  | Non-Lead - Other | No | 2003-10-21 | 0 | Installation date is after the lead ban |  |  |  |  | Non-Lead - Other |  |  | Installation date is after the lead ban |  |  |  |  | Non-Lead |  |  |  | Domestic
MTR_018718 | 20034 92ND AVE S | TAX LOT 102 SECTION 6-22-5 |  |  | Non-Lead - Other | Unknown |  | 0 | Statistical analysis |  |  |  |  | Non-Lead - Other |  |  | Statistical analysis |  |  |  |  | Non-Lead |  |  |  | Domestic
MTR_025439 | 12534 SE 209TH CT | LOT 3 SHADOW RUN |  |  | Non-Lead - Other | No | 1987-11-25 | 0 | Installation date is after the lead ban |  |  |  |  | Non-Lead - Other |  |  | Installation date is after the lead ban |  |  |  |  | Non-Lead |  |  |  | Domestic
MTR_020890 | 18823 132ND PL SE | LOT 15 EMERALD FOREST |  |  | Non-Lead - Other | No | 2003-10-21 | 0 | Installation date is after the lead ban |  |  |  |  | Non-Lead - Other |  |  | Installation date is after the lead ban |  |  |  |  | Non-Lead |  |  |  | Domestic
MTR_028651 | 11215 SE 216TH LN | LOT 38 WEST CREEK MEADOWS |  |  | Non-Lead - Other | No | 1995-09-20 | 0 | Installation date is after the lead ban |  |  |  |  | Non-Lead - Other |  |  | Installation date is after the lead ban |  |  |  |  | Non-Lead |  |  |  | Domestic
MTR_025162 | 20818 124TH AVE SE | LOT 71 GLENCARIN #1 |  |  | Non-Lead - Other | No | 1968-03-08 | 0 | Installation date is after the lead ban |  |  |  |  | Non-Lead - Other |  |  | Installation date is after the lead ban |  |  |  |  | Non-Lead |  |  |  | Domestic
MTR_021181 | 18847 132ND PL SE | LOT 9 FOREST ESTATES #7 |  |  | Non-Lead - Other | No | 1987-08-28 | 0 | Installation date is after the lead ban |  |  |  |  | Non-Lead - Other |  |  | Installation date is after the lead ban |  |  |  |  | Non-Lead |  |  |  | Domestic
MTR_020487 | 20026 103RD PL SE | LOT 4 KING COUNTY SHORT PLAT #67710 |  |  | Non-Lead - Other | No |  | 0 | Installation date is after the lead ban |  |  |  |  | Non-Lead - Other |  |  | Installation date is after the lead ban |  |  |  |  | Non-Lead |  |  |  | Assumed
MTR_025165 | 12414 SE 210TH PL | L30 GLENCARIN # 1 |  |  | Non-Lead - Other | No | 1968-03-08 | 0 | Installation date is after the lead ban |  |  |  |  | Non-Lead - Other |  |  | Installation date is after the lead ban |  |  |  |  | Non-Lead |  |  |  | Domestic
MTR_020909 | 18901 132ND PL SE | LOT 10 FOREST ESTATES #7 |  |  | Non-Lead - Other | No | 1987-08-28 | 0 | Installation date is after the lead ban |  |  |  |  | Non-Lead - Other |  |  | Installation date is after the lead ban |  |  |  |  | Non-Lead |  |  |  | Domestic
MTR_029168 | 11725 SE 225TH ST | LOT 12 MAPLEWOOD EAST |  |  | Non-Lead - Other | No |  | 0 | Installation date is after the lead ban |  |  |  |  | Non-Lead - Other |  |  | Installation date is after the lead ban |  |  |  |  | Non-Lead |  |  |  | Domestic
MTR_018442 | 9315 S 202ND ST | L 3 KCSP 584012 (JOSEPH MAIN EXTN) |  |  | Non-Lead - Other | Unknown |  | 0 | Statistical analysis |  |  |  |  | Non-Lead - Other |  |  | Statistical analysis |  |  |  |  | Non-Lead |  |  |  | Domestic
MTR_021168 | 18905 133RD PL SE | LOT 4 FOREST ESTATES #6 |  |  | Non-Lead - Other | No | 1986-08-21 | 0 | Installation date is after the lead ban |  |  |  |  | Non-Lead - Other |  |  | Installation date is after the lead ban |  |  |  |  | Non-Lead |  |  |  | Domestic
MTR_028877 | 11109 SE 219TH PL | LOT 25 FALCON CREST |  |  | Non-Lead - Other | No |  | 0 | Installation date is after the lead ban |  |  |  |  | Non-Lead - Other |  |  | Installation date is after the lead ban |  |  |  |  | Non-Lead |  |  |  | Domestic
MTR_018454 | 20128 95TH PL S | LOT 10 BRIARMOUNT |  |  | Non-Lead - Other | No | 1998-08-21 | 0 | Installation date is after the lead ban |  |  |  |  | Non-Lead - Other |  |  | Installation date is after the lead ban |  |  |  |  | Non-Lead |  |  |  | Domestic
MTR_021036 | 18937 133RD PL SE | LOT 9 FOREST ESTATES #6 |  |  | Non-Lead - Other | No | 1986-08-21 | 0 | Installation date is after the lead ban |  |  |  |  | Non-Lead - Other |  |  | Installation date is after the lead ban |  |  |  |  | Non-Lead |  |  |  | Domestic
MTR_026388 | 22823 134TH AVE SE | LOT3 BLK1 STARCREST #2 |  |  | Non-Lead - Other | No |  | 0 | Installation date is after the lead ban |  |  |  |  | Non-Lead - Other |  |  | Installation date is after the lead ban |  |  |  |  | Non-Lead |  |  |  | Domestic
MTR_019341 | 9229 S 200TH ST | TAX LOT 73 SEC 6-22-5 |  |  | Non-Lead - Other | Unknown |  | 0 | Statistical analysis |  |  |  |  | Non-Lead - Other |  |  | Statistical analysis |  |  |  |  | Non-Lead |  |  |  | Assumed
MTR_019178 | 19249 98TH PL S | L22 SPRINGBROOK TERR |  |  | Non-Lead - Other | No | 1984-06-01 | 0 | Installation date is after the lead ban |  |  |  |  | Non-Lead - Other |  |  | Installation date is after the lead ban |  |  |  |  | Non-Lead |  |  |  | Assumed
MTR_020905 | 13217 SE 189TH PL | LOT 14 FOREST ESTATES 7 |  |  | Non-Lead - Other | No | 1987-08-28 | 0 | Installation date is after the lead ban |  |  |  |  | Non-Lead - Other |  |  | Installation date is after the lead ban |  |  |  |  | Non-Lead |  |  |  | Domestic
MTR_023673 | 107XX SE 217TH ST | TAX LOT 55 SW 8-22-5 |  |  | Non-Lead - Other | Unknown |  | 0 | Statistical analysis |  |  |  |  | Non-Lead - Other |  |  | Statistical analysis |  |  |  |  | Non-Lead |  |  |  | Assumed
MTR_019076 | 18721 102ND AVE SE | LOT 2 K.C.S.P.#683076 |  |  | Non-Lead - Other | No | 1979-09-01 | 0 | Installation date is after the lead ban |  |  |  |  | Non-Lead - Other |  |  | Installation date is after the lead ban |  |  |  |  | Non-Lead |  |  |  | Assumed
MTR_020908 | 13211 SE 189TH PL | LOT 13 FOREST ESTATES #7 |  |  | Non-Lead - Other | No | 1987-08-28 | 0 | Installation date is after the lead ban |  |  |  |  | Non-Lead - Other |  |  | Installation date is after the lead ban |  |  |  |  | Non-Lead |  |  |  | Domestic
MTR_019300 | 9223 S 198TH ST | LOT 3 BLK 2 SPRINBROOK RANCHETTES |  |  | Non-Lead - Other | No |  | 0 | Installation date is after the lead ban |  |  |  |  | Non-Lead - Other |  |  | Installation date is after the lead ban |  |  |  |  | Non-Lead |  |  |  | Assumed
MTR_019125 | 18622 107TH AVE SE | L13 VISTA HILLS |  |  | Non-Lead - Other | Unknown |  | 0 | Statistical analysis |  |  |  |  | Non-Lead - Other |  |  | Statistical analysis |  |  |  |  | Non-Lead |  |  |  | Assumed
MTR_020906 | 13205 SE 189TH PL | LOT 12 FOREST ESTATES 7 |  |  | Non-Lead - Other | No | 1987-08-28 | 0 | Installation date is after the lead ban |  |  |  |  | Non-Lead - Other |  |  | Installation date is after the lead ban |  |  |  |  | Non-Lead |  |  |  | Domestic
MTR_019247 | 9221 S 197TH ST | LOT 4 K.C. SHORT PLAT #S89S0246 |  |  | Non-Lead - Other | No | 1990-12-11 | 0 | Installation date is after the lead ban |  |  |  |  | Non-Lead - Other |  |  | Installation date is after the lead ban |  |  |  |  | Non-Lead |  |  |  | Domestic
MTR_019484 | 10926 SE 187TH LN | BLDG N UNIT 40 MORGAN COURT CONDOS |  |  | Non-Lead - Other | No | 2000-09-14 | 0 | Installation date is after the lead ban |  |  |  |  | Non-Lead - Other |  |  | Installation date is after the lead ban |  |  |  |  | Non-Lead |  |  |  | Domestic
MTR_020907 | 18907 132ND PL SE | LOT 11 FOREST ESTATES #7 |  |  | Non-Lead - Other | No | 1987-08-28 | 0 | Installation date is after the lead ban |  |  |  |  | Non-Lead - Other |  |  | Installation date is after the lead ban |  |  |  |  | Non-Lead |  |  |  | Domestic
MTR_028172 | 12866 SE 223RD PL | LOT 13 MATHESON PARK |  |  | Non-Lead - Other | No | 1995-07-21 | 0 | Installation date is after the lead ban |  |  |  |  | Non-Lead - Other |  |  | Installation date is after the lead ban |  |  |  |  | Non-Lead |  |  |  | Domestic
MTR_019485 | 11246 SE 190TH CT | LOT 67 CHINQUAPIN RIDGE |  |  | Non-Lead - Other | No | 1995-09-19 | 0 | Installation date is after the lead ban |  |  |  |  | Non-Lead - Other |  |  | Installation date is after the lead ban |  |  |  |  | Non-Lead |  |  |  | Domestic
MTR_028345 | 12910 SE 217TH PL | LOT 10 WIMBLEDON RIDGE |  |  | Non-Lead - Other | No | 1995-08-28 | 0 | Installation date is after the lead ban |  |  |  |  | Non-Lead - Other |  |  | Installation date is after the lead ban |  |  |  |  | Non-Lead |  |  |  | Domestic
MTR_021156 | 13224 SE 189TH PL | LOT 3 FOREST ESTATES #6 |  |  | Non-Lead - Other | No | 1986-08-21 | 0 | Installation date is after the lead ban |  |  |  |  | Non-Lead - Other |  |  | Installation date is after the lead ban |  |  |  |  | Non-Lead |  |  |  | Domestic
MTR_028140 | 13121 SE 223RD CT | LOT 4 MATHESON PARK #2 |  |  | Non-Lead - Other | No | 1995-07-21 | 0 | Installation date is after the lead ban |  |  |  |  | Non-Lead - Other |  |  | Installation date is after the lead ban |  |  |  |  | Non-Lead |  |  |  | Domestic
MTR_019486 | 18702 111TH PL SE | LOT36 RUDDELLS 1ST ADDN |  |  | Non-Lead - Other | No |  | 0 | Installation date is after the lead ban |  |  |  |  | Non-Lead - Other |  |  | Installation date is after the lead ban |  |  |  |  | Non-Lead |  |  |  | Domestic
MTR_020962 | 18605 134TH AVE SE | LOT 82 FOREST ESTATES |  |  | Non-Lead - Other | No | 1978-08-01 | 0 | Installation date is after the lead ban |  |  |  |  | Non-Lead - Other |  |  | Installation date is after the lead ban |  |  |  |  | Non-Lead |  |  |  | Domestic
MTR_028157 | 22219 131ST AVE SE | LOT 24 MATHESON PARK #2 |  |  | Non-Lead - Other | No | 1995-07-21 | 0 | Installation date is after the lead ban |  |  |  |  | Non-Lead - Other |  |  | Installation date is after the lead ban |  |  |  |  | Non-Lead |  |  |  | Domestic
MTR_019009 | 18661 108TH AVE SE | TL 88 SEC 32-23-5 (GREENLEAF) |  |  | Non-Lead - Other | No | 2016-01-29 | 0 | Statistical analysis |  |  |  |  | Non-Lead - Other |  |  | Statistical analysis |  |  |  |  | Non-Lead |  |  |  | Domestic
MTR_020953 | 18611 134TH AVE SE | LOT 83 FOREST ESTATES |  |  | Non-Lead - Other | No | 1978-08-01 | 0 | Installation date is after the lead ban |  |  |  |  | Non-Lead - Other |  |  | Installation date is after the lead ban |  |  |  |  | Non-Lead |  |  |  | Domestic
MTR_028137 | 13131 SE 223RD CT | LOT 6 MATHESON PARK #2 |  |  | Non-Lead - Other | No | 1995-07-21 | 0 | Installation date is after the lead ban |  |  |  |  | Non-Lead - Other |  |  | Installation date is after the lead ban |  |  |  |  | Non-Lead |  |  |  | Domestic
MTR_018829 | 10422 SE 186TH PL | LOT 13 FREDERICKS PLACE |  |  | Non-Lead - Other | No | 1995-09-21 | 0 | Installation date is after the lead ban |  |  |  |  | Non-Lead - Other |  |  | Installation date is after the lead ban |  |  |  |  | Non-Lead |  |  |  | Domestic
MTR_020961 | 18525 134TH AVE SE | LOT 81 FOREST ESTATES |  |  | Non-Lead - Other | No | 1978-08-01 | 0 | Installation date is after the lead ban |  |  |  |  | Non-Lead - Other |  |  | Installation date is after the lead ban |  |  |  |  | Non-Lead |  |  |  | Domestic
MTR_028213 | 22009 131ST PL SE | LOT 6 EASTLAND MEADOWS |  |  | Non-Lead - Other | No | 1999-11-12 | 0 | Installation date is after the lead ban |  |  |  |  | Non-Lead - Other |  |  | Installation date is after the lead ban |  |  |  |  | Non-Lead |  |  |  | Domestic
MTR_018830 | 10418 SE 186TH PL | LOT 12 FREDERICKS PLACE |  |  | Non-Lead - Other | No | 1995-09-21 | 0 | Installation date is after the lead ban |  |  |  |  | Non-Lead - Other |  |  | Installation date is after the lead ban |  |  |  |  | Non-Lead |  |  |  | Domestic
MTR_020957 | 13323 SE 185TH PL | LOT 77 FOREST ESTATES |  |  | Non-Lead - Other | No | 1978-08-01 | 0 | Installation date is after the lead ban |  |  |  |  | Non-Lead - Other |  |  | Installation date is after the lead ban |  |  |  |  | Non-Lead |  |  |  | Assumed
MTR_025539 | 12638 SE 214TH ST | L 43 GLENCARIN #3 |  |  | Non-Lead - Other | No |  | 0 | Installation date is after the lead ban |  |  |  |  | Non-Lead - Other |  |  | Installation date is after the lead ban |  |  |  |  | Non-Lead |  |  |  | Domestic
MTR_019095 | 19002 104TH PL SE | LOT 13 EAGLEBROOK |  |  | Non-Lead - Other | No |  | 0 | Installation date is after the lead ban |  |  |  |  | Non-Lead - Other |  |  | Installation date is after the lead ban |  |  |  |  | Non-Lead |  |  |  | Assumed
MTR_020960 | 18521 134TH AVE SE | LOT 80 FOREST ESTATES |  |  | Non-Lead - Other | No | 1978-08-01 | 0 | Installation date is after the lead ban |  |  |  |  | Non-Lead - Other |  |  | Installation date is after the lead ban |  |  |  |  | Non-Lead |  |  |  | Domestic
MTR_018989 | 18809 107TH AVE SE | LOT 15 GREENLEAF |  |  | Non-Lead - Other | No | 2016-01-29 | 0 | Installation date is after the lead ban |  |  |  |  | Non-Lead - Other |  |  | Installation date is after the lead ban |  |  |  |  | Non-Lead |  |  |  | Domestic
MTR_025550 | 21500 127TH PL SE | LOT 4 GLENCARIN #3 |  |  | Non-Lead - Other | No |  | 0 | Installation date is after the lead ban |  |  |  |  | Non-Lead - Other |  |  | Installation date is after the lead ban |  |  |  |  | Non-Lead |  |  |  | Domestic
MTR_029763 | 11639 SE 230TH PL | LOT 6 HUNTERS GROVE |  |  | Non-Lead - Other | No | 1997-08-22 | 0 | Installation date is after the lead ban |  |  |  |  | Non-Lead - Other |  |  | Installation date is after the lead ban |  |  |  |  | Non-Lead |  |  |  | Domestic
MTR_014696 | 13025 SE 159TH PL | LOT 102 FAIRLANE WOODS |  |  | Non-Lead - Other | No | 1978-09-22 | 0 | Installation date is after the lead ban |  |  |  |  | Non-Lead - Other |  |  | Installation date is after the lead ban |  |  |  |  | Non-Lead |  |  |  | Domestic
MTR_023547 | 11373 SE 214TH ST | LOT 7 ROSEWOOD TOWNHOMES |  |  | Non-Lead - Other | No | 2003-04-10 | 0 | Installation date is after the lead ban |  |  |  |  | Non-Lead - Other |  |  | Installation date is after the lead ban |  |  |  |  | Non-Lead |  |  |  | Domestic
MTR_027201 | 23661 129TH AVE SE | L25 TWIN CREEKS |  |  | Non-Lead - Other | No |  | 1 | Installation date is after the lead ban |  |  |  |  | Non-Lead - Other |  |  | Installation date is after the lead ban |  |  |  |  | Non-Lead |  |  |  | Domestic
MTR_018990 | 10616 SE 187TH PL | LOT 32 GREENLEAF |  |  | Non-Lead - Other | No | 2016-01-29 | 0 | Installation date is after the lead ban |  |  |  |  | Non-Lead - Other |  |  | Installation date is after the lead ban |  |  |  |  | Non-Lead |  |  |  | Domestic
MTR_028696 | 11307 SE 217TH ST | LOT 9 WESTCREEK MEADOWS |  |  | Non-Lead - Other | No | 1995-09-20 | 0 | Installation date is after the lead ban |  |  |  |  | Non-Lead - Other |  |  | Installation date is after the lead ban |  |  |  |  | Non-Lead |  |  |  | Domestic
MTR_003418 | 11814 SE 233RD PL | LOT 5 PINERIDGE |  |  | Non-Lead - Other | No | 2008-09-03 | 0 | Rectified Plan | No |  |  |  | Non-Lead - Other |  |  | Installation date is after the lead ban |  |  |  |  | Non-Lead |  |  |  | Domestic
MTR_022007 | 11802 SE 189TH PL | LOT 9 RYLEE'S PLACE |  |  | Non-Lead - Other | No | 2016-03-21 | 0 | Rectified Plan | No |  |  |  | Non-Lead - Other |  |  | Installation date is after the lead ban |  |  |  |  | Non-Lead |  |  |  | Domestic
MTR_024223 | 20826 109TH LN SE | L29 BENSON H TOWNHOUSE |  |  | Non-Lead - Other | No |  | 5.25 | Installation date is after the lead ban |  |  |  |  | Non-Lead - Other |  |  | Installation date is after the lead ban |  |  |  |  | Non-Lead |  |  |  | Hydrant
MTR_029343 | 11725 SE 231ST PL | LOT 8 TERRA HEIGHTS |  |  | Non-Lead - Other | No |  | 0 | Installation date is after the lead ban |  |  |  |  | Non-Lead - Other |  |  | Installation date is after the lead ban |  |  |  |  | Non-Lead |  |  |  | Domestic
MTR_018992 | 10610 SE 187TH PL | LOT 33 GREENLEAF |  |  | Non-Lead - Other | No | 2016-01-29 | 0 | Installation date is after the lead ban |  |  |  |  | Non-Lead - Other |  |  | Installation date is after the lead ban |  |  |  |  | Non-Lead |  |  |  | Domestic
MTR_024199 | 20811 109TH LN SE | L14 BENSON H TOWNHOUSE |  |  | Non-Lead - Other | No |  | 5.25 | Installation date is after the lead ban |  |  |  |  | Non-Lead - Other |  |  | Installation date is after the lead ban |  |  |  |  | Non-Lead |  |  |  | Hydrant
MTR_003631 | 23207 118TH PL SE | LOT 17 PINERIDGE |  |  | Non-Lead - Other | No | 2008-09-03 | 0 | Rectified Plan | No |  |  |  | Non-Lead - Other |  |  | Installation date is after the lead ban |  |  |  |  | Non-Lead |  |  |  | Domestic
MTR_022008 | 11810 SE 191ST ST | LOT 6 BOB SINGH SHORT PLAT |  |  | Non-Lead - Other | No |  | 0 | Installation date is after the lead ban |  |  |  |  | Non-Lead - Other |  |  | Installation date is after the lead ban |  |  |  |  | Non-Lead |  |  |  | Assumed
MTR_024966 | 11719 SE 210TH PL | LOT 8 VILLA ESTATES |  |  | Non-Lead - Plastic | No | 1977-08-01 | 1 | Rectified Plan | No |  |  |  | Non-Lead - Other |  |  | Installation date is after the lead ban |  |  |  |  | Non-Lead |  |  |  | Domestic
MTR_003412 | 11809 SE 233RD PL | LOT 1 PINERIDGE |  |  | Non-Lead - Other | No | 2008-09-03 | 0 | Rectified Plan | No |  |  |  | Non-Lead - Other |  |  | Installation date is after the lead ban |  |  |  |  | Non-Lead |  |  |  | Domestic
MTR_023905 | 21312 103RD PL SE | L 21 OLYMPIC VIEW HTS 2 |  |  | Non-Lead - Other | No |  | 0.75 | Installation date is after the lead ban |  |  |  |  | Non-Lead - Other |  |  | Installation date is after the lead ban |  |  |  |  | Non-Lead |  |  |  | Domestic
MTR_025159 | 12303 SE 209TH ST | L5 GLENCARIN #1 |  |  | Non-Lead - Other | No | 1968-03-08 | 0 | Installation date is after the lead ban |  |  |  |  | Non-Lead - Other |  |  | Installation date is after the lead ban |  |  |  |  | Non-Lead |  |  |  | Domestic
MTR_028457 | 22308 126TH PL SE | LOT 122 SUMMERGLEN #3 |  |  | Non-Lead - Other | No |  | 0 | Installation date is after the lead ban |  |  |  |  | Non-Lead - Other |  |  | Installation date is after the lead ban |  |  |  |  | Non-Lead |  |  |  | Domestic
MTR_018656 | 9612 S 203RD ST | LOT 9 CHESTNUT RIDGE #1 |  |  | Non-Lead - Other | No |  | 0 | Installation date is after the lead ban |  |  |  |  | Non-Lead - Other |  |  | Installation date is after the lead ban |  |  |  |  | Non-Lead |  |  |  | Domestic
MTR_025422 | 20927 120TH PL SE | L6 HARMONELL |  |  | Non-Lead - Other | No |  | 0 | Installation date is after the lead ban |  |  |  |  | Non-Lead - Other |  |  | Installation date is after the lead ban |  |  |  |  | Non-Lead |  |  |  | Assumed
MTR_028270 | 22005 128TH PL SE | LOT 25 SUMMER GLEN EAST (STRATHMORE ) |  |  | Non-Lead - Other | No | 1995-08-28 | 0 | Installation date is after the lead ban |  |  |  |  | Non-Lead - Other |  |  | Installation date is after the lead ban |  |  |  |  | Non-Lead |  |  |  | Domestic
MTR_019947 | 19906 101ST AVE SE | LOT 1 WATERSHED TERRACE |  |  | Non-Lead - Other | No | 2003-08-27 | 0 | Installation date is after the lead ban |  |  |  |  | Non-Lead - Other |  |  | Installation date is after the lead ban |  |  |  |  | Non-Lead |  |  |  | Domestic
MTR_024961 | 11731 SE 210TH PL | LOT 10 VILLA ESTAES |  |  | Non-Lead - Plastic | No | 1977-08-01 | 1 | Relative Placement | No |  |  |  | Non-Lead - Other |  |  | Installation date is after the lead ban |  |  |  |  | Non-Lead |  |  |  | Domestic
MTR_027724 | 12318 SE 223RD DR | LOT 53 MEADOWGREEN EST |  |  | Non-Lead - Other | No |  | 5.25 | Installation date is after the lead ban |  |  |  |  | Non-Lead - Other |  |  | Installation date is after the lead ban |  |  |  |  | Non-Lead |  |  |  | Hydrant
MTR_014977 | 16835 121ST AVE SE | L13 BL5 CASCADE VISTA #1 |  |  | Non-Lead - Other | No | 2002-05-02 | 0 | Rectified Plan |  |  |  |  | Non-Lead - Other |  |  | Statistical analysis |  |  |  |  | Non-Lead |  |  |  | Domestic
MTR_027945 | 22204 122ND AVE SE | LOT 64 MEADOWGREEN EST. |  |  | Non-Lead - Other | No |  | 0 | Installation date is after the lead ban |  |  |  |  | Non-Lead - Other |  |  | Installation date is after the lead ban |  |  |  |  | Non-Lead |  |  |  | Domestic
MTR_025096 | 21308 120TH AVE SE | L 54 GREEN TREE EAST |  |  | Non-Lead - Other | No | 1972-06-01 | 0 | Installation date is after the lead ban |  |  |  |  | Non-Lead - Other |  |  | Installation date is after the lead ban |  |  |  |  | Non-Lead |  |  |  | Domestic
MTR_023706 | 10022 SE 218TH PL | LOT 45 KARA CREST |  |  | Non-Lead - Other | No | 2001-08-23 | 0 | Installation date is after the lead ban |  |  |  |  | Non-Lead - Other |  |  | Installation date is after the lead ban |  |  |  |  | Non-Lead |  |  |  | Domestic
MTR_025100 | 12026 SE 215TH ST | L 69 GREEN TREE EAST |  |  | Non-Lead - Other | No | 1972-06-01 | 0 | Installation date is after the lead ban |  |  |  |  | Non-Lead - Other |  |  | Installation date is after the lead ban |  |  |  |  | Non-Lead |  |  |  | Domestic
MTR_015746 | 14634 SE 185TH PL | LOT 12 FAIRHAVEN #2 |  |  | Non-Lead - Other | No | 2001-07-27 | 0 | Installation date is after the lead ban |  |  |  |  | Non-Lead - Other |  |  | Installation date is after the lead ban |  |  |  |  | Non-Lead |  |  |  | Domestic
MTR_028223 | 13019 SE 221ST PL | LOT 12 SUMMERGLEN EAST (STRATHMORE) |  |  | Non-Lead - Other | No | 1995-08-28 | 0 | Installation date is after the lead ban |  |  |  |  | Non-Lead - Other |  |  | Installation date is after the lead ban |  |  |  |  | Non-Lead |  |  |  | Domestic
MTR_029325 | 11622 SE 229TH PL | LOT 20 HUNTERS RUN DIVISION 2 |  |  | Non-Lead - Other | No |  | 0 | Installation date is after the lead ban |  |  |  |  | Non-Lead - Other |  |  | Installation date is after the lead ban |  |  |  |  | Non-Lead |  |  |  | Domestic
MTR_018993 | 10707 SE 188TH ST | LOT 17 GREENLEAF |  |  | Non-Lead - Other | No | 2016-01-29 | 0 | Installation date is after the lead ban |  |  |  |  | Non-Lead - Other |  |  | Installation date is after the lead ban |  |  |  |  | Non-Lead |  |  |  | Domestic
MTR_027943 | 12218 SE 223RD DR | LOT 58 MEADOWGREEN EST. |  |  | Non-Lead - Other | No |  | 5.25 | Installation date is after the lead ban |  |  |  |  | Non-Lead - Other |  |  | Installation date is after the lead ban |  |  |  |  | Non-Lead |  |  |  | Hydrant
MTR_029373 | 22831 120TH AVE SE | LOT 22 HUNTERS RUN |  |  | Non-Lead - Other | No |  | 0 | Installation date is after the lead ban |  |  |  |  | Non-Lead - Other |  |  | Installation date is after the lead ban |  |  |  |  | Non-Lead |  |  |  | Assumed
MTR_025511 | 21220 127TH PL SE | LOT 8 GLENCARIN #3 |  |  | Non-Lead - Other | No |  | 0 | Installation date is after the lead ban |  |  |  |  | Non-Lead - Other |  |  | Installation date is after the lead ban |  |  |  |  | Non-Lead |  |  |  | Domestic
MTR_028369 | 21608 127TH PL SE | LOT 72 PARKWAY ESTATES |  |  | Non-Lead - Other | No | 1978-07-26 | 0 | Installation date is after the lead ban |  |  |  |  | Non-Lead - Other |  |  | Installation date is after the lead ban |  |  |  |  | Non-Lead |  |  |  | Domestic
MTR_025522 | 12624 SE 212TH PL | LOT 15 GLENCARIN #3 |  |  | Non-Lead - Other | No |  | 0 | Installation date is after the lead ban |  |  |  |  | Non-Lead - Other |  |  | Installation date is after the lead ban |  |  |  |  | Non-Lead |  |  |  | Domestic
MTR_028405 | 12617 SE 217TH PL | LOT 63 PARKWAY ESTATES |  |  | Non-Lead - Other | No | 1978-07-26 | 0 | Installation date is after the lead ban |  |  |  |  | Non-Lead - Other |  |  | Installation date is after the lead ban |  |  |  |  | Non-Lead |  |  |  | Domestic
MTR_025321 | 21428 124TH AVE SE | L281 GLENCARIN #2 |  |  | Non-Lead - Other | No | 1968-07-31 | 0 | Installation date is after the lead ban |  |  |  |  | Non-Lead - Other |  |  | Installation date is after the lead ban |  |  |  |  | Non-Lead |  |  |  | Domestic
MTR_028617 | 12332 SE 219TH PL | LOT8 PARKWAY ESTATES |  |  | Non-Lead - Other | No | 1978-07-26 | 0 | Installation date is after the lead ban |  |  |  |  | Non-Lead - Other |  |  | Installation date is after the lead ban |  |  |  |  | Non-Lead |  |  |  | Domestic
MTR_025287 | 21300 124TH AVE SE | L290 GLENCARIN #2 |  |  | Non-Lead - Other | No | 1968-07-31 | 0 | Installation date is after the lead ban |  |  |  |  | Non-Lead - Other |  |  | Installation date is after the lead ban |  |  |  |  | Non-Lead |  |  |  | Domestic
MTR_027558 | 12313 SE 219TH PL | LOT 62 GLEN MAR |  |  | Non-Lead - Plastic | No | 1975-04-29 | 1 | Rectified Plan | No |  |  |  | Non-Lead - Other |  |  | Installation date is after the lead ban |  |  |  |  | Non-Lead |  |  |  | Domestic
MTR_029078 | 11409 SE 218TH PL | LOT 25 FOREST MEADOWS |  |  | Non-Lead - Other | No |  | 0 | Installation date is after the lead ban |  |  |  |  | Non-Lead - Other |  |  | Installation date is after the lead ban |  |  |  |  | Non-Lead |  |  |  | Domestic
MTR_028947 | 11113 SE 218TH PL | LOT 4 ALDER HEIGHTS DIVISION 2 |  |  | Non-Lead - Other | No |  | 0 | Installation date is after the lead ban |  |  |  |  | Non-Lead - Other |  |  | Installation date is after the lead ban |  |  |  |  | Non-Lead |  |  |  | Domestic
MTR_028740 | 11214 SE 219TH PL | LOT 16 MONTERA |  |  | Non-Lead - Other | No | 1995-09-05 | 0 | Installation date is after the lead ban |  |  |  |  | Non-Lead - Other |  |  | Installation date is after the lead ban |  |  |  |  | Non-Lead |  |  |  | Domestic
MTR_028709 | 11510 SE 219TH PL | LOT 3 MONTERA |  |  | Non-Lead - Other | No | 1995-09-05 | 0 | Installation date is after the lead ban |  |  |  |  | Non-Lead - Other |  |  | Installation date is after the lead ban |  |  |  |  | Non-Lead |  |  |  | Domestic
MTR_025704 | 13107 SE 210TH PL | LOT 30 LAUREL SPRINGS |  |  | Non-Lead - Other | No | 2003-12-11 | 0 | Installation date is after the lead ban |  |  |  |  | Non-Lead - Other |  |  | Installation date is after the lead ban |  |  |  |  | Non-Lead |  |  |  | Domestic
MTR_024404 | 13041 SE 208TH ST | TAX LOT 17 9-22-5 |  |  | Non-Lead - Other | No | 2015-06-13 | 0 | Rectified Plan |  |  |  |  | Non-Lead - Other |  |  | Statistical analysis |  |  |  |  | Non-Lead |  |  |  | Domestic
MTR_027949 | 21712 120TH AVE SE | LOT 39 CROWN ROYAL |  |  | Non-Lead - Other | No |  | 0 | Installation date is after the lead ban |  |  |  |  | Non-Lead - Other |  |  | Installation date is after the lead ban |  |  |  |  | Non-Lead |  |  |  | Assumed
MTR_027957 | 12012 SE 218TH PL | LOT 30 CROWN ROYAL |  |  | Non-Lead - Other | No |  | 0 | Installation date is after the lead ban |  |  |  |  | Non-Lead - Other |  |  | Installation date is after the lead ban |  |  |  |  | Non-Lead |  |  |  | Assumed
MTR_027918 | 21609 120TH AVE SE | LOT 48 CROWN ROYAL |  |  | Non-Lead - Other | No |  | 0 | Installation date is after the lead ban |  |  |  |  | Non-Lead - Other |  |  | Installation date is after the lead ban |  |  |  |  | Non-Lead |  |  |  | Assumed
MTR_028025 | 11921 SE 217TH ST | LOT 52 CROWN ROYAL |  |  | Non-Lead - Other | No |  | 0 | Installation date is after the lead ban |  |  |  |  | Non-Lead - Other |  |  | Installation date is after the lead ban |  |  |  |  | Non-Lead |  |  |  | Assumed
MTR_027773 | 21739 121ST PL SE | L 12 GLENCARIN TRACE |  |  | Non-Lead - Other | No |  | 0 | Installation date is after the lead ban |  |  |  |  | Non-Lead - Other |  |  | Installation date is after the lead ban |  |  |  |  | Non-Lead |  |  |  | Domestic
MTR_027745 | 11619 SE 219TH PL | LOT 2 0922059189 |  |  | Non-Lead - Other | No |  | 0 | Installation date is after the lead ban |  |  |  |  | Non-Lead - Other |  |  | Installation date is after the lead ban |  |  |  |  | Non-Lead |  |  |  | Assumed
MTR_029471 | 22627 119TH AVE SE | LOT 34 MAPLEWOOD EAST |  |  | Non-Lead - Other | No |  | 0 | Installation date is after the lead ban |  |  |  |  | Non-Lead - Other |  |  | Installation date is after the lead ban |  |  |  |  | Non-Lead |  |  |  | Domestic
MTR_029386 | 11714 SE 225TH CT | LOT 18 MAPLEWOOD EAST |  |  | Non-Lead - Other | No |  | 0 | Installation date is after the lead ban |  |  |  |  | Non-Lead - Other |  |  | Installation date is after the lead ban |  |  |  |  | Non-Lead |  |  |  | Domestic
MTR_029840 | 23832 140TH LN SE | LOT 29 THE VILLAGE AT SOOS CREEK |  |  | Non-Lead - Other | No |  | 0 | Installation date is after the lead ban |  |  |  |  | Non-Lead - Other |  |  | Installation date is after the lead ban |  |  |  |  | Non-Lead |  |  |  | Assumed
MTR_029473 | 22614 119TH AVE SE | LOT 42 MAPLEWOOD EAST |  |  | Non-Lead - Other | No |  | 0 | Installation date is after the lead ban |  |  |  |  | Non-Lead - Other |  |  | Installation date is after the lead ban |  |  |  |  | Non-Lead |  |  |  | Domestic
MTR_029797 | 14015 SE 236TH PL | LOT 1 COUNTRY CLUB NORTH DIV 2 |  |  | Non-Lead - Other | No |  | 0 | Installation date is after the lead ban |  |  |  |  | Non-Lead - Other |  |  | Installation date is after the lead ban |  |  |  |  | Non-Lead |  |  |  | Assumed
MTR_029801 | 14026 SE 236TH PL | LOT 8 COUNTRY CLUB NORTH DIV. 2 |  |  | Non-Lead - Other | No | 1997-10-05 | 0 | Installation date is after the lead ban |  |  |  |  | Non-Lead - Other |  |  | Installation date is after the lead ban |  |  |  |  | Non-Lead |  |  |  | Domestic
MTR_027325 | 13230 SE 234TH ST | LOT 8 MEGANS MEADOW |  |  | Non-Lead - Plastic | No |  | 0 | Rectified Plan | No |  |  |  | Non-Lead - Other |  |  | Installation date is after the lead ban |  |  |  |  | Non-Lead |  |  |  | Domestic
MTR_027265 | 23426 134TH CT SE | LOT 13 BIRCHWOOD ACRES |  |  | Non-Lead - Plastic | No | 1995-10-18 | 1 | Rectified Plan | No |  |  |  | Non-Lead - Other |  |  | Installation date is after the lead ban |  |  |  |  | Non-Lead |  |  |  | Domestic
MTR_027150 | 13320 SE 224TH PL | LOT 3 FERN CREST 2 |  |  | Non-Lead - Other | No | 2005-09-02 | 0 | Installation date is after the lead ban |  |  |  |  | Non-Lead - Other |  |  | Installation date is after the lead ban |  |  |  |  | Non-Lead |  |  |  | Domestic
MTR_027063 | 22623 135TH AVE SE | LOT 4 FERN CREST 3 |  |  | Non-Lead - Other | No | 2006-10-17 | 0 | Installation date is after the lead ban |  |  |  |  | Non-Lead - Other |  |  | Installation date is after the lead ban |  |  |  |  | Non-Lead |  |  |  | Domestic
MTR_026931 | 22419 134TH PL SE | LOT 30 FERN CREST 2 |  |  | Non-Lead - Other | No | 2005-09-02 | 0 | Installation date is after the lead ban |  |  |  |  | Non-Lead - Other |  |  | Installation date is after the lead ban |  |  |  |  | Non-Lead |  |  |  | Domestic
MTR_026863 | 13264 SE 227TH PL | LOT 94 FERN CREST AKA MEADOW RIDGE |  |  | Non-Lead - Other | No | 2005-06-17 | 0 | Installation date is after the lead ban |  |  |  |  | Non-Lead - Other |  |  | Installation date is after the lead ban |  |  |  |  | Non-Lead |  |  |  | Domestic
MTR_018177 | 14019 SE 177TH ST | BLDG M PARCEL1 SP877119 |  |  | Non-Lead - Other | No | 1981-08-25 | 0 | Installation date is after the lead ban |  |  |  |  | Non-Lead - Other |  |  | Installation date is after the lead ban |  |  |  |  | Non-Lead |  |  |  | Domestic
MTR_023396 | 21016 109TH PL SE | BLDG#9 BENSON VILLAGE |  |  | Non-Lead - Other | No | 1978-07-26 | 0 | Installation date is after the lead ban |  |  |  |  | Non-Lead - Other |  |  | Installation date is after the lead ban |  |  |  |  | Non-Lead |  |  |  | Domestic
MTR_023404 | 108TH/208TH ORCHARD PLAZA D | 108TH/208TH ORCHARD PLAZA D |  |  | Non-Lead - Other | Unknown |  | 5.25 | Statistical analysis |  |  |  |  | Non-Lead - Other |  |  | Statistical analysis |  |  |  |  | Non-Lead |  |  |  | Hydrant
MTR_024130 | 20942 108TH AVE SE | 108TH/208TH ORCHARD PLAZA C |  |  | Non-Lead - Other | No |  | 0 | Installation date is after the lead ban |  |  |  |  | Non-Lead - Other |  |  | Installation date is after the lead ban |  |  |  |  | Non-Lead |  |  |  | Assumed
MTR_014497 | 17409 120TH LN SE | BLDG H MADISON @ FAIRWOOD |  |  | Non-Lead - Other | No | 1986-01-14 | 0 | Installation date is after the lead ban |  |  |  |  | Non-Lead - Other |  |  | Installation date is after the lead ban |  |  |  |  | Non-Lead |  |  |  | Domestic
MTR_015605 | N BENSON PLAZA-E SPRK'LR | NO BENSON PLAZA-E SPRK'LR |  |  | Non-Lead - Other | No |  | 0 | Installation date is after the lead ban |  |  |  |  | Non-Lead - Other |  |  | Installation date is after the lead ban |  |  |  |  | Non-Lead |  |  |  | Domestic
MTR_014494 | 17425 120TH LN SE | REC BLDG MADISON @ FAIRWOOD |  |  | Non-Lead - Other | No | 1986-01-14 | 0 | Installation date is after the lead ban |  |  |  |  | Non-Lead - Other |  |  | Installation date is after the lead ban |  |  |  |  | Non-Lead |  |  |  | Domestic
MTR_015606 | 17941 108TH AVE SE | E 1/2 OF NE 1/4 OF NW 1/4 32-23-5E |  |  | Non-Lead - Other | No | 1987-06-01 | 0.75 | Installation date is after the lead ban |  |  |  |  | Non-Lead - Other |  |  | Installation date is after the lead ban |  |  |  |  | Non-Lead |  |  |  | Commercial
MTR_024122 | 20830 108TH AVE SE | TAX LOTS 144, 166, & 247 NE 8-22-5 |  |  | Non-Lead - Other | No |  | 0 | Installation date is after the lead ban |  |  |  |  | Non-Lead - Other |  |  | Installation date is after the lead ban |  |  |  |  | Non-Lead |  |  |  | Unknown
MTR_016550 | SPRK'LR NO. OF BLDG 4 | SPRK'LR NO. OF BLDG 4 |  |  | Non-Lead - Other | No | 1987-07-22 | 1.5 | Installation date is after the lead ban |  |  |  |  | Non-Lead - Other |  |  | Installation date is after the lead ban |  |  |  |  | Non-Lead |  |  |  | Irrigation
MTR_014492 | 11908 SE 175TH ST | BLDG F-MADISON @ FAIRWOOD |  |  | Non-Lead - Other | No | 1986-01-14 | 0 | Installation date is after the lead ban |  |  |  |  | Non-Lead - Other |  |  | Installation date is after the lead ban |  |  |  |  | Non-Lead |  |  |  | Domestic
MTR_014503 | 12210 SE PETROVITSKY RD | BLDG H-STONEBROOK APTS (FIRE) |  |  | Non-Lead - Other | No | 2004-04-02 | 1.5 | Installation date is after the lead ban |  |  |  |  | Non-Lead - Other |  |  | Installation date is after the lead ban |  |  |  |  | Non-Lead |  |  |  | Fire
MTR_030204 | 17307 119TH LN SE | UNITS 1-12 BLDG K CASCADE PARK CONDO |  |  | Non-Lead - Other | No |  | 0 | Installation date is after the lead ban |  |  |  |  | Non-Lead - Other |  |  | Installation date is after the lead ban |  |  |  |  | Non-Lead |  |  |  | Domestic
MTR_024116 | 20911 114TH PL SE | LOTS 35-38 BLDG 7 MEADOWGLEN CONDO |  |  | Non-Lead - Other | No |  | 0 | Installation date is after the lead ban |  |  |  |  | Non-Lead - Other |  |  | Installation date is after the lead ban |  |  |  |  | Non-Lead |  |  |  | Domestic
MTR_024120 | 20914 110TH AVE SE | BLDG #22 BENSON VIL PH#2 |  |  | Non-Lead - Other | No |  | 0 | Installation date is after the lead ban |  |  |  |  | Non-Lead - Other |  |  | Installation date is after the lead ban |  |  |  |  | Non-Lead |  |  |  | Domestic
MTR_025744 | 11517 SE 208TH ST | 0708-020151-TAX LOT 29 NE SECTION 8 TOWNSHIP 22 RANGE 5 |  |  | Non-Lead - Other | No |  | 0 | Installation date is after the lead ban |  |  |  |  | Non-Lead - Other |  |  | Installation date is after the lead ban |  |  |  |  | Non-Lead |  |  |  | Assumed
MTR_028742 | 10805 SE 222ND PL | BENSON EAST 18 UNITS |  |  | Non-Lead - Other | No |  | 0 | Installation date is after the lead ban |  |  |  |  | Non-Lead - Other |  |  | Installation date is after the lead ban |  |  |  |  | Non-Lead |  |  |  | Assumed
MTR_000274 | 20500 108TH AVE SE | 0708-051185-TAX LOTS 39,56,97,98,100,101 & 293 S-T-R 5-22-5 |  |  | Non-Lead - Other | No |  | 0 | Installation date is after the lead ban |  |  |  |  | Non-Lead - Other |  |  | Installation date is after the lead ban |  |  |  |  | Non-Lead |  |  |  | Assumed
MTR_015603 | BLDG B- NO. BENSON PLZ | BLDG B- NO. BENSON PLAZA |  |  | Non-Lead - Other | No |  | 1.5 | Installation date is after the lead ban |  |  |  |  | Non-Lead - Other |  |  | Installation date is after the lead ban |  |  |  |  | Non-Lead |  |  |  | Domestic
MTR_015590 | 17735 105TH PL SE | BLDG G WESTVIEW VILLAGE APARTMENTS |  |  | Non-Lead - Other | No | 1995-08-23 | 1 | Installation date is after the lead ban |  |  |  |  | Non-Lead - Other |  |  | Installation date is after the lead ban |  |  |  |  | Non-Lead |  |  |  | Domestic
MTR_015623 | 17615 108TH AVE SE | TAX LOT 63 NW 32-23-5 BLDG N N BEN PL |  |  | Non-Lead - Other | No | 1987-05-13 | 0.75 | Installation date is after the lead ban |  |  |  |  | Non-Lead - Other |  |  | Installation date is after the lead ban |  |  |  |  | Non-Lead |  |  |  | Domestic
MTR_000476 | 20040 120TH AVE SE | TAX LOT 9132 04-22-05 |  |  | Non-Lead Plastic | Unknown |  | 0 | Relative Placement | Yes | Visual inspection at the meter pit | 2024-01-31 |  | Non-Lead Plastic |  |  | Field inspection only with no records | Yes | Visual inspection at the meter pit | 2024-01-31 |  | Non-Lead |  |  |  | Assumed
MTR_014059 | 10940 SE 168TH ST | LOT B KCSP #776085 |  |  | Non-Lead - Other | No | 2004-10-13 | 1 | Rectified Plan |  |  |  |  | Non-Lead - Other |  |  | Statistical analysis |  |  |  |  | Non-Lead |  |  |  | Domestic
MTR_030217 | 17028 116TH AVE SE | CASCADE SHOPPING CENTER BLDG B |  |  | Non-Lead - Other | Unknown |  | 0 | Statistical analysis |  |  |  |  | Non-Lead - Other |  |  | Statistical analysis |  |  |  |  | Non-Lead |  |  |  | Commercial
MTR_000478 | 23480 120TH AVE SE | MERIDIAN JR. HIGH SCHOOL |  |  | Non-Lead - Other | Unknown |  | 0 | Statistical analysis |  |  |  |  | Non-Lead - Other |  |  | Statistical analysis |  |  |  |  | Non-Lead |  |  |  | Assumed
MTR_016413 | NEAR 15828 SE 179TH ST BUS STOP-IRR | IRRIGATION NEAR 15828 SE 179TH ST BUS STOP |  |  | Non-Lead Plastic | Unknown |  | 0 | Field inspection only with no records | Yes | Visual inspection at meter pit | 2023-11-30 |  | Non-Lead Plastic |  |  | Field inspection only with no records | Yes | Visual inspection at meter pit | 2023-11-30 |  | Non-Lead |  |  |  | Assumed
MTR_014227 | 10837 SE 172ND ST | SPRKLER MTR BTWN BG 8&9 |  |  | Non-Lead - Other | No | 1984-11-01 | 0 | Installation date is after the lead ban |  |  |  |  | Non-Lead - Other |  |  | Installation date is after the lead ban |  |  |  |  | Non-Lead |  |  |  | Domestic
MTR_019175 | 19215 98TH AVE S | LOT 2 SPRINGBROOK TERRACE |  |  | Non-Lead - Other | Unknown |  | 0 | Statistical analysis |  |  |  |  | Non-Lead - Other |  |  | Statistical analysis |  |  |  |  | Non-Lead |  |  |  | Assumed
MTR_023667 | 22315 108TH AVE SE | 0708-018638 |  |  | Non-Lead - Other | No | 1995-08-14 | 0 | Statistical analysis |  |  |  |  | Non-Lead - Other |  |  | Statistical analysis |  |  |  |  | Non-Lead |  |  |  | Domestic
MTR_017834 | 17604 108TH AVE SE | TL193 E1/2 SEC 32-23-5 |  |  | Non-Lead - Other | No |  | 0 | Installation date is after the lead ban |  |  |  |  | Non-Lead - Other |  |  | Installation date is after the lead ban |  |  |  |  | Non-Lead |  |  |  | Assumed
MTR_030218 | 16950 116TH AVE SE | CASCADE SHOPPING CENTER BLDG A |  |  | Non-Lead - Other | Unknown |  | 0 | Statistical analysis |  |  |  |  | Non-Lead - Other |  |  | Statistical analysis |  |  |  |  | Non-Lead |  |  |  | Commercial
MTR_000485 | 13120 SE 192ND ST | S PTN TL77 SEC 33-23-5 |  |  | Non-Lead - Other | No |  | 0 | Installation date is after the lead ban |  |  |  |  | Non-Lead - Other |  |  | Installation date is after the lead ban |  |  |  |  | Non-Lead |  |  |  | Assumed
MTR_015621 | VANTAGE GLEN-LOTS 100-109 | VANTAGE GLEN-LOTS 100-109 |  |  | Non-Lead - Other | No | 1983-12-13 | 1.5 | Statistical analysis |  |  |  |  | Non-Lead - Other |  |  | Statistical analysis |  |  |  |  | Non-Lead |  |  |  | Domestic
MTR_030294 | 20921 135TH PL SE | L15 CRYSTAL GLEN |  |  | Non-Lead - Other | No |  | 0 | Installation date is after the lead ban |  |  |  |  | Non-Lead - Other |  |  | Installation date is after the lead ban |  |  |  |  | Non-Lead |  |  |  | Domestic
MTR_030295 | 21036 142ND AVE SE | L13 HOMESTEAD HILL EST. |  |  | Non-Lead - Other | No |  | 1.25 | Installation date is after the lead ban |  |  |  |  | Non-Lead - Other |  |  | Installation date is after the lead ban |  |  |  |  | Non-Lead |  |  |  | Domestic
MTR_030296 | 20901 134TH PL SE | L5 CRYSTAL GLEN |  |  | Non-Lead - Other | No |  | 0 | Installation date is after the lead ban |  |  |  |  | Non-Lead - Other |  |  | Installation date is after the lead ban |  |  |  |  | Non-Lead |  |  |  | Domestic
MTR_030297 | 21059 142ND AVE SE | L10 HOMESTEAD HILL EST. |  |  | Non-Lead - Other | Unknown |  | 1.25 | Statistical analysis |  |  |  |  | Non-Lead - Other |  |  | Statistical analysis |  |  |  |  | Non-Lead |  |  |  | Domestic
MTR_030219 | 17110 116TH AVE SE | CASCADE SHOPPING CENTER BLDG E |  |  | Non-Lead - Other | No |  | 0 | Installation date is after the lead ban |  |  |  |  | Non-Lead - Other |  |  | Installation date is after the lead ban |  |  |  |  | Non-Lead |  |  |  | Assumed
MTR_017871 | 17677-17697 134TH LN SE | 17677-17697 134TH LN SE-BLDG D |  |  | Non-Lead - Other | No | 1998-02-27 | 0 | Installation date is after the lead ban |  |  |  |  | Non-Lead - Other |  |  | Installation date is after the lead ban |  |  |  |  | Non-Lead |  |  |  | Domestic
MTR_024310 | 22111 108TH AVE SE | 0708-018625-BENSON VILLAGE MOBILE HOME PARK |  |  | Non-Lead - Other | Unknown |  | 0 | Statistical analysis |  |  |  |  | Non-Lead - Other |  |  | Statistical analysis |  |  |  |  | Non-Lead |  |  |  | Domestic
MTR_024311 | 22111 108TH AVE SE | 0708-018620-BENSON VILLAGE MOBILE HOME PARK |  |  | Non-Lead - Other | Unknown |  | 0 | Statistical analysis |  |  |  |  | Non-Lead - Other |  |  | Statistical analysis |  |  |  |  | Non-Lead |  |  |  | Assumed
MTR_020280 | 10700 SE 208TH ST | 0708-017050-TAX LOT 31 SEC 5-22-5 |  |  | Non-Lead - Other | No |  | 0 | Installation date is after the lead ban |  |  |  |  | Non-Lead - Other |  |  | Installation date is after the lead ban |  |  |  |  | Non-Lead |  |  |  | Domestic
MTR_024381 | 12430 SE 208TH ST | KENTRIDGE CLASSROOM ADDITION |  |  | Non-Lead - Other | No |  | 0 | Installation date is after the lead ban |  |  |  |  | Non-Lead - Other |  |  | Installation date is after the lead ban |  |  |  |  | Non-Lead |  |  |  | Assumed
MTR_023350 | 20831 108TH AVE SE | PANTHER LAKE ELEMENTARY - SPRINKLER |  |  | Non-Lead - Other | No |  | 0 | Installation date is after the lead ban |  |  |  |  | Non-Lead - Other |  |  | Installation date is after the lead ban |  |  |  |  | Non-Lead |  |  |  | Assumed
MTR_023655 | 22119 99TH PL S | LOT 16 GLEN KARA |  |  | Non-Lead - Other | No | 1998-03-30 | 0 | Rectified Plan |  |  |  |  | Non-Lead - Other |  |  | Statistical analysis |  |  |  |  | Non-Lead |  |  |  | Domestic
MTR_028583 | 22113 124TH AVE SE | LOT 12 SUMMERGLEN #1 |  |  | Non-Lead - Other | No |  | 0 | Installation date is after the lead ban |  |  |  |  | Galvanized Requiring Replacement |  |  | Field inspection only with no records | Yes | Visual inspection at meter pit | 2023-06-20 |  | Galvanized Requiring Replacement |  |  |  | Domestic
MTR_023602 | 9525 S 221ST PL | LOT 12 CANYON CREST ESTATES (CANYON CREEK) |  |  | Non-Lead - Other | No | 1996-09-25 | 0 | Installation date is after the lead ban |  |  |  |  | Non-Lead - Other |  |  | Installation date is after the lead ban |  |  |  |  | Non-Lead |  |  |  | Domestic
MTR_027282 | 13535 SE 233RD ST | L3 WILDWOOD #2 |  |  | Non-Lead - Plastic | No | 1975-07-25 | 1 | Converted CAD | No |  |  |  | Non-Lead - Other |  |  | Installation date is after the lead ban |  |  |  |  | Non-Lead |  |  |  | Domestic
MTR_022866 | 19800 108TH AVE SE | SOUTH 1/2 L33 & NORTH 1/2 L34 PANTH ER LK GRDN TRTS |  |  | Non-Lead - Other | No |  | 0 | Installation date is after the lead ban |  |  |  |  | Non-Lead - Other |  |  | Installation date is after the lead ban |  |  |  |  | Non-Lead |  |  |  | Domestic
MTR_020322 | 20005 106TH AVE SE | L1 MEADOWLARK LANE |  |  | Non-Lead - Other | Unknown |  | 0 | Statistical analysis |  |  |  |  | Non-Lead - Other |  |  | Statistical analysis |  |  |  |  | Non-Lead |  |  |  | Assumed
MTR_029772 | 23841 140TH LN SE | LOT 4 THE VILLAGE AT SOOS CREEK |  |  | Non-Lead - Other | No |  | 0 | Installation date is after the lead ban |  |  |  |  | Non-Lead Plastic |  |  | Field inspection only with no records | Yes | Visual inspection at meter pit | 2023-01-06 |  | Non-Lead |  |  |  | Assumed
MTR_023390 | 20811, 20813, 20815, 20817 110TH LN SE | LOT 2 KCSP 379135R-BLDG B THE MORGAN (FORMERLY BRITTANY LN) |  |  | Non-Lead - Other | No | 1995-10-24 | 0 | Installation date is after the lead ban |  |  |  |  | Non-Lead - Other |  |  | Installation date is after the lead ban |  |  |  |  | Non-Lead |  |  |  | Domestic
MTR_018183 | 14725 SE PETROVITSKY RD | TAX LOT 1 NE 34-23-5 |  |  | Non-Lead - Other | No | 1984-11-01 | 0 | Installation date is after the lead ban |  |  |  |  | Non-Lead - Other |  |  | Installation date is after the lead ban |  |  |  |  | Non-Lead |  |  |  | Domestic
MTR_014060 | 11010 SE PETROVITSKY RD | L5&6 E 1/2 29-23-5 |  |  | Non-Lead - Other | No |  | 1 | Installation date is after the lead ban |  |  |  |  | Non-Lead - Other |  |  | Installation date is after the lead ban |  |  |  |  | Non-Lead |  |  |  | Domestic
MTR_022814 | 19906 119TH AVE SE | LOT 6 SPRING HILL |  |  | Non-Lead - Other | No | 1995-07-13 | 0 | Installation date is after the lead ban |  |  |  |  | Non-Lead - Other |  |  | Installation date is after the lead ban |  |  |  |  | Non-Lead |  |  |  | Domestic
MTR_011447 | 16658 127TH AVE SE | L 24 CASCADE HILLS 8 |  |  | Non-Lead - Other | Unknown |  | 1 | Statistical analysis |  |  |  |  | Non-Lead - Other |  |  | Statistical analysis |  |  |  |  | Non-Lead |  |  |  | Domestic
MTR_028868 | 11536 SE 221ST PL | LOT 2 PEDERSON PLACE #1 |  |  | Non-Lead - Other | No |  | 0 | Installation date is after the lead ban |  |  |  |  | Non-Lead - Other |  |  | Installation date is after the lead ban |  |  |  |  | Non-Lead |  |  |  | Domestic
MTR_000501 | 19660 142ND AVE SE | LAKE YOUNGS ELEMENTARY DET CHECK |  |  | Non-Lead - Other | Unknown |  | 0.75 | Statistical analysis |  |  |  |  | Non-Lead - Other |  |  | Statistical analysis |  |  |  |  | Non-Lead |  |  |  | Assumed
MTR_000502 | DETECTOR CHECK RETAIL C | PANTHER LK SHOPPING CENTER-RETAIL C/DETECTOR CK |  |  | Non-Lead Plastic | No |  | 0.75 | Field inspection only with no records | Yes | Visual inspection at meter pit | 2023-09-28 |  | Non-Lead Copper |  |  | Field inspection only with no records | Yes | Visual inspection at meter pit | 2023-09-28 |  | Non-Lead |  |  |  | Assumed
MTR_026029 | 20600 108TH AVE SE | PANTHER LK CENTER-DETECTOR CK (WAS ALBERTSONS) |  |  | Non-Lead - Other | No |  | 0.75 | Installation date is after the lead ban |  |  |  |  | Non-Lead - Other |  |  | Installation date is after the lead ban |  |  |  |  | Non-Lead |  |  |  | Assumed
MTR_000505 | 20500 108TH AVE SE | 0708-051183-TAX LOTS 39,56,97,98,100,101 & 293 S-T-R 5-22-5 |  |  | Non-Lead - Other | No |  | 0 | Installation date is after the lead ban |  |  |  |  | Non-Lead - Other |  |  | Installation date is after the lead ban |  |  |  |  | Non-Lead |  |  |  | Assumed
MTR_030220 | 17028 116TH AVE SE | CASCADE SHOPPING CENTER DETECTOR |  |  | Non-Lead - Other | Unknown |  | 0 | Statistical analysis |  |  |  |  | Non-Lead - Other |  |  | Statistical analysis |  |  |  |  | Non-Lead |  |  |  | Commercial
MTR_030221 | 16900 116TH AVE SE | CASCADE SHOPPING CENTER - FIRE METER |  |  | Non-Lead - Other | No |  | 0 | Installation date is after the lead ban |  |  |  |  | Non-Lead - Other |  |  | Installation date is after the lead ban |  |  |  |  | Non-Lead |  |  |  | Commercial
MTR_000506 | 10717 SE 172ND ST-FIRE | E231 OF THE S120 OF THE N150 OF T HE SE1/4 29-235 |  |  | Galvanized Requiring Replacement | No | 2019-02-19 | 0.75 | Field inspection only with no records | Yes | Visual inspection at meter pit | 2023-09-28 |  | Galvanized Requiring Replacement |  |  | Field inspection only with no records | Yes | Visual inspection at meter pit | 2023-09-28 |  | Galvanized Requiring Replacement |  |  |  | Domestic
MTR_025745 | 11517 SE 208TH ST - DET | 0708-020150-TAX LOT 29 NE SECTION 8 TOWNSHIP 22 RANGE 5 |  |  | Non-Lead Plastic | No |  | 0 | Field inspection only with no records | Yes | Visual inspection at meter pit | 2023-08-28 |  | Galvanized Requiring Replacement |  |  | Field inspection only with no records | Yes | Visual inspection at meter pit | 2023-08-28 |  | Galvanized Requiring Replacement |  |  |  | Assumed
MTR_015626 | 17801 108TH AVE FIRE SE | 0708-006420-E 1/2 OF NE 1/4 OF NW 1/4 32-23-5 - L2 KCSP 2840 |  |  | Non-Lead - Other | No | 1987-05-13 | 3 | Installation date is after the lead ban |  |  |  |  | Non-Lead - Other |  |  | Installation date is after the lead ban |  |  |  |  | Non-Lead |  |  |  | Domestic
MTR_000510 | 22300 132ND AVE SE | SUNRISE ELEMENTARY SCHOOL - DET CHECK |  |  | Non-Lead - Other | No | 1995-08-28 | 0 | Installation date is after the lead ban |  |  |  |  | Non-Lead - Other |  |  | Installation date is after the lead ban |  |  |  |  | Non-Lead |  |  |  | Domestic
MTR_017864 | 17620 108TH AVE SE | 0708-010737-TL120 E1/2 SEC 32-23-5 - Det check |  |  | Non-Lead - Copper | Unknown |  | 1 | Statistical analysis | No |  |  |  | Non-Lead - Other |  |  | Statistical analysis |  |  |  |  | Non-Lead |  |  |  | Domestic
MTR_019038 | 18805 104TH PL SE | LOT 7 COUGAR MEADOWS |  |  | Non-Lead - Other | No | 1989-10-23 | 0 | Installation date is after the lead ban |  |  |  |  | Non-Lead - Other |  |  | Installation date is after the lead ban |  |  |  |  | Non-Lead |  |  |  | Domestic
MTR_017025 | 17828 112TH AVE SE | LOT 4 ORCHARD PARK #2 |  |  | Non-Lead Plastic | No | 1995-09-05 | 0 | Field inspection only with no records | Yes | Visual inspection at meter pit | 2023-01-21 |  | Non-Lead Plastic |  |  | Field inspection only with no records | Yes | Visual inspection at meter pit | 2023-01-21 |  | Non-Lead |  |  |  | Domestic
MTR_021499 | 14717 SE 198TH ST | LOT 92 RUDDELLS 3RD ADD |  |  | Non-Lead - Other | No |  | 0 | Installation date is after the lead ban |  |  |  |  | Non-Lead - Other |  |  | Installation date is after the lead ban |  |  |  |  | Non-Lead |  |  |  | Domestic
MTR_021265 | 14539 SE 196TH PL | LOT 5 PHEASANT MEADOWS |  |  | Non-Lead - Other | No |  | 0 | Installation date is after the lead ban |  |  |  |  | Non-Lead - Other |  |  | Installation date is after the lead ban |  |  |  |  | Non-Lead |  |  |  | Domestic
MTR_021489 | 14517 SE 198TH ST | LOT 82 RUDDELLS THIRD ADDITION |  |  | Non-Lead - Other | No |  | 0 | Installation date is after the lead ban |  |  |  |  | Non-Lead - Other |  |  | Installation date is after the lead ban |  |  |  |  | Non-Lead |  |  |  | Domestic
MTR_023899 | 21348 103RD PL SE | L 16 OLYMPIC VIEW HTS 2 |  |  | Non-Lead - Other | No |  | 0.75 | Installation date is after the lead ban |  |  |  |  | Non-Lead - Other |  |  | Installation date is after the lead ban |  |  |  |  | Non-Lead |  |  |  | Domestic
MTR_021391 | 14102 SE 195TH PL | L54 LORI LANE |  |  | Non-Lead - Other | No |  | 0 | Installation date is after the lead ban |  |  |  |  | Non-Lead - Other |  |  | Installation date is after the lead ban |  |  |  |  | Non-Lead |  |  |  | Domestic
MTR_023811 | 21605 104TH PL SE | L 1 B 3 MT.VIEW PARK |  |  | Non-Lead - Other | No | 2004-04-20 | 0 | Rectified Plan |  |  |  |  | Non-Lead - Other |  |  | Statistical analysis |  |  |  |  | Non-Lead |  |  |  | Domestic
MTR_023883 | 10227 SE 217TH PL | 9908-007180 |  |  | Non-Lead - Other | No |  | 0 | Installation date is after the lead ban |  |  |  |  | Non-Lead - Other |  |  | Installation date is after the lead ban |  |  |  |  | Non-Lead |  |  |  | Assumed
MTR_023812 | 21638 104TH PL SE | L 6 B 2 MT.VI PARK |  |  | Non-Lead - Other | No | 2004-04-20 | 0 | Rectified Plan |  |  |  |  | Non-Lead - Other |  |  | Statistical analysis |  |  |  |  | Non-Lead |  |  |  | Domestic
MTR_021956 | 19608 136TH PL SE | L1 SHORT PLAT 1076059 |  |  | Non-Lead - Other | No |  | 0 | Rectified Plan | No |  |  |  | Non-Lead - Other |  |  | Installation date is after the lead ban |  |  |  |  | Non-Lead |  |  |  | Domestic
MTR_023813 | 10510 SE 220TH ST | L 9 B 2 MTVIEW PARK 2 |  |  | Non-Lead - Other | No | 2004-04-20 | 0 | Rectified Plan |  |  |  |  | Non-Lead - Other |  |  | Statistical analysis |  |  |  |  | Non-Lead |  |  |  | Domestic
MTR_000524 | 23463 130TH AVE SE | LOT 18 BUILDING F VILLAGE AT SINGLE |  |  | Non-Lead - Other | No | 1983-07-01 | 0 | Installation date is after the lead ban |  |  |  |  | Non-Lead - Other |  |  | Installation date is after the lead ban |  |  |  |  | Non-Lead |  |  |  | Domestic
MTR_025200 | 12527 SE 214TH PL | L328 GLENCARIN #2 |  |  | Non-Lead - Other | No | 1968-07-31 | 0 | Installation date is after the lead ban |  |  |  |  | Non-Lead - Other |  |  | Installation date is after the lead ban |  |  |  |  | Non-Lead |  |  |  | Domestic
MTR_015528 | 17003 125TH AVE SE | L25 BL1 CASCADE VISTA #1 |  |  | Non-Lead Plastic | No | 2010-10-25 | 0 | Field inspection only with no records | Yes | Visual inspection at meter pit | 2023-02-04 |  | Galvanized Requiring Replacement |  |  | Field inspection only with no records | Yes | Visual inspection at meter pit | 2023-02-04 |  | Galvanized Requiring Replacement |  |  |  | Domestic
MTR_028743 | 10939 SE 223RD PL | LOT 19 BENSON EAST |  |  | Non-Lead - Other | No | 1977-05-13 | 1 | Installation date is after the lead ban |  |  |  |  | Non-Lead - Other |  |  | Installation date is after the lead ban |  |  |  |  | Non-Lead |  |  |  | Domestic
MTR_016396 | 16243 SE 181ST ST | LOT 5 RIDGEWOOD LANE |  |  | Non-Lead - Other | No | 2015-12-22 | 0 | Installation date is after the lead ban |  |  |  |  | Non-Lead - Other |  |  | Installation date is after the lead ban |  |  |  |  | Non-Lead |  |  |  | Domestic
MTR_022430 | 108TH & 196TH ST-SO PKING LOT ENTR. | WEST 140 LOT 25 PANTHER LAKE GARDE |  |  | Non-Lead Plastic | Unknown |  | 0 | Relative Placement | Yes | Visual inspection at the meter pit | 2024-02-20 |  | Non-Lead Plastic |  |  | Field inspection only with no records | Yes | Visual inspection at the meter pit | 2024-02-20 |  | Non-Lead |  |  |  | Assumed
MTR_018508 | 20403 93RD PL S | LOT 6 UNIT 3 COPPER RIDGE |  |  | Non-Lead - Other | No | 2014-02-18 | 0 | Installation date is after the lead ban |  |  |  |  | Non-Lead - Other |  |  | Installation date is after the lead ban |  |  |  |  | Non-Lead |  |  |  | Domestic
MTR_016397 | 16272 SE 181ST ST | LOT 11 RIDGEWOOD LANE |  |  | Non-Lead - Other | No | 2015-12-22 | 0 | Installation date is after the lead ban |  |  |  |  | Non-Lead - Other |  |  | Installation date is after the lead ban |  |  |  |  | Non-Lead |  |  |  | Domestic
MTR_022219 | 18906 116TH AVE SE | LOT 3 619840 0060 |  |  | Non-Lead - Other | No |  | 0 | Rectified Plan | No |  |  |  | Non-Lead - Other |  |  | Installation date is after the lead ban |  |  |  |  | Non-Lead |  |  |  | Domestic
MTR_016398 | 16231 SE 181ST ST | LOT 3 RIDGEWOOD LANE |  |  | Non-Lead - Other | No | 2000-03-15 | 0 | Installation date is after the lead ban |  |  |  |  | Non-Lead - Other |  |  | Installation date is after the lead ban |  |  |  |  | Non-Lead |  |  |  | Domestic
MTR_022050 | 12131 SE 188TH ST | LOT A KCLLA L94L0098 |  |  | Non-Lead - Other | No |  | 0 | Installation date is after the lead ban |  |  |  |  | Non-Lead - Other |  |  | Installation date is after the lead ban |  |  |  |  | Non-Lead |  |  |  | Assumed
MTR_023248 | 21516 95TH PL S | LOT 11 GARRISON HEIGHTS (AKA CELEBRATION) |  |  | Non-Lead - Other | No |  | 0 | Installation date is after the lead ban |  |  |  |  | Non-Lead - Other |  |  | Installation date is after the lead ban |  |  |  |  | Non-Lead |  |  |  | Assumed
MTR_023249 | 9516 S 214TH PL | LOT 5 GARRISON HEIGHTS |  |  | Non-Lead - Other | No |  | 0 | Installation date is after the lead ban |  |  |  |  | Non-Lead - Other |  |  | Installation date is after the lead ban |  |  |  |  | Non-Lead |  |  |  | Assumed
MTR_016394 | 16271 SE 181ST ST | LOT 10 RIDGEWOOD LANE |  |  | Non-Lead - Other | No | 2015-12-22 | 0 | Installation date is after the lead ban |  |  |  |  | Non-Lead - Other |  |  | Installation date is after the lead ban |  |  |  |  | Non-Lead |  |  |  | Domestic
MTR_021579 | 19617 140TH AVE SE | LOT 10 (J) FAIRWOOD 11 |  |  | Non-Lead - Other | No |  | 0 | Installation date is after the lead ban |  |  |  |  | Non-Lead - Other |  |  | Installation date is after the lead ban |  |  |  |  | Non-Lead |  |  |  | Assumed
MTR_016399 | 16237 SE 181ST ST | LOT 4 RIDGEWOOD LANE |  |  | Non-Lead - Other | No | 2015-12-22 | 0 | Installation date is after the lead ban |  |  |  |  | Non-Lead - Other |  |  | Installation date is after the lead ban |  |  |  |  | Non-Lead |  |  |  | Domestic
MTR_016400 | 16225 SE 181ST ST | LOT 2 RIDGEWOOD LANE |  |  | Non-Lead - Other | No | 2015-12-22 | 0 | Installation date is after the lead ban |  |  |  |  | Non-Lead - Other |  |  | Installation date is after the lead ban |  |  |  |  | Non-Lead |  |  |  | Domestic
MTR_018509 | 20510 93RD PL S | UNIT 3 BLDG 5 COPPER RIDGE |  |  | Non-Lead - Other | No | 2014-02-18 | 0 | Installation date is after the lead ban |  |  |  |  | Non-Lead - Other |  |  | Installation date is after the lead ban |  |  |  |  | Non-Lead |  |  |  | Domestic
MTR_022012 | 18900 124TH AVE SE | LOT 67 CANYON TERRACE |  |  | Non-Lead - Other | No | 2015-06-13 | 0 | Rectified Plan | No |  |  |  | Non-Lead - Other |  |  | Installation date is after the lead ban |  |  |  |  | Non-Lead |  |  |  | Domestic
MTR_015907 | 14107 SE 187TH ST | 9925-000700 |  |  | Non-Lead - Other | Unknown |  | 0 | Statistical analysis |  |  |  |  | Non-Lead - Other |  |  | Statistical analysis |  |  |  |  | Non-Lead |  |  |  | Assumed
MTR_018510 | 20702 93RD PL S | BUILDING 1, UNIT 1 COPPER RIDGE |  |  | Non-Lead - Other | No | 2014-02-18 | 0 | Installation date is after the lead ban |  |  |  |  | Non-Lead - Other |  |  | Installation date is after the lead ban |  |  |  |  | Non-Lead |  |  |  | Domestic
MTR_018511 | 20702 93RD PL S | BUILDING 1, UNIT 2 COPPER RIDGE |  |  | Non-Lead - Other | No | 2014-02-18 | 0 | Installation date is after the lead ban |  |  |  |  | Non-Lead - Other |  |  | Installation date is after the lead ban |  |  |  |  | Non-Lead |  |  |  | Domestic
MTR_018512 | 20702 93RD PL S | BUILDING 1 UNIT 3 COPPER RIDGE |  |  | Non-Lead - Other | No | 2014-02-18 | 0 | Installation date is after the lead ban |  |  |  |  | Non-Lead - Other |  |  | Installation date is after the lead ban |  |  |  |  | Non-Lead |  |  |  | Domestic
MTR_016401 | 16249 SE 181ST ST | LOT 6 RIDGEWOOD LANE |  |  | Non-Lead - Other | No | 2015-12-22 | 0 | Installation date is after the lead ban |  |  |  |  | Non-Lead - Other |  |  | Installation date is after the lead ban |  |  |  |  | Non-Lead |  |  |  | Domestic
MTR_018513 | 20702 93RD PL S | BUILDING 1 UNIT 4 COPPER RIDGE |  |  | Non-Lead - Other | No | 2014-02-18 | 0 | Installation date is after the lead ban |  |  |  |  | Non-Lead - Other |  |  | Installation date is after the lead ban |  |  |  |  | Non-Lead |  |  |  | Domestic
MTR_025225 | 21415 124TH AVE SE | L257 GLENCARIN #2 |  |  | Non-Lead - Other | No | 1968-07-31 | 0 | Installation date is after the lead ban |  |  |  |  | Non-Lead - Other |  |  | Installation date is after the lead ban |  |  |  |  | Non-Lead |  |  |  | Domestic
MTR_023400 | REC BLDG BENSON VLG | REC BLDG BENSON VILLAGE |  |  | Non-Lead - Other | No | 1978-07-26 | 0 | Installation date is after the lead ban |  |  |  |  | Non-Lead - Other |  |  | Installation date is after the lead ban |  |  |  |  | Non-Lead |  |  |  | Domestic
MTR_018742 | 4720 SMITHERS AVE S | LOT 6 TALBOT RIDGE (AKA SUNDANCE) |  |  | Non-Lead - Other | No | 1966-05-24 | 0 | Installation date is after the lead ban |  |  |  |  | Non-Lead - Other |  |  | Installation date is after the lead ban |  |  |  |  | Non-Lead |  |  |  | Domestic
MTR_016402 | 16278 SE 181ST ST | LOT 12 RIDGEWOOD LANE |  |  | Non-Lead - Other | No | 2015-12-22 | 0 | Installation date is after the lead ban |  |  |  |  | Non-Lead - Other |  |  | Installation date is after the lead ban |  |  |  |  | Non-Lead |  |  |  | Domestic
MTR_017960 | 13426 SE 180TH ST | 9923-001070 |  |  | Non-Lead - Other | No | 2012-03-06 | 0 | Installation date is after the lead ban |  |  |  |  | Non-Lead - Other |  |  | Installation date is after the lead ban |  |  |  |  | Non-Lead |  |  |  | Domestic
MTR_018916 | 919 S 48TH ST | LOT 14 THE RESERVE @ STONEHAVEN |  |  | Non-Lead - Other | No | 2006-01-12 | 0 | Installation date is after the lead ban |  |  |  |  | Non-Lead - Other |  |  | Installation date is after the lead ban |  |  |  |  | Non-Lead |  |  |  | Domestic
MTR_014115 | 16819 BENSON RD S | EAST 100 LOT 20 BLOCK 4 AKERS FAR MS #5 |  |  | Non-Lead - Other | Unknown |  | 0.75 | Statistical analysis |  |  |  |  | Non-Lead - Other |  |  | Statistical analysis |  |  |  |  | Non-Lead |  |  |  | Assumed
MTR_026127 | 20432 119TH AVE SE | LOT 23 PANTHER LAKE TERRACE #3 |  |  | Non-Lead - Other | No | 1978-07-26 | 0 | Installation date is after the lead ban |  |  |  |  | Non-Lead - Other |  |  | Installation date is after the lead ban |  |  |  |  | Non-Lead |  |  |  | Domestic
MTR_011408 | 12728 SE 167TH ST | L 40 CASCADE HILLS 8 |  |  | Non-Lead - Other | Unknown |  | 1 | Statistical analysis |  |  |  |  | Non-Lead - Other |  |  | Statistical analysis |  |  |  |  | Non-Lead |  |  |  | Domestic
MTR_014725 | 15635 129TH CT SE | LOT 52 FAIRLANE WOODS |  |  | Non-Lead - Other | No | 1978-09-22 | 0 | Installation date is after the lead ban |  |  |  |  | Non-Lead - Other |  |  | Installation date is after the lead ban |  |  |  |  | Non-Lead |  |  |  | Domestic
MTR_015308 | 12805 SE 170TH ST | L6 RENTON PARK #2 |  |  | Non-Lead - Other | No | 2011-08-10 | 0 | Rectified Plan |  |  |  |  | Non-Lead - Other |  |  | Statistical analysis |  |  |  |  | Non-Lead |  |  |  | Domestic
MTR_019131 | 10628 SE 186TH ST | L3 VISTA HILLS |  |  | Non-Lead - Other | Unknown |  | 0 | Statistical analysis |  |  |  |  | Non-Lead - Other |  |  | Statistical analysis |  |  |  |  | Non-Lead |  |  |  | Assumed
MTR_014376 | 11408 SE 171ST PL | LOT 33 GLACIER VIEW TOWNHOMES |  |  | Non-Lead - Other | No | 2005-10-28 | 1 | Installation date is after the lead ban |  |  |  |  | Non-Lead - Other |  |  | Installation date is after the lead ban |  |  |  |  | Non-Lead |  |  |  | Domestic
MTR_018991 | 10723 SE 188TH ST | LOT 20 GREENLEAF |  |  | Non-Lead - Other | No | 2016-01-29 | 0 | Installation date is after the lead ban |  |  |  |  | Non-Lead - Other |  |  | Installation date is after the lead ban |  |  |  |  | Non-Lead |  |  |  | Domestic
MTR_014051 | 10824 SE 170TH ST | 0702-004305-TAX LOT 20 SE 29-23-5 |  |  | Non-Lead - Other | No |  | 1 | Installation date is after the lead ban |  |  |  |  | Non-Lead - Other |  |  | Installation date is after the lead ban |  |  |  |  | Non-Lead |  |  |  | Domestic
MTR_018361 | 17826 147TH AVE SE | L56 CARRIAGE LANE #2 |  |  | Non-Lead - Other | Unknown |  | 0 | Statistical analysis |  |  |  |  | Non-Lead - Other |  |  | Statistical analysis |  |  |  |  | Non-Lead |  |  |  | Assumed
MTR_016674 | 15009 SE 181ST ST | L27 CARRIAGEWOOD #2 |  |  | Non-Lead - Other | No | 1982-09-01 | 0 | Installation date is after the lead ban |  |  |  |  | Non-Lead - Other |  |  | Installation date is after the lead ban |  |  |  |  | Non-Lead |  |  |  | Domestic
MTR_028560 | 12612 SE 221ST PL | LOT 84 SUMMERGLEN #2 |  |  | Non-Lead - Other | No |  | 0 | Installation date is after the lead ban |  |  |  |  | Non-Lead - Other |  |  | Installation date is after the lead ban |  |  |  |  | Non-Lead |  |  |  | Domestic
MTR_016839 | 15509 SE 184TH ST | LOT 14 CARRIAGEWOOD #6 |  |  | Non-Lead - Other | No | 1983-08-01 | 0 | Installation date is after the lead ban |  |  |  |  | Non-Lead - Other |  |  | Installation date is after the lead ban |  |  |  |  | Non-Lead |  |  |  | Domestic
MTR_020554 | 19814 105TH AVE SE | L19 DONNYBROOK MANOR |  |  | Non-Lead - Other | Unknown |  | 0 | Statistical analysis |  |  |  |  | Non-Lead - Other |  |  | Statistical analysis |  |  |  |  | Non-Lead |  |  |  | Assumed
MTR_017820 | 17718 116TH AVE SE | L4 B1 NW GARDEN TR 1 |  |  | Non-Lead - Other | Unknown |  | 0 | Statistical analysis |  |  |  |  | Non-Lead - Other |  |  | Statistical analysis |  |  |  |  | Non-Lead |  |  |  | Assumed
MTR_022422 | 19405 113TH AVE SE | LOT 48 PANTHER MEADOWS |  |  | Non-Lead - Other | No | 2004-07-26 | 0 | Installation date is after the lead ban |  |  |  |  | Non-Lead - Other |  |  | Installation date is after the lead ban |  |  |  |  | Non-Lead |  |  |  | Domestic
MTR_017546 | 18312 121ST PL SE | LOT 10 BENSON TRAILS |  |  | Non-Lead - Other | No | 2010-01-14 | 0 | Installation date is after the lead ban |  |  |  |  | Non-Lead - Other |  |  | Installation date is after the lead ban |  |  |  |  | Non-Lead |  |  |  | Domestic
MTR_017829 | 18220 116TH AVE SE | 9921-012730 |  |  | Non-Lead - Other | Unknown |  | 0 | Statistical analysis |  |  |  |  | Non-Lead - Other |  |  | Statistical analysis |  |  |  |  | Non-Lead |  |  |  | Assumed
MTR_015297 | 12922 SE 172ND ST | L14 RENTON PARK #3 |  |  | Non-Lead - Other | Unknown |  | 0 | Statistical analysis |  |  |  |  | Non-Lead - Other |  |  | Statistical analysis |  |  |  |  | Non-Lead |  |  |  | Domestic
MTR_025441 | 12538 SE 210TH CT | LOT 10 SHADOW RUN |  |  | Non-Lead - Other | No | 1987-11-25 | 0 | Installation date is after the lead ban |  |  |  |  | Non-Lead - Other |  |  | Installation date is after the lead ban |  |  |  |  | Non-Lead |  |  |  | Domestic
MTR_019660 | 18939 108TH LN SE | LOT 15 BELGROVE @ RENTON PH 2 |  |  | Non-Lead - Other | No | 2004-06-30 | 0 | Installation date is after the lead ban |  |  |  |  | Non-Lead - Other |  |  | Installation date is after the lead ban |  |  |  |  | Non-Lead |  |  |  | Domestic
MTR_022182 | 19109 124TH AVE SE | 9921-000590 |  |  | Non-Lead - Other | No | 2015-06-13 | 0 | Rectified Plan | No |  |  |  | Non-Lead - Other |  |  | Statistical analysis |  |  |  |  | Non-Lead |  |  |  | Domestic
MTR_001257 | 12243 SE 233RD ST | L 32 MERIDIAN VILLA EST. |  |  | Non-Lead - Other | No | 1966-09-01 | 1 | Rectified Plan | No |  |  |  | Non-Lead - Other |  |  | Installation date is after the lead ban |  |  |  |  | Non-Lead |  |  |  | Domestic
MTR_019499 | 18647 109TH AVE SE | BLDG A UNIT 2 MORGAN COURT CONDOS |  |  | Non-Lead - Other | No | 2000-09-14 | 0 | Installation date is after the lead ban |  |  |  |  | Non-Lead - Other |  |  | Installation date is after the lead ban |  |  |  |  | Non-Lead |  |  |  | Domestic
MTR_019542 | 11425 SE 185TH PL | LOT 5 EMERALD GLEN |  |  | Non-Lead - Other | No | 1996-08-20 | 0 | Installation date is after the lead ban |  |  |  |  | Non-Lead - Other |  |  | Installation date is after the lead ban |  |  |  |  | Non-Lead |  |  |  | Domestic
MTR_017686 | 11048 SE 182ND ST | LOT 7 BLOCK 2 BENSON TERRACE #4 |  |  | Non-Lead - Other | Unknown |  | 0 | Statistical analysis |  |  |  |  | Non-Lead - Other |  |  | Statistical analysis |  |  |  |  | Non-Lead |  |  |  | Assumed
MTR_017623 | 11107 SE 180TH ST | L8 BLK3 BENSON TERR. #3 |  |  | Non-Lead - Other | Unknown |  | 0 | Statistical analysis |  |  |  |  | Non-Lead - Other |  |  | Statistical analysis |  |  |  |  | Non-Lead |  |  |  | Assumed
MTR_017206 | 17681 112TH AVE SE | LOT 32 BENSON HILL |  |  | Non-Lead - Other | No | 1999-09-22 | 0 | Installation date is after the lead ban |  |  |  |  | Non-Lead - Other |  |  | Installation date is after the lead ban |  |  |  |  | Non-Lead |  |  |  | Domestic
MTR_020198 | 19439 107TH AVE SE | POR L22 PANT LK GARD TRT |  |  | Non-Lead - Other | Unknown |  | 0 | Statistical analysis |  |  |  |  | Non-Lead - Other |  |  | Statistical analysis |  |  |  |  | Non-Lead |  |  |  | Assumed
MTR_025601 | ON 215TH ST/W SIDE 132ND SE | ON SE 215TH ST/W SIDE 132ND |  |  | Non-Lead - Other | Unknown |  | 0 | Statistical analysis |  |  |  |  | Non-Lead - Other |  |  | Statistical analysis |  |  |  |  | Non-Lead |  |  |  | Irrigation
MTR_018758 | 865 S 47TH ST | LOT 32 THE RESERVE @ STONEHAVEN |  |  | Non-Lead - Other | No | 2006-01-12 | 0 | Installation date is after the lead ban |  |  |  |  | Non-Lead - Other |  |  | Installation date is after the lead ban |  |  |  |  | Non-Lead |  |  |  | Domestic
MTR_019802 | 11129 SE 189TH PL | LOT 2 CHRISTIAN SHORT PLAT AKA |  |  | Non-Lead - Other | No | 1996-10-07 | 0 | Installation date is after the lead ban |  |  |  |  | Non-Lead - Other |  |  | Installation date is after the lead ban |  |  |  |  | Non-Lead |  |  |  | Domestic
MTR_023387 | SE 208TH ST & 110TH LN SE | LOT 2 KCSP 379135R-IRRIGATION @ THE MORGAN (BRITTANY LN) |  |  | Non-Lead - Other | No | 1995-10-24 | 0 | Installation date is after the lead ban |  |  |  |  | Non-Lead - Other |  |  | Installation date is after the lead ban |  |  |  |  | Non-Lead |  |  |  | Irrigation
MTR_030162 | 16100 111TH PL SE | LOT 2 KING COUNTY SHORT PLAT 785072 |  |  | Non-Lead - Other | No |  | 0 | Installation date is after the lead ban |  |  |  |  | Non-Lead - Other |  |  | Installation date is after the lead ban |  |  |  |  | Non-Lead |  |  |  | Domestic
MTR_015577 | 10433 SE CARR RD | TAX LOT 299 N2 32-23-5 |  |  | Non-Lead - Other | No |  | 0.75 | Installation date is after the lead ban |  |  |  |  | Non-Lead - Other |  |  | Installation date is after the lead ban |  |  |  |  | Non-Lead |  |  |  | Assumed
MTR_023255 | 9506 S 214TH PL | LOT 4 GARRISON HEIGHTS |  |  | Non-Lead - Other | No |  | 0 | Installation date is after the lead ban |  |  |  |  | Non-Lead - Other |  |  | Installation date is after the lead ban |  |  |  |  | Non-Lead |  |  |  | Assumed
MTR_024847 | 20404 140TH AVE SE | TAX LOT 352 SE 3-22-5 |  |  | Non-Lead Plastic | No |  | 0 | Field inspection only with no records | Yes | Visual inspection at meter pit | 2023-11-30 |  | Non-Lead Plastic |  |  | Field inspection only with no records | Yes | Visual inspection at meter pit | 2023-11-30 |  | Non-Lead |  |  |  | Assumed
MTR_026092 | 20408 121ST WAY SE | LOT 14 FENTON RIDGE |  |  | Non-Lead - Other | No | 1995-08-31 | 0 | Installation date is after the lead ban |  |  |  |  | Non-Lead - Other |  |  | Installation date is after the lead ban |  |  |  |  | Non-Lead |  |  |  | Domestic
MTR_021907 | 13317 SE 195TH ST | LOT 11 FOREST TRAILS #3 |  |  | Non-Lead - Other | No |  | 0 | Rectified Plan | No |  |  |  | Non-Lead - Other |  |  | Installation date is after the lead ban |  |  |  |  | Non-Lead |  |  |  | Domestic
MTR_011227 | 11517 SE 165TH ST | LOT 15 BIEGLER-NILLES ADDITION |  |  | Non-Lead - Other | Unknown |  | 0 | Statistical analysis |  |  |  |  | Non-Lead - Other |  |  | Statistical analysis |  |  |  |  | Non-Lead |  |  |  | Assumed
MTR_018436 | 9305 S 203RD PL | LOT 15 WHITNEY HEIGHTS |  |  | Non-Lead - Other | No |  | 0 | Installation date is after the lead ban |  |  |  |  | Non-Lead - Other |  |  | Installation date is after the lead ban |  |  |  |  | Non-Lead |  |  |  | Assumed
MTR_026401 | 22509 125TH PL SE | LOT 61 PHEASANTS HOLLOW |  |  | Non-Lead - Other | No | 1996-02-26 | 0 | Installation date is after the lead ban |  |  |  |  | Non-Lead - Other |  |  | Installation date is after the lead ban |  |  |  |  | Non-Lead |  |  |  | Domestic
MTR_023317 | 10512 SE 214TH PL | LOT 19 STONEPINE EAST |  |  | Non-Lead - Other | No | 1995-10-18 | 0 | Installation date is after the lead ban |  |  |  |  | Non-Lead - Other |  |  | Installation date is after the lead ban |  |  |  |  | Non-Lead |  |  |  | Domestic
MTR_017607 | 18911 112TH PL SE | LOT 48 CHINQUAPIN RIDGE |  |  | Non-Lead - Other | No |  |  | Installation date is after the lead ban |  |  |  |  | Non-Lead - Other |  |  | Installation date is after the lead ban |  |  |  |  | Non-Lead
MTR_015200 | 12527 SE 172ND ST | L120 CASCADE VISTA #3 |  |  | Non-Lead - Other | No | 2010-10-25 | 0 | Rectified Plan |  |  |  |  | Non-Lead - Other |  |  | Statistical analysis |  |  |  |  | Non-Lead |  |  |  | Domestic
MTR_022978 | 19912 122ND PL SE | L65 VISTA VIEW HGTS 32 |  |  | Non-Lead - Other | No |  | 0 | Installation date is after the lead ban |  |  |  |  | Non-Lead - Other |  |  | Installation date is after the lead ban |  |  |  |  | Non-Lead |  |  |  | Domestic
MTR_022979 | 12232 SE 200TH ST | LOT 60 VISTA VIEW HGTS #2 |  |  | Non-Lead - Other | No |  | 0 | Installation date is after the lead ban |  |  |  |  | Non-Lead - Other |  |  | Installation date is after the lead ban |  |  |  |  | Non-Lead |  |  |  | Domestic
MTR_020414 | 10103 SE 206TH ST | L13 MAYVILLA PARK #1 |  |  | Non-Lead - Other | Unknown |  | 0 | Statistical analysis |  |  |  |  | Non-Lead - Other |  |  | Statistical analysis |  |  |  |  | Non-Lead |  |  |  | Assumed
MTR_022980 | 19917 122ND PL SE | L69 VISTA VIEW HGTS#2 |  |  | Non-Lead - Other | No |  | 0 | Installation date is after the lead ban |  |  |  |  | Non-Lead - Other |  |  | Installation date is after the lead ban |  |  |  |  | Non-Lead |  |  |  | Domestic
MTR_023910 | 21045 101ST AVE SE | L 44 GUINN CREST |  |  | Non-Lead - Other | No |  | 0 | Installation date is after the lead ban |  |  |  |  | Non-Lead - Other |  |  | Installation date is after the lead ban |  |  |  |  | Non-Lead |  |  |  | Domestic
MTR_025140 | 12409 SE 210TH PL | L28 GLENCARIN # 1 |  |  | Non-Lead - Other | No | 1968-03-08 | 0 | Installation date is after the lead ban |  |  |  |  | Non-Lead - Other |  |  | Installation date is after the lead ban |  |  |  |  | Non-Lead |  |  |  | Domestic
MTR_025129 | 12410 SE 211TH PL | L24 GLENCARIN # 1 |  |  | Non-Lead - Other | No | 1968-03-08 | 0 | Installation date is after the lead ban |  |  |  |  | Non-Lead Plastic |  |  | Field inspection only with no records | Yes | Visual inspection at meter pit | 2023-01-21 |  | Non-Lead |  |  |  | Domestic
MTR_025141 | 12415 SE 210TH PL | LOT 29 GLENCARIN #1 |  |  | Non-Lead - Other | No | 1968-03-08 | 0 | Installation date is after the lead ban |  |  |  |  | Non-Lead - Other |  |  | Installation date is after the lead ban |  |  |  |  | Non-Lead |  |  |  | Domestic
MTR_025746 | 21219 116TH AVE SE | 9910-004170 |  |  | Non-Lead - Other | No |  | 0 | Installation date is after the lead ban |  |  |  |  | Non-Lead - Other |  |  | Installation date is after the lead ban |  |  |  |  | Non-Lead |  |  |  | Assumed
MTR_021955 | 13634 SE 196TH PL | LOT 3 KING CO SHORT PLAT #1076059 |  |  | Non-Lead - Other | No |  | 0 | Installation date is after the lead ban |  |  |  |  | Non-Lead - Other |  |  | Installation date is after the lead ban |  |  |  |  | Non-Lead |  |  |  | Assumed
MTR_011300 | 16417 109TH AVE SE | LOT 11 BLOCK 9 AKERS FARMS #6 |  |  | Non-Lead - Other | Unknown |  | 0 | Statistical analysis |  |  |  |  | Non-Lead - Other |  |  | Statistical analysis |  |  |  |  | Non-Lead |  |  |  | Assumed
MTR_011280 | 16433 111TH AVE SE | LOT 12 BLOCK 7 AKERS FARMS #6 |  |  | Non-Lead - Other | Unknown |  | 0 | Statistical analysis |  |  |  |  | Non-Lead - Other |  |  | Statistical analysis |  |  |  |  | Non-Lead |  |  |  | Domestic
MTR_011210 | 11520 SE 165TH ST | LOT 16 BIEGLER-NILLES ADDITION |  |  | Non-Lead - Other | Unknown |  | 0.75 | Statistical analysis |  |  |  |  | Non-Lead - Other |  |  | Statistical analysis |  |  |  |  | Non-Lead |  |  |  | Assumed
MTR_023322 | 21317 105TH PL SE | LOT 35 STONEPINE EAST |  |  | Non-Lead - Other | No | 1995-10-18 | 0 | Installation date is after the lead ban |  |  |  |  | Non-Lead - Other |  |  | Installation date is after the lead ban |  |  |  |  | Non-Lead |  |  |  | Domestic
MTR_026403 | 22535 126TH AVE SE | LOT 81 PHEASANTS HOLLOW |  |  | Non-Lead - Other | No | 1996-02-26 | 0 | Installation date is after the lead ban |  |  |  |  | Non-Lead - Other |  |  | Installation date is after the lead ban |  |  |  |  | Non-Lead |  |  |  | Domestic
MTR_026404 | 12516 SE 225TH CT | LOT 57 PHEASANTS HOLLOW |  |  | Non-Lead - Other | No | 1996-02-26 | 0 | Installation date is after the lead ban |  |  |  |  | Non-Lead - Other |  |  | Installation date is after the lead ban |  |  |  |  | Non-Lead |  |  |  | Domestic
MTR_026405 | 12606 SE 226TH ST | LOT 44 PHEASANTS HOLLOW |  |  | Non-Lead - Other | No | 1996-02-26 | 0 | Installation date is after the lead ban |  |  |  |  | Non-Lead - Other |  |  | Installation date is after the lead ban |  |  |  |  | Non-Lead |  |  |  | Domestic
MTR_011323 | 1417 S 27TH ST | L9 OLYMPIC VIEW TERRACE |  |  | Non-Lead - Other | No | 2003-03-28 | 0 | Rectified Plan |  |  |  |  | Non-Lead - Other |  |  | Statistical analysis |  |  |  |  | Non-Lead |  |  |  | Domestic
MTR_011337 | 1518 S 28TH ST | LOT 6 BLOCK 1 HILLTOP HEIGHTS |  |  | Non-Lead - Other | Unknown |  | 0 | Statistical analysis |  |  |  |  | Non-Lead - Other |  |  | Statistical analysis |  |  |  |  | Non-Lead |  |  |  | Domestic
MTR_001342 | 12130 SE 160TH ST | PORT.TL 43 21-23-5 |  |  | Non-Lead - Other | No | 2014-04-16 | 1 | Installation date is after the lead ban |  |  |  |  | Non-Lead - Other |  |  | Installation date is after the lead ban |  |  |  |  | Non-Lead |  |  |  | Domestic
MTR_011316 | 16418 108TH AVE SE | N 65 FT LOT 2 BLOCK 9 AKERS FARM # |  |  | Non-Lead - Other | No |  | 0.75 | Installation date is after the lead ban |  |  |  |  | Non-Lead - Other |  |  | Installation date is after the lead ban |  |  |  |  | Non-Lead |  |  |  | Assumed
MTR_019506 | 18816 113TH WAY SE | LOT 33 CHINQUAPIN RIDGE |  |  | Non-Lead - Other | No | 1995-09-19 | 0 | Installation date is after the lead ban |  |  |  |  | Non-Lead - Other |  |  | Installation date is after the lead ban |  |  |  |  | Non-Lead |  |  |  | Domestic
MTR_026093 | 20424 121ST WAY SE | LOT 11 FENTON RIDGE |  |  | Non-Lead - Other | No | 1995-08-31 | 0 | Installation date is after the lead ban |  |  |  |  | Non-Lead - Other |  |  | Installation date is after the lead ban |  |  |  |  | Non-Lead |  |  |  | Domestic
MTR_019057 | 10416 SE 189TH CT | LOT 18 COUGAR MEADOWS |  |  | Non-Lead - Other | No | 1989-10-23 | 0 | Installation date is after the lead ban |  |  |  |  | Non-Lead - Other |  |  | Installation date is after the lead ban |  |  |  |  | Non-Lead |  |  |  | Domestic
MTR_019058 | 10422 SE 189TH CT | LOT 19 COUGAR MEADOWS |  |  | Non-Lead Plastic | No | 1989-10-23 | 0 | Field inspection only with no records | Yes | Visual inspection at meter pit | 2023-08-05 |  | Non-Lead Plastic |  |  | Field inspection only with no records | Yes | Visual inspection at meter pit | 2023-08-05 |  | Non-Lead |  |  |  | Domestic
MTR_001354 | 21329 108TH AVE SE | LOT 2 KCSP #S91S0110 (TAX LOT 216 8-22-5) |  |  | Non-Lead - Other | No |  | 0 | Installation date is after the lead ban |  |  |  |  | Non-Lead - Other |  |  | Installation date is after the lead ban |  |  |  |  | Non-Lead |  |  |  | Assumed
MTR_018839 | 10228 SE 186TH ST | LOT 4 FREDERICKS PLACE |  |  | Non-Lead - Other | No | 1995-09-21 | 0 | Installation date is after the lead ban |  |  |  |  | Non-Lead - Other |  |  | Installation date is after the lead ban |  |  |  |  | Non-Lead |  |  |  | Domestic
MTR_014770 | 17254 117TH AVE SE | TAX LOT 45 SEC 28-23-5 |  |  | Non-Lead - Other | No | 1997-10-13 | 0 | Rectified Plan |  |  |  |  | Non-Lead - Other |  |  | Statistical analysis |  |  |  |  | Non-Lead |  |  |  | Domestic
MTR_017045 | 11503 SE 178TH PL | TAX LOT 9109-01 32-23-05 |  |  | Non-Lead - Other | No |  | 0 | Installation date is after the lead ban |  |  |  |  | Non-Lead - Other |  |  | Installation date is after the lead ban |  |  |  |  | Non-Lead |  |  |  | Domestic
MTR_015754 | 18424 143RD CT SE | LOT 10 FAIRWOOD POND ESTATES |  |  | Non-Lead Plastic | No | 1989-02-10 | 0 | Field inspection only with no records | Yes | Visual inspection at meter pit | 2023-01-28 |  | Non-Lead Copper |  |  | Field inspection only with no records | Yes | Visual inspection at meter pit | 2023-01-28 |  | Non-Lead |  |  |  | Domestic
MTR_018840 | 18711 104TH PL SE | LOT 56 FREDERICKS PLACE |  |  | Non-Lead - Other | No | 1995-09-21 | 0 | Installation date is after the lead ban |  |  |  |  | Non-Lead - Other |  |  | Installation date is after the lead ban |  |  |  |  | Non-Lead |  |  |  | Domestic
MTR_001358 | 11825 SE 164TH ST | L 2 CASCADE HILLS 6 |  |  | Non-Lead - Other | Unknown |  | 0.75 | Statistical analysis |  |  |  |  | Non-Lead - Other |  |  | Statistical analysis |  |  |  |  | Non-Lead |  |  |  | Assumed
MTR_027264 | 23424 134TH LN SE | LOT 6 BIRCHWOOD ACRES (LAUREN LANE) |  |  | Non-Lead - Plastic | No | 1995-10-18 | 1 | Rectified Plan | No |  |  |  | Non-Lead - Other |  |  | Installation date is after the lead ban |  |  |  |  | Non-Lead |  |  |  | Domestic
MTR_023325 | 21321 105TH PL SE | LOT 36 STONEPINE EAST |  |  | Non-Lead - Other | No | 1995-10-18 | 0 | Installation date is after the lead ban |  |  |  |  | Non-Lead - Other |  |  | Installation date is after the lead ban |  |  |  |  | Non-Lead |  |  |  | Domestic
MTR_019509 | 19007 112TH PL SE | LOT 53 CHINQUAPIN RIDGE |  |  | Non-Lead Plastic | No | 1995-09-19 | 0 | Field inspection only with no records | Yes | Visual inspection at meter pit | 2023-09-29 |  | Non-Lead Plastic |  |  | Field inspection only with no records | Yes | Visual inspection at meter pit | 2023-09-29 |  | Non-Lead |  |  |  | Domestic
MTR_023117 | 21328 96TH AVE S | L 25 WESTVIEW TERRACE 3 |  |  | Non-Lead - Other | No | 2008-10-29 | 0 | Rectified Plan |  |  |  |  | Non-Lead - Other |  |  | Statistical analysis |  |  |  |  | Non-Lead |  |  |  | Domestic
MTR_020131 | 10320 SE 194TH ST | TAX LOT 233 NW 5-22-5 |  |  | Non-Lead - Other | No |  | 0 | Installation date is after the lead ban |  |  |  |  | Non-Lead - Other |  |  | Installation date is after the lead ban |  |  |  |  | Non-Lead |  |  |  | Assumed
MTR_015500 | 17321 125TH AVE SE | L12 VISTA VIEW HEIGHTS |  |  | Non-Lead - Other | No | 2006-09-01 | 0 | Rectified Plan |  |  |  |  | Non-Lead - Other |  |  | Statistical analysis |  |  |  |  | Non-Lead |  |  |  | Domestic
MTR_021966 | 19244 136TH PL SE | L6 BLK2 ALPINE MANOR |  |  | Non-Lead - Other | Unknown |  | 0 | Rectified Plan | No |  |  |  | Non-Lead - Other |  |  | Statistical analysis |  |  |  |  | Non-Lead |  |  |  | Domestic
MTR_024796 | 20022 143RD PL SE | L4 BLK5 FOWLERS ADD. |  |  | Non-Lead - Other | Unknown |  | 0 | Statistical analysis |  |  |  |  | Non-Lead - Other |  |  | Statistical analysis |  |  |  |  | Non-Lead |  |  |  | Assumed
MTR_029179 | 11206 SE 227TH PL | LOT 132 KENTON FIRS |  |  | Non-Lead - Other | Unknown |  | 0 | Statistical analysis |  |  |  |  | Non-Lead - Other |  |  | Statistical analysis |  |  |  |  | Non-Lead |  |  |  | Assumed
MTR_018841 | 18607 104TH PL SE | LOT 59 FREDERICKS PLACE |  |  | Non-Lead - Other | No | 1995-09-21 | 0 | Installation date is after the lead ban |  |  |  |  | Non-Lead - Other |  |  | Installation date is after the lead ban |  |  |  |  | Non-Lead |  |  |  | Domestic
MTR_015203 | 12541 SE 172ND ST | L118 CASCADE VISTA #3 |  |  | Non-Lead Plastic | No | 2010-10-25 | 0 | Field inspection only with no records | Yes | Visual inspection at meter pit | 2023-08-19 |  | Galvanized Requiring Replacement |  |  | Field inspection only with no records | Yes | Visual inspection at meter pit | 2023-08-19 |  | Galvanized Requiring Replacement |  |  |  | Domestic
MTR_011616 | 16357 129TH AVE SE | LOT 105 FAIRWOOD #9 |  |  | Non-Lead - Other | No | 2007-10-01 | 0 | Installation date is after the lead ban |  |  |  |  | Non-Lead - Other |  |  | Installation date is after the lead ban |  |  |  |  | Non-Lead |  |  |  | Domestic
MTR_018843 | 10210 SE 186TH ST | LOT 1 FREDERICKS PLACE |  |  | Non-Lead - Other | No | 1995-09-21 | 0 | Installation date is after the lead ban |  |  |  |  | Non-Lead - Other |  |  | Installation date is after the lead ban |  |  |  |  | Non-Lead |  |  |  | Domestic
MTR_018845 | 10367 SE 187TH PL | LOT 40 FREDERICKS PLACE |  |  | Non-Lead Plastic | No | 1995-09-21 | 0 | Field inspection only with no records | Yes | Visual inspection at meter pit | 2023-01-21 |  | Non-Lead Plastic |  |  | Field inspection only with no records | Yes | Visual inspection at meter pit | 2023-01-21 |  | Non-Lead |  |  |  | Domestic
MTR_018846 | 10403 SE 187TH CT | LOT 26 FREDERICKS PLACE |  |  | Non-Lead - Other | No | 1995-09-21 | 0 | Installation date is after the lead ban |  |  |  |  | Non-Lead - Other |  |  | Installation date is after the lead ban |  |  |  |  | Non-Lead |  |  |  | Domestic
MTR_023326 | 21337 104TH PL SE | LOT 9 STONEPINE EAST |  |  | Non-Lead - Other | No | 1995-10-18 | 0 | Installation date is after the lead ban |  |  |  |  | Non-Lead - Other |  |  | Installation date is after the lead ban |  |  |  |  | Non-Lead |  |  |  | Domestic
MTR_029782 | 14033 SE 237TH PL | LOT 10 SHAMROCK PARK |  |  | Non-Lead - Other | No | 1995-08-21 | 0 | Installation date is after the lead ban |  |  |  |  | Non-Lead - Other |  |  | Installation date is after the lead ban |  |  |  |  | Non-Lead |  |  |  | Domestic
MTR_017091 | 11413 SE 179TH ST | LOT 24 MORNING GLEN |  |  | Non-Lead - Other | No | 1996-03-12 | 0 | Installation date is after the lead ban |  |  |  |  | Non-Lead - Other |  |  | Installation date is after the lead ban |  |  |  |  | Non-Lead |  |  |  | Domestic
MTR_018848 | 10411 SE 187TH CT | LOT 24 FREDERICKS PLACE |  |  | Non-Lead - Other | No | 1995-09-21 | 0 | Installation date is after the lead ban |  |  |  |  | Non-Lead - Other |  |  | Installation date is after the lead ban |  |  |  |  | Non-Lead |  |  |  | Domestic
MTR_018849 | 10335 SE 187TH PL | LOT 46 FREDERICKS PLACE |  |  | Non-Lead - Other | No | 1995-09-21 | 0 | Installation date is after the lead ban |  |  |  |  | Non-Lead - Other |  |  | Installation date is after the lead ban |  |  |  |  | Non-Lead |  |  |  | Domestic
MTR_018850 | 10363 SE 187TH PL | LOT 41 FREDERICKS PLACE |  |  | Non-Lead - Other | No | 1995-09-21 | 0 | Installation date is after the lead ban |  |  |  |  | Non-Lead - Other |  |  | Installation date is after the lead ban |  |  |  |  | Non-Lead |  |  |  | Domestic
MTR_016830 | 15374 SE 183RD DR | LOT 38 CARRIAGEWOOD 6 |  |  | Non-Lead - Other | No | 1983-08-01 | 0 | Installation date is after the lead ban |  |  |  |  | Non-Lead - Other |  |  | Installation date is after the lead ban |  |  |  |  | Non-Lead |  |  |  | Domestic
MTR_028177 | 12834 SE 223RD PL | LOT 15 MATHESON PARK #1 |  |  | Non-Lead - Other | No | 1995-07-21 | 0 | Installation date is after the lead ban |  |  |  |  | Non-Lead - Other |  |  | Installation date is after the lead ban |  |  |  |  | Non-Lead |  |  |  | Domestic
MTR_028178 | 12828 SE 223RD PL | LOT 16 MATHESON PARK #1 |  |  | Non-Lead - Other | No | 1995-07-21 | 0 | Installation date is after the lead ban |  |  |  |  | Non-Lead - Other |  |  | Installation date is after the lead ban |  |  |  |  | Non-Lead |  |  |  | Domestic
MTR_017056 | 17612 114TH PL SE | LOT 1 MORNING GLEN |  |  | Non-Lead Plastic | No | 1996-03-12 | 0 | Field inspection only with no records | Yes | Visual inspection at meter pit | 2023-07-29 |  | Non-Lead Plastic |  |  | Field inspection only with no records | Yes | Visual inspection at meter pit | 2023-07-29 |  | Non-Lead |  |  |  | Domestic
MTR_017609 | 11304 SE 179TH ST | L 15 HIGH CHAPARRAL |  |  | Non-Lead - Other | No |  | 0 | Installation date is after the lead ban |  |  |  |  | Non-Lead - Other |  |  | Installation date is after the lead ban |  |  |  |  | Non-Lead |  |  |  | Assumed
MTR_019237 | 19807 97TH AVE S | L15 MALABAR HILLS #1 |  |  | Non-Lead - Other | No |  | 0 | Installation date is after the lead ban |  |  |  |  | Non-Lead - Other |  |  | Installation date is after the lead ban |  |  |  |  | Non-Lead |  |  |  | Assumed
MTR_019511 | 19134 113TH WAY SE | LOT 1 CHINQUAPIN RIDGE |  |  | Non-Lead Plastic | No | 1995-09-19 | 0 | Field inspection only with no records | Yes | Visual inspection at meter pit | 2023-09-29 |  | Non-Lead Plastic |  |  | Field inspection only with no records | Yes | Visual inspection at meter pit | 2023-09-29 |  | Non-Lead |  |  |  | Domestic
MTR_017044 | 11504 SE 178TH PL | TL108 SEC 32-23-5 |  |  | Non-Lead - Other | Unknown |  | 0 | Statistical analysis |  |  |  |  | Non-Lead - Other |  |  | Statistical analysis |  |  |  |  | Non-Lead |  |  |  | Domestic
MTR_019512 | 18803 112TH PL SE | LOT 43 CHINQUAPIN RIDGE |  |  | Non-Lead Plastic | No | 1995-09-19 | 0 | Field inspection only with no records | Yes | Visual inspection at meter pit | 2023-03-23 |  | Non-Lead Plastic |  |  | Field inspection only with no records | Yes | Visual inspection at meter pit | 2023-03-23 |  | Non-Lead |  |  |  | Domestic
MTR_019239 | 19801 97TH AVE S | L13 MALABAR HILLS #1 |  |  | Non-Lead - Other | No |  | 0 | Installation date is after the lead ban |  |  |  |  | Non-Lead - Other |  |  | Installation date is after the lead ban |  |  |  |  | Non-Lead |  |  |  | Assumed
MTR_017084 | 17824 114TH PL SE | LOT 20 MORNING GLEN |  |  | Non-Lead - Other | No | 1996-03-12 | 0 | Installation date is after the lead ban |  |  |  |  | Non-Lead - Other |  |  | Installation date is after the lead ban |  |  |  |  | Non-Lead |  |  |  | Domestic
MTR_017086 | 17832 114TH PL SE | LOT 21 MORNING GLEN |  |  | Non-Lead - Other | No | 1996-03-12 | 0 | Installation date is after the lead ban |  |  |  |  | Non-Lead - Other |  |  | Installation date is after the lead ban |  |  |  |  | Non-Lead |  |  |  | Domestic
MTR_019513 | 11247 SE 188TH PL | LOT 78 CHINQUAPIN RIDGE |  |  | Non-Lead - Other | No | 1995-09-19 | 0 | Installation date is after the lead ban |  |  |  |  | Non-Lead - Other |  |  | Installation date is after the lead ban |  |  |  |  | Non-Lead |  |  |  | Domestic
MTR_021247 | 14115 SE 195TH PL | L26 LORI LANE |  |  | Non-Lead - Other | No | 2004-04-16 | 0 | Installation date is after the lead ban |  |  |  |  | Non-Lead - Other |  |  | Installation date is after the lead ban |  |  |  |  | Non-Lead |  |  |  | Domestic
MTR_018853 | 10388 SE 187TH PL | LOT 55 FREDERICKS PLACE |  |  | Non-Lead - Other | No | 1995-09-21 | 0 | Installation date is after the lead ban |  |  |  |  | Non-Lead - Other |  |  | Installation date is after the lead ban |  |  |  |  | Non-Lead |  |  |  | Domestic
MTR_018856 | 10309 SE 186TH ST | LOT 62 FREDERICKS PLACE |  |  | Non-Lead - Other | No | 1995-09-21 | 0 | Installation date is after the lead ban |  |  |  |  | Non-Lead - Other |  |  | Installation date is after the lead ban |  |  |  |  | Non-Lead |  |  |  | Domestic
MTR_028241 | 13110 SE 219TH PL | LOT 10 MARILYN PLACE |  |  | Non-Lead - Other | No | 2014-07-17 | 0 | Installation date is after the lead ban |  |  |  |  | Non-Lead - Other |  |  | Installation date is after the lead ban |  |  |  |  | Non-Lead |  |  |  | Domestic
MTR_020344 | 20029 104TH PL SE | TAX LOT 265 SECTION 5-22-5 |  |  | Non-Lead - Other | No |  | 0 | Installation date is after the lead ban |  |  |  |  | Non-Lead - Other |  |  | Installation date is after the lead ban |  |  |  |  | Non-Lead |  |  |  | Assumed
MTR_021553 | 14431 SE 192ND ST | TL 121 E 1/2 3-22-5 |  |  | Non-Lead - Other | Unknown |  | 0 | Statistical analysis |  |  |  |  | Non-Lead - Other |  |  | Statistical analysis |  |  |  |  | Non-Lead |  |  |  | Assumed
MTR_021954 | 13631 SE 196TH PL | LOT 4 KING CO SHORT PLAT #107059 (WEIMAR) |  |  | Non-Lead - Other | No |  | 0 | Installation date is after the lead ban |  |  |  |  | Non-Lead - Other |  |  | Installation date is after the lead ban |  |  |  |  | Non-Lead |  |  |  | Assumed
MTR_026414 | 22904 126TH AVE SE | L84 CORONADO KNOLLS |  |  | Non-Lead - Other | No |  | 0 | Installation date is after the lead ban |  |  |  |  | Non-Lead - Other |  |  | Installation date is after the lead ban |  |  |  |  | Non-Lead |  |  |  | Domestic
MTR_024757 | 20607 148TH AVE SE | TL90 E1/2 SEC 3-22-5 |  |  | Non-Lead - Other | No | 1995-08-14 | 0 | Rectified Plan |  |  |  |  | Non-Lead - Other |  |  | Statistical analysis |  |  |  |  | Non-Lead |  |  |  | Domestic
MTR_026096 | 20409 121ST WAY SE | LOT 18 FENTON RIDGE (WILLOW RIDGE) |  |  | Non-Lead - Other | No | 1995-08-31 | 0 | Installation date is after the lead ban |  |  |  |  | Non-Lead - Other |  |  | Installation date is after the lead ban |  |  |  |  | Non-Lead |  |  |  | Domestic
MTR_026415 | 22540 125TH PL SE | LOT 68 PHEASANTS HOLLOW |  |  | Non-Lead Plastic | No | 1996-02-26 | 0 | Field inspection only with no records | Yes | Visual inspection at meter pit | 2023-09-20 |  | Non-Lead Plastic |  |  | Field inspection only with no records | Yes | Visual inspection at meter pit | 2023-09-20 |  | Non-Lead |  |  |  | Domestic
MTR_017083 | 17826 114TH PL SE | LOT 19 MORNING GLEN |  |  | Non-Lead - Other | No | 1996-03-12 | 0 | Installation date is after the lead ban |  |  |  |  | Non-Lead - Other |  |  | Installation date is after the lead ban |  |  |  |  | Non-Lead |  |  |  | Domestic
MTR_017072 | 17724 114TH PL SE | LOT 12 MORNING GLEN |  |  | Non-Lead Plastic | No | 1996-03-12 | 0 | Field inspection only with no records | Yes | Visual inspection at meter pit | 2023-03-31 |  | Non-Lead Plastic |  |  | Field inspection only with no records | Yes | Visual inspection at meter pit | 2023-03-31 |  | Non-Lead |  |  |  | Domestic
MTR_017513 | 17831 118TH AVE SE | LOT 12 BLK 1 NORTHWEST GARDEN TRACTS #1 |  |  | Non-Lead Plastic | No | 1975-09-11 | 0 | Field inspection only with no records | Yes | Visual inspection at meter pit | 2023-10-13 |  | Non-Lead Plastic |  |  | Field inspection only with no records | Yes | Visual inspection at meter pit | 2023-10-13 |  | Non-Lead |  |  |  | Assumed
MTR_030302 | 21030 143RD AVE SE | LOT 3 SHORTPLAT 377081 |  |  | Non-Lead - Copper | No |  | 1 | Converted CAD | No |  |  |  | Non-Lead - Other |  |  | Installation date is after the lead ban |  |  |  |  | Non-Lead |  |  |  | Domestic
MTR_030303 | 20811 144TH AVE SE | LOT 2 MAPLE CREST |  |  | Non-Lead Plastic | Unknown |  | 1 | Field inspection only with no records | Yes | Visual inspection at meter pit | 2023-11-04 |  | Non-Lead Plastic |  |  | Field inspection only with no records | Yes | Visual inspection at meter pit | 2023-11-04 |  | Non-Lead |  |  |  | Domestic
MTR_001434 | 12019 SE 161ST ST | N1/2 OF LOT 15 BLK 1 CASCADE HILLS |  |  | Non-Lead Plastic | No | 2006-08-31 | 0 | Rectified Plan | Yes | Visual inspection at the meter pit | 2024-02-08 |  | Non-Lead Plastic |  |  | Field inspection only with no records | Yes | Visual inspection at the meter pit | 2024-02-08 |  | Non-Lead |  |  |  | Domestic
MTR_021865 | 13338 SE 193RD ST | LOT 52 FOREST TRAILS #4 |  |  | Non-Lead - Other | No |  | 0 | Rectified Plan | No |  |  |  | Non-Lead - Other |  |  | Installation date is after the lead ban |  |  |  |  | Non-Lead |  |  |  | Domestic
MTR_018242 | 18214 143RD AVE SE | LOT 24 FAIRWOOD FIRS |  |  | Non-Lead - Other | No | 1986-05-01 | 0 | Installation date is after the lead ban |  |  |  |  | Non-Lead - Other |  |  | Installation date is after the lead ban |  |  |  |  | Non-Lead |  |  |  | Domestic
MTR_011445 | 12722 SE 167TH PL | L 22 CASCADE HILLS 8 |  |  | Non-Lead - Other | Unknown |  | 1 | Statistical analysis |  |  |  |  | Non-Lead - Other |  |  | Statistical analysis |  |  |  |  | Non-Lead |  |  |  | Domestic
MTR_026088 | 20431 121ST WAY SE | LOT 21 FENTON RIDGE (WILLOW RIDGE) |  |  | Non-Lead - Other | No | 1995-08-31 | 0 | Installation date is after the lead ban |  |  |  |  | Non-Lead - Other |  |  | Installation date is after the lead ban |  |  |  |  | Non-Lead |  |  |  | Domestic
MTR_028180 | 12833 SE 223RD PL | LOT 27 MATHESON PARK #1 |  |  | Non-Lead Plastic | No | 1995-07-21 | 0 | Field inspection only with no records | Yes | Visual inspection at meter pit | 2023-11-04 |  | Non-Lead Plastic |  |  | Field inspection only with no records | Yes | Visual inspection at meter pit | 2023-11-04 |  | Non-Lead |  |  |  | Domestic
MTR_019096 | 19100 104TH PL SE | LOT 9 EAGLEBROOK |  |  | Non-Lead Plastic | No |  | 0 | Field inspection only with no records | Yes | Visual inspection at meter pit | 2023-08-05 |  | Non-Lead Copper |  |  | Field inspection only with no records | Yes | Visual inspection at meter pit | 2023-08-05 |  | Non-Lead |  |  |  | Assumed
MTR_018859 | 10339 SE 187TH PL | LOT 45 FREDERICKS PLACE |  |  | Non-Lead - Other | No | 1995-09-21 | 0 | Installation date is after the lead ban |  |  |  |  | Non-Lead - Other |  |  | Installation date is after the lead ban |  |  |  |  | Non-Lead |  |  |  | Domestic
MTR_018860 | 10417 SE 186TH PL | LOT 16 FREDERICKS PLACE |  |  | Non-Lead - Other | No | 1995-09-21 | 0 | Installation date is after the lead ban |  |  |  |  | Non-Lead - Other |  |  | Installation date is after the lead ban |  |  |  |  | Non-Lead |  |  |  | Domestic
MTR_001446 | 20426 110TH AVE SE | TL 217 5-22-5 |  |  | Non-Lead - Other | Unknown |  | 0 | Statistical analysis |  |  |  |  | Non-Lead - Other |  |  | Statistical analysis |  |  |  |  | Non-Lead |  |  |  | Assumed
MTR_029952 | 12723 SE 164TH ST | L2 BK3 CASCADE VISTA #5 |  |  | Non-Lead - Other | No | 2016-06-22 | 0.75 | Rectified Plan |  |  |  |  | Non-Lead - Other |  |  | Statistical analysis |  |  |  |  | Non-Lead |  |  |  | Domestic
MTR_027156 | 23555 130TH CT SE | LOT 11 TWIN CREEKS |  |  | Non-Lead - Other | No |  | 1 | Installation date is after the lead ban |  |  |  |  | Non-Lead - Other |  |  | Installation date is after the lead ban |  |  |  |  | Non-Lead |  |  |  | Domestic
MTR_027267 | 23437 134TH CT SE | LOT 8 BIRCHWOOD ACRES |  |  | Non-Lead Plastic | No | 1995-10-18 | 1 | Field inspection only with no records | Yes | Visual inspection at meter pit | 2023-10-28 |  | Non-Lead Plastic |  |  | Field inspection only with no records | Yes | Visual inspection at meter pit | 2023-10-28 |  | Non-Lead |  |  |  | Domestic
MTR_018568 | 9634 S 206TH PL | LOT 4 STAR VIEW ESTATES |  |  | Non-Lead - Other | No | 2011-03-01 | 0 | Installation date is after the lead ban |  |  |  |  | Non-Lead - Other |  |  | Installation date is after the lead ban |  |  |  |  | Non-Lead |  |  |  | Domestic
MTR_026418 | 22515 125TH PL SE | LOT 62 PHEASANTS HOLLOW |  |  | Non-Lead Plastic | No | 1996-02-26 | 0 | Field inspection only with no records | Yes | Visual inspection at meter pit | 2023-03-13 |  | Non-Lead Plastic |  |  | Field inspection only with no records | Yes | Visual inspection at meter pit | 2023-03-13 |  | Non-Lead |  |  |  | Domestic
MTR_001463 | 16111 121ST AVE SE | L 14 B 1 CASCADE HILLS 3 |  |  | Non-Lead - Other | No | 2006-08-31 | 1 | Rectified Plan |  |  |  |  | Non-Lead - Other |  |  | Statistical analysis |  |  |  |  | Non-Lead |  |  |  | Domestic
MTR_026098 | 20403 121ST WAY SE | LOT 17 FENTON RIDGE |  |  | Non-Lead - Other | No | 1995-08-31 | 0 | Installation date is after the lead ban |  |  |  |  | Non-Lead - Other |  |  | Installation date is after the lead ban |  |  |  |  | Non-Lead |  |  |  | Domestic
MTR_027268 | 13405 SE 236TH PL | LOT ""C"" KING CO SHORT PLAT #1274017 TL 137 SW15225 |  |  | Non-Lead Plastic | No |  | 0 | Field inspection only with no records | Yes | Visual inspection at meter pit | 2023-10-28 |  | Non-Lead Plastic |  |  | Field inspection only with no records | Yes | Visual inspection at meter pit | 2023-10-28 |  | Non-Lead |  |  |  | Assumed
MTR_028654 | 11210 SE 218TH ST | LOT 54 WEST CREEK MEADOWS |  |  | Non-Lead - Other | No | 1995-09-20 | 0 | Installation date is after the lead ban |  |  |  |  | Non-Lead - Other |  |  | Installation date is after the lead ban |  |  |  |  | Non-Lead |  |  |  | Domestic
MTR_017610 | 11436 SE 182ND ST | LOT 3 VIEW GARDENS #1 |  |  | Non-Lead Plastic | Unknown |  | 0 | Field inspection only with no records | Yes | Visual inspection at meter pit | 2023-01-21 |  | Galvanized Requiring Replacement |  |  | Field inspection only with no records | Yes | Visual inspection at meter pit | 2023-01-21 |  | Galvanized Requiring Replacement |  |  |  | Assumed
MTR_017136 | 11113 SE 183RD PL | LOT 72 MAPLE GLEN |  |  | Non-Lead - Other | No | 1977-03-18 | 0 | Installation date is after the lead ban |  |  |  |  | Non-Lead - Other |  |  | Installation date is after the lead ban |  |  |  |  | Non-Lead |  |  |  | Domestic
MTR_001470 | 16211 122ND AVE SE | LOT 8 BLOCK 2 CASCADE HILLS #3 |  |  | Non-Lead - Other | No | 2007-07-01 | 1 | Rectified Plan |  |  |  |  | Non-Lead - Other |  |  | Statistical analysis |  |  |  |  | Non-Lead |  |  |  | Domestic
MTR_029180 | 11030 SE 227TH PL | L31 CLARKS GLEN |  |  | Non-Lead - Other | Unknown |  | 0 | Statistical analysis |  |  |  |  | Non-Lead Plastic |  |  | Field inspection only with no records | Yes | Visual inspection at meter pit | 2023-01-20 |  | Non-Lead |  |  |  | Domestic
MTR_011894 | 16646 105TH AVE SE | WEST 140 LOT 4 BLOCK 3 AKERS FARM S #5 |  |  | Non-Lead - Other | No | 1999-03-24 | 0 | Installation date is after the lead ban |  |  |  |  | Non-Lead - Other |  |  | Installation date is after the lead ban |  |  |  |  | Non-Lead |  |  |  | Domestic
MTR_028138 | 13135 SE 223RD CT | LOT 7 MATHESON PARK #2 |  |  | Non-Lead - Other | No | 1995-07-21 | 0 | Installation date is after the lead ban |  |  |  |  | Non-Lead - Other |  |  | Installation date is after the lead ban |  |  |  |  | Non-Lead |  |  |  | Domestic
MTR_027269 | 23431 134TH CT SE | LOT 9 BIRCHWOOD ACRES (LAUREN LANE) |  |  | Non-Lead Plastic | No | 1995-10-18 | 1 | Field inspection only with no records | Yes | Visual inspection at meter pit | 2023-10-28 |  | Non-Lead Plastic |  |  | Field inspection only with no records | Yes | Visual inspection at meter pit | 2023-10-28 |  | Non-Lead |  |  |  | Domestic
MTR_028139 | 13128 SE 223RD CT | LOT 9 MATHESON PARK #2 |  |  | Non-Lead - Other | No | 1995-07-21 | 0 | Installation date is after the lead ban |  |  |  |  | Non-Lead Plastic |  |  | Field inspection only with no records | Yes | Visual inspection at meter pit | 2023-10-20 |  | Non-Lead |  |  |  | Domestic
MTR_020415 | 10118 SE 206TH ST | L9 MAYVILLA PARK #1 |  |  | Non-Lead - Other | Unknown |  | 0 | Statistical analysis |  |  |  |  | Non-Lead - Other |  |  | Statistical analysis |  |  |  |  | Non-Lead |  |  |  | Assumed
MTR_023332 | 21325 105TH PL SE | LOT 37 STONEPINE EAST |  |  | Non-Lead - Other | No | 1995-10-18 | 0 | Installation date is after the lead ban |  |  |  |  | Non-Lead - Other |  |  | Installation date is after the lead ban |  |  |  |  | Non-Lead |  |  |  | Domestic
MTR_018862 | 10401 SE 186TH PL | LOT 19 FREDERICKS PLACE |  |  | Non-Lead - Other | No | 1995-09-21 | 0 | Installation date is after the lead ban |  |  |  |  | Non-Lead - Other |  |  | Installation date is after the lead ban |  |  |  |  | Non-Lead |  |  |  | Domestic
MTR_023815 | 21614 105TH PL SE | L 2 B 1 MT.VIEW PARK |  |  | Non-Lead - Other | No | 2004-04-20 | 0 | Rectified Plan |  |  |  |  | Non-Lead - Other |  |  | Statistical analysis |  |  |  |  | Non-Lead |  |  |  | Domestic
MTR_017325 | 17655 109TH AVE SE | TL105 E1/2 SEC 32-23-5 |  |  | Non-Lead - Other | No | 2011-08-10 | 1 | Rectified Plan |  |  |  |  | Non-Lead - Other |  |  | Statistical analysis |  |  |  |  | Non-Lead |  |  |  | Domestic
MTR_015624 | N BENSON PLAZA 6 DETECTOR | NO BENSON PLAZA 6"" DETECTOR |  |  | Non-Lead - Other | No | 1987-05-13 | 0.75 | Installation date is after the lead ban |  |  |  |  | Non-Lead - Other |  |  | Installation date is after the lead ban |  |  |  |  | Non-Lead |  |  |  | Domestic
MTR_022953 | 12220 SE 199TH ST | LOT 23 VISTA VIEW HEIGHTS #2 |  |  | Non-Lead - Other | No |  | 0 | Installation date is after the lead ban |  |  |  |  | Non-Lead - Other |  |  | Installation date is after the lead ban |  |  |  |  | Non-Lead |  |  |  | Domestic
MTR_022971 | 12305 SE 198TH ST | L16 VISTA VIEW HGTS #2 |  |  | Non-Lead - Other | No |  | 0 | Installation date is after the lead ban |  |  |  |  | Non-Lead - Other |  |  | Installation date is after the lead ban |  |  |  |  | Non-Lead |  |  |  | Domestic
MTR_027811 | 22125 123RD AVE SE | L14 GLENCARIN SOUTH |  |  | Non-Lead - Other | No |  | 0 | Installation date is after the lead ban |  |  |  |  | Non-Lead - Other |  |  | Installation date is after the lead ban |  |  |  |  | Non-Lead |  |  |  | Domestic
MTR_027912 | 22015 120TH AVE SE | LOT 31 MEADOWGLEN #2 |  |  | Non-Lead - Other | No |  | 0 | Installation date is after the lead ban |  |  |  |  | Non-Lead - Other |  |  | Installation date is after the lead ban |  |  |  |  | Non-Lead |  |  |  | Domestic
MTR_029549 | 11035 SE 227TH PL | LOT 18 CLARKS GLEN |  |  | Non-Lead - Other | Unknown |  | 0 | Statistical analysis |  |  |  |  | Non-Lead - Other |  |  | Statistical analysis |  |  |  |  | Non-Lead |  |  |  | Domestic
MTR_028837 | 10839 SE 218TH ST | L 11 B1 TWIN MAPLES |  |  | Non-Lead - Other | Unknown |  | 0 | Statistical analysis |  |  |  |  | Non-Lead - Other |  |  | Statistical analysis |  |  |  |  | Non-Lead |  |  |  | Assumed
MTR_027590 | 21718 122ND PL SE | LOT 29 GLEN MAR |  |  | Non-Lead - Plastic | No | 1975-04-29 | 1 | Rectified Plan | No |  |  |  | Non-Lead - Other |  |  | Installation date is after the lead ban |  |  |  |  | Non-Lead |  |  |  | Domestic
MTR_022685 | 12112 SE 195TH PL | LOT 1 SPRINGBROOK PH 1 |  |  | Non-Lead - Other | No | 2013-04-30 | 0 | Installation date is after the lead ban |  |  |  |  | Non-Lead - Other |  |  | Installation date is after the lead ban |  |  |  |  | Non-Lead |  |  |  | Domestic
MTR_021613 | 19813 132ND PL SE | LOT 24 FOREST TRAILS #1 |  |  | Non-Lead - Other | No |  | 0 | Rectified Plan | No |  |  |  | Non-Lead - Other |  |  | Installation date is after the lead ban |  |  |  |  | Non-Lead |  |  |  | Domestic
MTR_024586 | 12934 SE 204TH ST | TL38 E1/2 SEC 4-22-5 |  |  | Non-Lead - Other | Unknown |  | 0 | Statistical analysis |  |  |  |  | Non-Lead - Other |  |  | Statistical analysis |  |  |  |  | Non-Lead |  |  |  | Domestic
MTR_024677 | 12410 SE 202ND PL | L42 SHERLYN PARK |  |  | Non-Lead - Other | No |  | 0 | Installation date is after the lead ban |  |  |  |  | Non-Lead - Other |  |  | Installation date is after the lead ban |  |  |  |  | Non-Lead |  |  |  | Domestic
MTR_024554 | 20240 127TH PL SE | L22 SHERLYN PARK |  |  | Non-Lead - Other | No |  | 0 | Installation date is after the lead ban |  |  |  |  | Non-Lead - Other |  |  | Installation date is after the lead ban |  |  |  |  | Non-Lead |  |  |  | Domestic
MTR_024533 | 12403 SE 202ND PL | L1 SHERLYN PARK |  |  | Non-Lead - Other | No |  | 0 | Installation date is after the lead ban |  |  |  |  | Non-Lead - Other |  |  | Installation date is after the lead ban |  |  |  |  | Non-Lead |  |  |  | Domestic
MTR_024425 | 13024 SE 203RD PL | LOT 19 GREYSTONE |  |  | Non-Lead - Other | No | 1995-08-03 | 0 | Installation date is after the lead ban |  |  |  |  | Non-Lead - Other |  |  | Installation date is after the lead ban |  |  |  |  | Non-Lead |  |  |  | Domestic
MTR_011224 | 16520 115TH AVE SE | LOT3 BIEGLER NILLES ADDITION |  |  | Non-Lead - Other | Unknown |  | 0 | Statistical analysis |  |  |  |  | Non-Lead - Other |  |  | Statistical analysis |  |  |  |  | Non-Lead |  |  |  | Assumed
MTR_015825 | 14701 SE 188TH WAY | LOT 4 BOLLMAN PLAT |  |  | Non-Lead - Other | No | 2003-03-05 | 0 | Installation date is after the lead ban |  |  |  |  | Non-Lead - Other |  |  | Installation date is after the lead ban |  |  |  |  | Non-Lead |  |  |  | Domestic
MTR_024816 | 14027 SE 201ST ST | L4 BLK2 FOWLERS ADD. |  |  | Non-Lead - Other | Unknown |  | 0 | Statistical analysis |  |  |  |  | Non-Lead - Other |  |  | Statistical analysis |  |  |  |  | Non-Lead |  |  |  | Assumed
MTR_023297 | 21334 105TH PL SE | LOT 20 STONEPINE EAST |  |  | Non-Lead - Other | No | 1995-10-18 | 0 | Installation date is after the lead ban |  |  |  |  | Non-Lead - Other |  |  | Installation date is after the lead ban |  |  |  |  | Non-Lead |  |  |  | Domestic
MTR_021385 | 19329 142ND PL SE | LOT 48 LORI LANE |  |  | Non-Lead - Other | No |  | 0 | Installation date is after the lead ban |  |  |  |  | Non-Lead - Other |  |  | Installation date is after the lead ban |  |  |  |  | Non-Lead |  |  |  | Domestic
MTR_021475 | 19528 145TH AVE SE | L21 RUDELLS 3RD ADDITION |  |  | Non-Lead - Other | No |  | 0 | Installation date is after the lead ban |  |  |  |  | Non-Lead - Other |  |  | Installation date is after the lead ban |  |  |  |  | Non-Lead |  |  |  | Domestic
MTR_021370 | 14107 SE 195TH PL | L24 LORI LANE |  |  | Non-Lead - Other | No |  | 0 | Installation date is after the lead ban |  |  |  |  | Non-Lead - Other |  |  | Installation date is after the lead ban |  |  |  |  | Non-Lead |  |  |  | Domestic
MTR_021996 | 19236 140TH AVE SE | TAX LOT 227 NE 3-22-5 |  |  | Non-Lead - Other | No | 2004-11-04 | 0 | Rectified Plan | No |  |  |  | Non-Lead - Other |  |  | Statistical analysis |  |  |  |  | Non-Lead |  |  |  | Domestic
MTR_021914 | 13340 SE 195TH ST | LOT 18 FOREST TRAILS 3 |  |  | Non-Lead - Other | No |  | 0 | Rectified Plan | No |  |  |  | Non-Lead - Other |  |  | Installation date is after the lead ban |  |  |  |  | Non-Lead |  |  |  | Domestic
MTR_023423 | 10816 SE 213TH ST | L 35 BENSON HILLS NO 1 |  |  | Non-Lead - Other | Unknown |  | 0 | Statistical analysis |  |  |  |  | Non-Lead - Other |  |  | Statistical analysis |  |  |  |  | Non-Lead |  |  |  | Assumed
MTR_021790 | 19811 134TH PL SE | LOT 33 FOREST TRAILS 2 |  |  | Non-Lead - Other | No |  | 0 | Installation date is after the lead ban |  |  |  |  | Non-Lead - Other |  |  | Installation date is after the lead ban |  |  |  |  | Non-Lead |  |  |  | Assumed
MTR_026264 | 20305 122ND AVE SE | LOT 17 WHITNEY GLEN |  |  | Non-Lead - Other | No |  | 0 | Installation date is after the lead ban |  |  |  |  | Non-Lead - Other |  |  | Installation date is after the lead ban |  |  |  |  | Non-Lead |  |  |  | Domestic
MTR_021678 | 19429 138TH AVE SE | LOT 10 ROCK CREEK |  |  | Non-Lead - Other | No |  | 0 | Rectified Plan | No |  |  |  | Non-Lead - Other |  |  | Installation date is after the lead ban |  |  |  |  | Non-Lead |  |  |  | Domestic
MTR_023913 | 21324 103RD PL SE | LOT 19 OLYMPIC VIEW HEIGHTS #2 |  |  | Non-Lead - Other | No |  | 0.75 | Installation date is after the lead ban |  |  |  |  | Non-Lead - Other |  |  | Installation date is after the lead ban |  |  |  |  | Non-Lead |  |  |  | Domestic
MTR_021013 | 13249 SE 188TH PL | LOT 4 EMERALD FOREST |  |  | Non-Lead - Other | No | 2003-10-21 | 0 | Installation date is after the lead ban |  |  |  |  | Non-Lead - Other |  |  | Installation date is after the lead ban |  |  |  |  | Non-Lead |  |  |  | Domestic
MTR_021621 | 13711 SE 200TH ST | LOT 37 FOREST GLEN SOUTH |  |  | Non-Lead - Other | No |  | 0 | Converted CAD | No |  |  |  | Non-Lead - Other |  |  | Installation date is after the lead ban |  |  |  |  | Non-Lead |  |  |  | Domestic
MTR_024686 | 20203 137TH AVE SE | LOT 48 FOREST GLEN SOUTH |  |  | Non-Lead - Other | No |  | 0 | Installation date is after the lead ban |  |  |  |  | Non-Lead - Other |  |  | Installation date is after the lead ban |  |  |  |  | Non-Lead |  |  |  | Assumed
MTR_021290 | 19221 146TH AVE SE | L38 FAIRWOOD GLEN |  |  | Non-Lead - Other | No |  | 0 | Installation date is after the lead ban |  |  |  |  | Non-Lead - Other |  |  | Installation date is after the lead ban |  |  |  |  | Non-Lead |  |  |  | Domestic
MTR_021281 | 19418 146TH AVE SE | LOT 7 FAIRWOOD GLEN |  |  | Non-Lead - Other | No |  | 0 | Installation date is after the lead ban |  |  |  |  | Non-Lead - Other |  |  | Installation date is after the lead ban |  |  |  |  | Non-Lead |  |  |  | Domestic
MTR_024042 | 21014 101ST AVE SE | L 29 GUINN CREST |  |  | Non-Lead - Other | Unknown |  | 0 | Statistical analysis |  |  |  |  | Non-Lead - Other |  |  | Statistical analysis |  |  |  |  | Non-Lead |  |  |  | Assumed
MTR_029296 | 10985 SE 225TH ST | L 22 STOCKTON |  |  | Non-Lead - Other | No |  | 0 | Installation date is after the lead ban |  |  |  |  | Non-Lead - Other |  |  | Installation date is after the lead ban |  |  |  |  | Non-Lead |  |  |  | Domestic
MTR_029539 | 11507 SE 226TH PL | L47 KENTON FIRS |  |  | Non-Lead - Other | Unknown |  | 0 | Statistical analysis |  |  |  |  | Non-Lead - Other |  |  | Statistical analysis |  |  |  |  | Non-Lead |  |  |  | Domestic
MTR_029116 | 11114 SE 218TH PL | LOT 4 ALDER HEIGHTS |  |  | Non-Lead - Other | No |  | 0 | Installation date is after the lead ban |  |  |  |  | Non-Lead - Other |  |  | Installation date is after the lead ban |  |  |  |  | Non-Lead |  |  |  | Domestic
MTR_023517 | 10845 SE 214TH PL | LOT 18 BENSON PLACE |  |  | Non-Lead - Other | No | 1996-06-08 | 0 | Installation date is after the lead ban |  |  |  |  | Non-Lead - Other |  |  | Installation date is after the lead ban |  |  |  |  | Non-Lead |  |  |  | Domestic
MTR_020565 | 19640 105TH AVE SE | L15 DONNYBROOK MANOR |  |  | Non-Lead - Other | Unknown |  | 0 | Statistical analysis |  |  |  |  | Non-Lead - Other |  |  | Statistical analysis |  |  |  |  | Non-Lead |  |  |  | Assumed
MTR_026302 | 20315 120TH AVE SE | LOT 1 EAST PANTHER #1 |  |  | Non-Lead - Other | No |  | 0 | Installation date is after the lead ban |  |  |  |  | Non-Lead - Other |  |  | Installation date is after the lead ban |  |  |  |  | Non-Lead |  |  |  | Domestic
MTR_000224 | 10815 SE 196TH ST | LOT 32 PANTHER LAKE GARDEN TRACTS |  |  | Non-Lead - Other | No |  | 0 | Installation date is after the lead ban |  |  |  |  | Non-Lead - Other |  |  | Installation date is after the lead ban |  |  |  |  | Non-Lead |  |  |  | Assumed
MTR_019229 | 9607 S 198TH PL | L3 SHORT PLAT 681072 |  |  | Non-Lead - Other | No |  | 0 | Installation date is after the lead ban |  |  |  |  | Non-Lead - Other |  |  | Installation date is after the lead ban |  |  |  |  | Non-Lead |  |  |  | Assumed
MTR_018506 | 20602 93RD PL S | BLDG 4 UNIT 2 COPPER RIDGE |  |  | Non-Lead - Other | No | 2014-02-18 | 0 | Installation date is after the lead ban |  |  |  |  | Non-Lead - Other |  |  | Installation date is after the lead ban |  |  |  |  | Non-Lead |  |  |  | Domestic
MTR_018945 | 4706 BURNETT CT S | LOT 35 THE RESERVE @ STONEHAVEN |  |  | Non-Lead - Other | No | 2006-01-12 | 0 | Installation date is after the lead ban |  |  |  |  | Non-Lead - Other |  |  | Installation date is after the lead ban |  |  |  |  | Non-Lead |  |  |  | Domestic
MTR_000248 | 10717 SE 172ND ST | E231 OF S120 OF N150 OF SE1/4 OF SW1/2 29-23-5 |  |  | Non-Lead - Other | No | 2019-02-19 | 0.75 | Installation date is after the lead ban |  |  |  |  | Non-Lead - Other |  |  | Installation date is after the lead ban |  |  |  |  | Non-Lead |  |  |  | Domestic
MTR_028765 | 10919 SE 223RD LN | LOT 22 BENSON EAST |  |  | Non-Lead - Other | No | 1977-05-13 | 1 | Installation date is after the lead ban |  |  |  |  | Non-Lead - Other |  |  | Installation date is after the lead ban |  |  |  |  | Non-Lead |  |  |  | Domestic
MTR_018745 | 712 S 47TH ST | LOT 14 TALBOT RIDGE |  |  | Non-Lead - Other | No | 1966-05-24 | 0 | Installation date is after the lead ban |  |  |  |  | Non-Lead - Other |  |  | Installation date is after the lead ban |  |  |  |  | Non-Lead |  |  |  | Domestic
MTR_015734 | 17611 103RD AVE SE | TAX LOT 72 S-T-R 32-23-05 |  |  | Non-Lead - Other | Unknown |  | 0 | Statistical analysis |  |  |  |  | Non-Lead - Other |  |  | Statistical analysis |  |  |  |  | Non-Lead |  |  |  | Domestic
MTR_011388 | 16427 BENSON RD S | S PORTION LOT 1 BLOCK A AKERS FARM S #5 |  |  | Non-Lead - Other | No | 1999-03-24 | 0 | Installation date is after the lead ban |  |  |  |  | Non-Lead - Other |  |  | Installation date is after the lead ban |  |  |  |  | Non-Lead |  |  |  | Domestic
MTR_022658 | 19301 120TH PL SE | LOT 6-B HANSEN SHORT PLAT PH 2 |  |  | Non-Lead - Other | No | 2014-02-13 | 0 | Installation date is after the lead ban |  |  |  |  | Non-Lead - Other |  |  | Installation date is after the lead ban |  |  |  |  | Non-Lead |  |  |  | Domestic
MTR_025760 | 21104 116TH AVE SE | TL 94 9-22-5 |  |  | Non-Lead - Other | Unknown |  | 0 | Statistical analysis |  |  |  |  | Non-Lead - Other |  |  | Statistical analysis |  |  |  |  | Non-Lead |  |  |  | Assumed
MTR_028756 | 11037 SE 223RD PL | LOT 28 BENSON EAST |  |  | Non-Lead - Other | No | 1977-05-13 | 1.25 | Installation date is after the lead ban |  |  |  |  | Non-Lead - Other |  |  | Installation date is after the lead ban |  |  |  |  | Non-Lead |  |  |  | Domestic
MTR_007534 | 12321 SE 167TH ST | L 80 CASCADE HILLS 7 |  |  | Non-Lead - Other | No | 2019-08-05 | 1 | Rectified Plan |  |  |  |  | Non-Lead - Other |  |  | Statistical analysis |  |  |  |  | Non-Lead |  |  |  | Domestic
MTR_023587 | 22251 98TH PL S | LOT 7 WILLOW WAY |  |  | Non-Lead - Other | No | 1995-07-26 | 0 | Installation date is after the lead ban |  |  |  |  | Non-Lead - Other |  |  | Installation date is after the lead ban |  |  |  |  | Non-Lead |  |  |  | Domestic
MTR_015253 | 17434 128TH AVE SE | L12 BLK1 RENTON PARK |  |  | Non-Lead - Other | Unknown |  | 0 | Statistical analysis |  |  |  |  | Non-Lead - Other |  |  | Statistical analysis |  |  |  |  | Non-Lead |  |  |  | Domestic
MTR_017534 | ON SE 176TH CT ACROSS FRM LOTS | TRACT A WOODBURY LANE AKA PETROVISTA |  |  | Non-Lead - Other | Unknown |  | 0 | Statistical analysis |  |  |  |  | Non-Lead - Other |  |  | Statistical analysis |  |  |  |  | Non-Lead |  |  |  | Assumed
MTR_016424 | 17825 161ST AVE SE | L42 CANDLEWOOD RIDGE #1 |  |  | Non-Lead - Other | No |  | 0 | Installation date is after the lead ban |  |  |  |  | Non-Lead - Other |  |  | Installation date is after the lead ban |  |  |  |  | Non-Lead |  |  |  | Domestic
MTR_024036 | 20807 101ST AVE SE | L 1 GUINN CREST |  |  | Non-Lead - Other | Unknown |  | 0 | Statistical analysis |  |  |  |  | Non-Lead - Other |  |  | Statistical analysis |  |  |  |  | Non-Lead |  |  |  | Assumed
MTR_023826 | 10507 SE 220TH ST | L 10 B 1 MT.VIEW PARK 2 |  |  | Non-Lead - Other | No | 2004-04-20 | 0 | Rectified Plan |  |  |  |  | Non-Lead - Other |  |  | Statistical analysis |  |  |  |  | Non-Lead |  |  |  | Domestic
MTR_023718 | 21924 101ST PL SE | LOT 32 KARA CREST |  |  | Non-Lead - Other | No | 2001-08-23 | 0 | Installation date is after the lead ban |  |  |  |  | Non-Lead - Other |  |  | Installation date is after the lead ban |  |  |  |  | Non-Lead |  |  |  | Domestic
MTR_026002 | 20231 110TH PL SE | LOT 83 VILA REAL |  |  | Non-Lead - Other | No | 2007-05-03 | 0 | Installation date is after the lead ban |  |  |  |  | Non-Lead - Other |  |  | Installation date is after the lead ban |  |  |  |  | Non-Lead |  |  |  | Domestic
MTR_024002 | 20835 103RD CT SE | LOT 73 STONEPINE |  |  | Non-Lead - Other | No |  | 0 | Installation date is after the lead ban |  |  |  |  | Non-Lead - Other |  |  | Installation date is after the lead ban |  |  |  |  | Non-Lead |  |  |  | Domestic
MTR_023920 | 21340 103RD PL SE | L 17 OLYMPIC VIEW HTS 2 |  |  | Non-Lead - Other | No |  | 0.75 | Installation date is after the lead ban |  |  |  |  | Non-Lead - Other |  |  | Installation date is after the lead ban |  |  |  |  | Non-Lead |  |  |  | Assumed
MTR_028493 | 12425 SE 223RD DR | LOT 102 SUMMERGLEN #3 |  |  | Non-Lead - Other | No |  | 0 | Installation date is after the lead ban |  |  |  |  | Non-Lead - Other |  |  | Installation date is after the lead ban |  |  |  |  | Non-Lead |  |  |  | Domestic
MTR_028570 | 12414 SE 221ST PL | LOT 98 SUMMERGLEN 2 |  |  | Non-Lead - Other | No |  | 5.25 | Installation date is after the lead ban |  |  |  |  | Non-Lead - Other |  |  | Installation date is after the lead ban |  |  |  |  | Non-Lead |  |  |  | Hydrant
MTR_023821 | 10516 SE 219TH ST | L3 B2 MT.VIEW PARK 2 |  |  | Non-Lead - Other | No | 2004-04-20 | 0 | Rectified Plan |  |  |  |  | Non-Lead - Other |  |  | Statistical analysis |  |  |  |  | Non-Lead |  |  |  | Domestic
MTR_005719 | 11825 SE 200TH ST | TAX LOT 9086 04-22-05 |  |  | Non-Lead - Other | Unknown |  | 0 | Statistical analysis |  |  |  |  | Non-Lead - Other |  |  | Statistical analysis |  |  |  |  | Non-Lead |  |  |  | Assumed
MTR_028019 | 22021 120TH PL SE | L74 GLENCARIN SOUTH |  |  | Non-Lead - Other | No |  | 0 | Installation date is after the lead ban |  |  |  |  | Non-Lead - Other |  |  | Installation date is after the lead ban |  |  |  |  | Non-Lead |  |  |  | Domestic
MTR_028030 | 11625 SE 218TH PL | LOT 4 CROWN TERRACE #2 |  |  | Non-Lead - Other | No |  | 0 | Installation date is after the lead ban |  |  |  |  | Non-Lead - Other |  |  | Installation date is after the lead ban |  |  |  |  | Non-Lead |  |  |  | Domestic
MTR_027299 | 23809 139TH PL SE | LOT 4 COUNTRY CLUB NORTH 1 |  |  | Non-Lead - Plastic | No | 1999-02-03 | 0.75 | Rectified Plan | No |  |  |  | Non-Lead - Other |  |  | Installation date is after the lead ban |  |  |  |  | Non-Lead |  |  |  | Domestic
MTR_027413 | 13909 SE 237TH PL | LOT 15 JANES PLACE |  |  | Non-Lead - Other | No | 1989-01-13 | 0 | Installation date is after the lead ban |  |  |  |  | Non-Lead - Other |  |  | Installation date is after the lead ban |  |  |  |  | Non-Lead |  |  |  | Domestic
MTR_029216 | 11652 SE 230TH PL | NW 1/4 16-22-5 W.M. PARCEL #352840- 0160 |  |  | Non-Lead - Other | No | 1997-08-22 | 0 | Installation date is after the lead ban |  |  |  |  | Non-Lead - Other |  |  | Installation date is after the lead ban |  |  |  |  | Non-Lead |  |  |  | Domestic
MTR_029359 | 11731 SE 228TH PL | LOT 12 HUNTERS RUN |  |  | Non-Lead - Other | No |  | 0 | Installation date is after the lead ban |  |  |  |  | Non-Lead - Other |  |  | Installation date is after the lead ban |  |  |  |  | Non-Lead |  |  |  | Domestic
MTR_029833 | 14125 SE 238TH LN | LOT 43 THE VILLAGE AT SOOS CREEK |  |  | Non-Lead - Other | No |  | 0 | Installation date is after the lead ban |  |  |  |  | Non-Lead - Other |  |  | Installation date is after the lead ban |  |  |  |  | Non-Lead |  |  |  | Assumed
MTR_029274 | 22577 116TH PL SE | LOT 1 EMERALD COURT |  |  | Non-Lead - Other | No | 2002-08-27 | 0 | Installation date is after the lead ban |  |  |  |  | Non-Lead - Other |  |  | Installation date is after the lead ban |  |  |  |  | Non-Lead |  |  |  | Domestic
MTR_022441 | 10835 SE 192ND ST | PORTION LOT 16 PANTHER LAKE GARDEN |  |  | Non-Lead - Other | Unknown |  | 0 | Statistical analysis |  |  |  |  | Non-Lead - Other |  |  | Statistical analysis |  |  |  |  | Non-Lead |  |  |  | Assumed
MTR_017395 | 18011 120TH AVE SE | L8 L.J. KENNEDY ADDITION |  |  | Non-Lead - Other | No | 1975-08-05 | 0 | Relative Placement |  |  |  |  | Non-Lead - Other |  |  | Statistical analysis |  |  |  |  | Non-Lead |  |  |  | Assumed
MTR_017343 | 11253 SE 182ND ST | L 21 VIEW GARDENS 1 |  |  | Non-Lead - Other | No | 1979-09-01 | 1 | Rectified Plan |  |  |  |  | Non-Lead - Other |  |  | Statistical analysis |  |  |  |  | Non-Lead |  |  |  | Domestic
MTR_019759 | 18825 111TH PL SE | L12 GARDENVIEW EST |  |  | Non-Lead - Other | No |  | 0 | Installation date is after the lead ban |  |  |  |  | Non-Lead - Other |  |  | Installation date is after the lead ban |  |  |  |  | Non-Lead |  |  |  | Domestic
MTR_024643 | 20148 128TH AVE SE | L33 LINDA HIGHLANDS |  |  | Non-Lead - Other | No |  | 0 | Installation date is after the lead ban |  |  |  |  | Non-Lead - Other |  |  | Installation date is after the lead ban |  |  |  |  | Non-Lead |  |  |  | Domestic
MTR_011090 | 11505 SE 160TH PL | LOT 3 BLK2 AKERS FARMS#6 |  |  | Non-Lead - Other | No |  | 0.75 | Installation date is after the lead ban |  |  |  |  | Non-Lead - Other |  |  | Installation date is after the lead ban |  |  |  |  | Non-Lead |  |  |  | Assumed
MTR_002386 | 16520 117TH AVE SE | L 56 CASCADE HILLS 5 |  |  | Non-Lead - Other | No | 2019-08-05 | 0.75 | Rectified Plan |  |  |  |  | Non-Lead - Other |  |  | Statistical analysis |  |  |  |  | Non-Lead |  |  |  | Domestic
MTR_014501 | 11918 SE 168TH ST | L 63 CASCADE HILLS 6 |  |  | Non-Lead - Other | No | 2006-06-08 | 1 | Rectified Plan |  |  |  |  | Non-Lead - Other |  |  | Statistical analysis |  |  |  |  | Non-Lead |  |  |  | Domestic
MTR_011411 | 12717 SE 167TH ST | L 43 CASCADE HILLS 8 |  |  | Non-Lead - Other | Unknown |  | 1 | Statistical analysis |  |  |  |  | Non-Lead - Other |  |  | Statistical analysis |  |  |  |  | Non-Lead |  |  |  | Domestic
MTR_011456 | 12701 SE 166TH ST | L 33 CASCADE HILLS 8 |  |  | Non-Lead Plastic | Unknown |  | 1 | Converted CAD | Yes | Visual inspection at the meter pit | 2024-03-28 |  | Galvanized Requiring Replacement |  |  | Field inspection only with no records | Yes | Visual inspection at the meter pit | 2024-03-28 |  | Galvanized Requiring Replacement |  |  |  | Domestic
MTR_011494 | 12624 SE 166TH ST | L 83 CASCADE HILLS 8 |  |  | Non-Lead - Other | No |  | 1 | Installation date is after the lead ban |  |  |  |  | Non-Lead - Other |  |  | Installation date is after the lead ban |  |  |  |  | Non-Lead |  |  |  | Domestic
MTR_011481 | 12642 SE 165TH ST | L 70 CASCADE HILLS 8 |  |  | Non-Lead - Other | No |  | 1 | Installation date is after the lead ban |  |  |  |  | Non-Lead - Other |  |  | Installation date is after the lead ban |  |  |  |  | Non-Lead |  |  |  | Domestic
MTR_026679 | 23018 128TH PL SE | LOT 40 MISTY MEADOWS #3 |  |  | Non-Lead - Other | No |  | 0 | Installation date is after the lead ban |  |  |  |  | Non-Lead - Other |  |  | Installation date is after the lead ban |  |  |  |  | Non-Lead |  |  |  | Domestic
MTR_003123 | 12823 SE 235TH PL | LOT 8 SINGLE CREEK #1 |  |  | Non-Lead - Other | No |  | 0 | Installation date is after the lead ban |  |  |  |  | Non-Lead - Other |  |  | Installation date is after the lead ban |  |  |  |  | Non-Lead |  |  |  | Assumed
MTR_024059 | 21025 103RD AVE SE | LOT 14 STONEPINE |  |  | Non-Lead - Other | No |  | 0 | Installation date is after the lead ban |  |  |  |  | Non-Lead - Other |  |  | Installation date is after the lead ban |  |  |  |  | Non-Lead |  |  |  | Domestic
MTR_028455 | 12624 SE 222ND PL | LOT 140 SUMMERGLEN #3 |  |  | Non-Lead - Other | No |  | 5.25 | Installation date is after the lead ban |  |  |  |  | Non-Lead - Other |  |  | Installation date is after the lead ban |  |  |  |  | Non-Lead |  |  |  | Hydrant
MTR_027666 | 21623 117TH PL SE | LOT 9 CROWN ROYAL II |  |  | Non-Lead - Other | No |  | 0 | Installation date is after the lead ban |  |  |  |  | Non-Lead - Other |  |  | Installation date is after the lead ban |  |  |  |  | Non-Lead |  |  |  | Assumed
MTR_027573 | 12210 SE 218TH CT | LOT 44 GLEN MAR |  |  | Non-Lead - Plastic | No | 1975-04-29 | 1 | Rectified Plan | No |  |  |  | Non-Lead - Other |  |  | Installation date is after the lead ban |  |  |  |  | Non-Lead |  |  |  | Domestic
MTR_021503 | 14114 SE 192ND ST | TAX LOT 42 34-23-5 |  |  | Non-Lead - Other | No |  | 0 | Installation date is after the lead ban |  |  |  |  | Non-Lead - Other |  |  | Installation date is after the lead ban |  |  |  |  | Non-Lead |  |  |  | Assumed
MTR_016509 | 15923 SE 177TH ST | L96 CANDLEWOOD RIDGE #1 |  |  | Non-Lead - Other | No |  | 0 | Installation date is after the lead ban |  |  |  |  | Non-Lead - Other |  |  | Installation date is after the lead ban |  |  |  |  | Non-Lead |  |  |  | Domestic
MTR_012501 | 18050 169TH AVE SE | LOT 63 TROVITSKY PARK 2 |  |  | Non-Lead - Other | No | 2003-03-14 | 4 | Rectified Plan | No |  |  |  | Non-Lead - Other |  |  | Installation date is after the lead ban |  |  |  |  | Non-Lead |  |  |  | Domestic
MTR_016028 | 18518 W LK DESIRE DR SE | 9929-002075 |  |  | Non-Lead - Other | No | 2010-01-21 | 0 | Rectified Plan |  |  |  |  | Non-Lead - Other |  |  | Statistical analysis |  |  |  |  | Non-Lead |  |  |  | Domestic
MTR_029118 | 11537 SE 221ST PL | LOT 22 PEDERSON PLACE #1 |  |  | Non-Lead - Other | No |  | 0 | Installation date is after the lead ban |  |  |  |  | Non-Lead - Other |  |  | Installation date is after the lead ban |  |  |  |  | Non-Lead |  |  |  | Domestic
MTR_014803 | 17224 116TH AVE SE | LOT 1 SPRING LANE ADDITION |  |  | Non-Lead - Other | No | 2018-01-18 | 0.75 | Installation date is after the lead ban |  |  |  |  | Non-Lead - Other |  |  | Installation date is after the lead ban |  |  |  |  | Non-Lead |  |  |  | Assumed
MTR_029084 | 11503 SE 221ST PL | LOT 13 PEDERSON PLACE |  |  | Non-Lead - Other | No |  | 0 | Installation date is after the lead ban |  |  |  |  | Non-Lead - Other |  |  | Installation date is after the lead ban |  |  |  |  | Non-Lead |  |  |  | Domestic
MTR_014140 | 17223 116TH AVE SE | TL 143 SEC 29-23-5 |  |  | Non-Lead - Other | No | 2018-01-18 | 1 | Relative Placement |  |  |  |  | Non-Lead - Other |  |  | Statistical analysis |  |  |  |  | Non-Lead |  |  |  | Unknown
MTR_020237 | 10530 SE 206TH PL | LOT 8 KIRKS ADDITION |  |  | Non-Lead - Other | No |  | 0 | Installation date is after the lead ban |  |  |  |  | Non-Lead - Other |  |  | Installation date is after the lead ban |  |  |  |  | Non-Lead |  |  |  | Domestic
MTR_020404 | 10023 SE 204TH ST | LOT 23 MAYVILLA PARK #1 |  |  | Non-Lead - Other | Unknown |  | 0 | Statistical analysis |  |  |  |  | Non-Lead - Other |  |  | Statistical analysis |  |  |  |  | Non-Lead |  |  |  | Assumed
MTR_020241 | 10533 SE 206TH PL | LOT 7 KIRKS ADDITION |  |  | Non-Lead - Other | No |  | 0 | Installation date is after the lead ban |  |  |  |  | Non-Lead - Other |  |  | Installation date is after the lead ban |  |  |  |  | Non-Lead |  |  |  | Domestic
MTR_018664 | 20221 97TH CT S | LOT 4 CHESTNUT RIDGE #1 |  |  | Non-Lead - Other | No |  | 0 | Installation date is after the lead ban |  |  |  |  | Non-Lead - Other |  |  | Installation date is after the lead ban |  |  |  |  | Non-Lead |  |  |  | Domestic
MTR_026279 | 11838 SE 204TH ST | LOT 8 EAST PANTHER #1 |  |  | Non-Lead - Other | No |  | 0 | Installation date is after the lead ban |  |  |  |  | Non-Lead - Other |  |  | Installation date is after the lead ban |  |  |  |  | Non-Lead |  |  |  | Assumed
MTR_017526 | 11841 SE 176TH CT | LOT 7 PETROVISTA |  |  | Non-Lead - Other | No | 2006-12-21 | 0 | Installation date is after the lead ban |  |  |  |  | Non-Lead - Other |  |  | Installation date is after the lead ban |  |  |  |  | Non-Lead |  |  |  | Domestic
MTR_021040 | 13544 SE 185TH CT | L209 FOREST ESTATES 2 |  |  | Non-Lead - Other | No |  | 0 | Installation date is after the lead ban |  |  |  |  | Non-Lead - Other |  |  | Installation date is after the lead ban |  |  |  |  | Non-Lead |  |  |  | Domestic
MTR_026723 | 23131 131ST AVE SE | LOT 3 MISTY MEADOWS 1 |  |  | Non-Lead - Other | No |  | 0 | Installation date is after the lead ban |  |  |  |  | Non-Lead - Other |  |  | Installation date is after the lead ban |  |  |  |  | Non-Lead |  |  |  | Domestic
MTR_026696 | 23020 129TH AVE SE | LOT 2 MISTY MEADOWS #3 |  |  | Non-Lead - Other | No |  | 0 | Installation date is after the lead ban |  |  |  |  | Non-Lead - Other |  |  | Installation date is after the lead ban |  |  |  |  | Non-Lead |  |  |  | Domestic
MTR_020745 | 18719 131ST AVE SE | LOT 44 BOULEVARD LANE #4 |  |  | Non-Lead - Other | No |  | 1 | Installation date is after the lead ban |  |  |  |  | Non-Lead - Other |  |  | Installation date is after the lead ban |  |  |  |  | Non-Lead |  |  |  | Domestic
MTR_015798 | 18521 147TH CT SE | LOT 31 FAIRHAVEN #2 |  |  | Non-Lead - Other | No | 2001-07-27 | 0 | Installation date is after the lead ban |  |  |  |  | Non-Lead - Other |  |  | Installation date is after the lead ban |  |  |  |  | Non-Lead |  |  |  | Domestic
MTR_021130 | 13713 SE 186TH PL | LOT 78 CEDARWOOD ESTATES (WINDHAM E STATES) |  |  | Non-Lead - Other | No | 1989-09-20 | 0 | Installation date is after the lead ban |  |  |  |  | Non-Lead - Other |  |  | Installation date is after the lead ban |  |  |  |  | Non-Lead |  |  |  | Domestic
MTR_018044 | 13428 SE 181ST PL | LOT 28 FOREST ESTATES #4 |  |  | Non-Lead - Other | No | 1986-04-01 | 0 | Installation date is after the lead ban |  |  |  |  | Non-Lead - Other |  |  | Installation date is after the lead ban |  |  |  |  | Non-Lead |  |  |  | Domestic
MTR_021843 | 19405 135TH AVE SE | LOT 25 FAIRFIELD GLEN |  |  | Non-Lead - Other | No |  | 0 | Converted CAD | No |  |  |  | Non-Lead - Other |  |  | Installation date is after the lead ban |  |  |  |  | Non-Lead |  |  |  | Domestic
MTR_019552 | 19140 110TH PL SE | LOT 3 FORD TOWNHOMES |  |  | Non-Lead - Other | No | 1997-06-17 | 0 | Installation date is after the lead ban |  |  |  |  | Non-Lead - Other |  |  | Installation date is after the lead ban |  |  |  |  | Non-Lead |  |  |  | Domestic
MTR_029924 | 16044 123RD PL SE | LOT 9 BLOCK 3 CASCADE VILLAGE #2 |  |  | Non-Lead Plastic | No | 2016-06-22 | 0.75 | Rectified Plan | Yes | Visual inspection at the meter pit | 2024-02-09 |  | Non-Lead Plastic |  |  | Field inspection only with no records | Yes | Visual inspection at the meter pit | 2024-02-09 |  | Non-Lead |  |  |  | Domestic
MTR_014309 | 16826 108TH AVE SE | TAX LOT 38 S-T-R SE 2-23-5 |  |  | Non-Lead - Other | Unknown |  | 0.75 | Statistical analysis |  |  |  |  | Non-Lead - Other |  |  | Statistical analysis |  |  |  |  | Non-Lead |  |  |  | Assumed
MTR_028496 | 22208 124TH AVE SE | LOT 56 SUMMERGLEN #1 |  |  | Non-Lead - Other | No |  | 0 | Installation date is after the lead ban |  |  |  |  | Non-Lead - Other |  |  | Installation date is after the lead ban |  |  |  |  | Non-Lead |  |  |  | Domestic
MTR_008533 | 12402 SE 236TH PL | LOT 13 GAGES GROVE |  |  | Non-Lead - Other | No | 2005-08-18 | 0 | Rectified Plan | No |  |  |  | Non-Lead - Other |  |  | Installation date is after the lead ban |  |  |  |  | Non-Lead |  |  |  | Domestic
MTR_029700 | 11135 SE 226TH ST | LOT 41 KENTON FIRS 2 |  |  | Non-Lead - Other | Unknown |  | 0 | Statistical analysis |  |  |  |  | Non-Lead - Other |  |  | Statistical analysis |  |  |  |  | Non-Lead |  |  |  | Domestic
MTR_021541 | 19243 143RD PL SE | TL 178 E 1/2/ 3-22-5 |  |  | Non-Lead - Other | Unknown |  | 0 | Statistical analysis |  |  |  |  | Non-Lead - Other |  |  | Statistical analysis |  |  |  |  | Non-Lead |  |  |  | Assumed
MTR_029264 | 10909 SE 227TH PL | L8 CLARKS GLEN |  |  | Non-Lead - Other | Unknown |  | 0 | Statistical analysis |  |  |  |  | Non-Lead - Other |  |  | Statistical analysis |  |  |  |  | Non-Lead |  |  |  | Domestic
MTR_028170 | 22306 129TH PL SE | LOT 1 MATHESON PARK #1 |  |  | Non-Lead - Other | No | 1995-07-21 | 0 | Installation date is after the lead ban |  |  |  |  | Non-Lead - Other |  |  | Installation date is after the lead ban |  |  |  |  | Non-Lead |  |  |  | Domestic
MTR_003958 | 23734 126TH PL SE | LOT 47 WINSBERG HAVEN (FIELDSTONE) |  |  | Non-Lead - Other | No | 1995-08-22 | 4 | Rectified Plan | No |  |  |  | Non-Lead - Other |  |  | Installation date is after the lead ban |  |  |  |  | Non-Lead |  |  |  | Domestic
MTR_021483 | 14408 SE 198TH ST | LOT 29 RUDDELLS 3RD ADD |  |  | Non-Lead - Other | No |  | 0 | Installation date is after the lead ban |  |  |  |  | Non-Lead - Other |  |  | Installation date is after the lead ban |  |  |  |  | Non-Lead |  |  |  | Domestic
MTR_021477 | 19521 145TH AVE SE | L23 RUDELLS 3RD ADDITION |  |  | Non-Lead - Other | No |  | 0 | Installation date is after the lead ban |  |  |  |  | Non-Lead - Other |  |  | Installation date is after the lead ban |  |  |  |  | Non-Lead |  |  |  | Domestic
MTR_021775 | 13352 SE 197TH ST | LOT 12 FOREST TRAILS #5 |  |  | Non-Lead - Other | No |  | 0 | Rectified Plan | No |  |  |  | Non-Lead - Other |  |  | Installation date is after the lead ban |  |  |  |  | Non-Lead |  |  |  | Domestic
MTR_021835 | 19215 135TH AVE SE | LOT 33 FAIRFIELD GLEN |  |  | Non-Lead - Other | No |  | 0 | Installation date is after the lead ban |  |  |  |  | Non-Lead - Other |  |  | Installation date is after the lead ban |  |  |  |  | Non-Lead |  |  |  | Domestic
MTR_018816 | 10314 SE 186TH ST | LOT 7 FREDERICKS PLACE |  |  | Non-Lead - Other | No | 1995-09-21 | 0 | Installation date is after the lead ban |  |  |  |  | Non-Lead - Other |  |  | Installation date is after the lead ban |  |  |  |  | Non-Lead |  |  |  | Domestic
MTR_011124 | 11114 SE 162ND ST | S 120 OF E 120 LOT 3 BLOCK 1 AKER 'S FARMS #6 |  |  | Non-Lead Plastic | Unknown |  | 0 | Converted CAD | Yes | Visual inspection at the meter pit | 2024-02-06 |  | Galvanized Requiring Replacement |  |  | Field inspection only with no records | Yes | Visual inspection at the meter pit | 2024-02-06 |  | Galvanized Requiring Replacement |  |  |  | Domestic
MTR_019269 | 9419 S 196TH PL | LOT 14 OLYMPIC PEAK ESTATES |  |  | Non-Lead - Other | No | 2004-07-14 | 0 | Installation date is after the lead ban |  |  |  |  | Non-Lead - Other |  |  | Installation date is after the lead ban |  |  |  |  | Non-Lead |  |  |  | Domestic
MTR_019963 | 19990 101ST AVE SE | LOT 15 WATERSHED TERRACE |  |  | Non-Lead - Other | No | 2003-08-27 | 0 | Installation date is after the lead ban |  |  |  |  | Non-Lead - Other |  |  | Installation date is after the lead ban |  |  |  |  | Non-Lead |  |  |  | Domestic
MTR_012583 | 16948 SE 183RD PL | LOT 46 TROVITSKY PARK |  |  | Non-Lead - Other | No | 2003-03-14 | 4 | Rectified Plan | No |  |  |  | Non-Lead - Other |  |  | Installation date is after the lead ban |  |  |  |  | Non-Lead |  |  |  | Domestic
MTR_024413 | 20312 131ST PL SE | LOT 7 GREYSTONE |  |  | Non-Lead - Other | No | 1995-08-03 | 0 | Installation date is after the lead ban |  |  |  |  | Non-Lead - Other |  |  | Installation date is after the lead ban |  |  |  |  | Non-Lead |  |  |  | Domestic
MTR_020270 | 20701 104TH PL SE | L1 B1 JO-VEL MANOR |  |  | Non-Lead - Other | Unknown |  | 0 | Statistical analysis |  |  |  |  | Non-Lead - Other |  |  | Statistical analysis |  |  |  |  | Non-Lead |  |  |  | Domestic
MTR_020382 | 20315 100TH AVE SE | LOT 54 CHESTNUT RIDGE #1 |  |  | Non-Lead - Other | No |  | 0 | Installation date is after the lead ban |  |  |  |  | Non-Lead - Other |  |  | Installation date is after the lead ban |  |  |  |  | Non-Lead |  |  |  | Assumed
MTR_020968 | 18435 134TH AVE SE | LOT 47 FOREST ESTATES #1 |  |  | Non-Lead - Other | No | 1978-08-01 | 0 | Installation date is after the lead ban |  |  |  |  | Non-Lead - Other |  |  | Installation date is after the lead ban |  |  |  |  | Non-Lead |  |  |  | Domestic
MTR_020994 | 18509 132ND PL SE | LOT 53 FOREST ESTATES 1 |  |  | Non-Lead - Other | No | 1978-08-01 | 0 | Installation date is after the lead ban |  |  |  |  | Non-Lead - Other |  |  | Installation date is after the lead ban |  |  |  |  | Non-Lead |  |  |  | Hydrant
MTR_018042 | 13404 SE 181ST PL | LOT 431 FOREST ESTATES 4 |  |  | Non-Lead - Other | No | 1986-04-01 | 0 | Installation date is after the lead ban |  |  |  |  | Non-Lead - Other |  |  | Installation date is after the lead ban |  |  |  |  | Non-Lead |  |  |  | Domestic
MTR_017980 | 13307 SE 184TH ST | L340 FOREST ESTS #3 |  |  | Non-Lead - Other | No | 1983-08-01 | 0 | Installation date is after the lead ban |  |  |  |  | Non-Lead - Other |  |  | Installation date is after the lead ban |  |  |  |  | Non-Lead |  |  |  | Domestic
MTR_021062 | 13636 SE 192ND ST | TL 80 W1/2 SEC 34-23-5 |  |  | Non-Lead - Other | Unknown |  | 0 | Statistical analysis |  |  |  |  | Non-Lead - Other |  |  | Statistical analysis |  |  |  |  | Non-Lead |  |  |  | Assumed
MTR_018029 | 13402 SE 182ND ST | LOT 415 FOREST ESTATES #4 |  |  | Non-Lead - Other | No | 1986-04-01 | 0 | Installation date is after the lead ban |  |  |  |  | Non-Lead - Other |  |  | Installation date is after the lead ban |  |  |  |  | Non-Lead |  |  |  | Domestic
MTR_026406 | 22517 126TH AVE SE | LOT 78 PHEASANTS HOLLOW |  |  | Non-Lead - Other | No | 1996-02-26 | 0 | Installation date is after the lead ban |  |  |  |  | Non-Lead - Other |  |  | Installation date is after the lead ban |  |  |  |  | Non-Lead |  |  |  | Domestic
MTR_023065 | 21455 100TH AVE SE | TL78 E1/2 SEC 7-22-5 |  |  | Non-Lead - Other | No | 2003-04-23 | 0 | Rectified Plan |  |  |  |  | Non-Lead - Other |  |  | Statistical analysis |  |  |  |  | Non-Lead |  |  |  | Domestic
MTR_017453 | 18417 120TH AVE SE | 9921-010640 |  |  | Non-Lead - Other | No | 1975-08-05 | 0 | Relative Placement |  |  |  |  | Non-Lead - Other |  |  | Statistical analysis |  |  |  |  | Non-Lead |  |  |  | Assumed
MTR_015041 | 12029 SE PETROVITSKY RD | 9921-013350 |  |  | Non-Lead Plastic | Unknown |  | 0 | Rectified Plan | Yes | Visual inspection at the meter pit | 2024-02-21 |  | Non-Lead Plastic |  |  | Field inspection only with no records | Yes | Visual inspection at the meter pit | 2024-02-21 |  | Non-Lead |  |  |  | Domestic
MTR_021229 | 19910 142ND PL SE | LOT 11 COUNTRY GATE |  |  | Non-Lead - Other | No | 2001-02-01 | 0 | Installation date is after the lead ban |  |  |  |  | Non-Lead - Other |  |  | Installation date is after the lead ban |  |  |  |  | Non-Lead |  |  |  | Domestic
MTR_021232 | 19814 142ND PL SE | LOT 8 COUNTRY GATE |  |  | Non-Lead - Other | No | 2001-02-01 | 0 | Installation date is after the lead ban |  |  |  |  | Non-Lead - Other |  |  | Installation date is after the lead ban |  |  |  |  | Non-Lead |  |  |  | Domestic
MTR_021238 | 14210 SE 198TH ST | LOT 2 COUNTRY GATE |  |  | Non-Lead - Other | No | 2001-02-01 | 0 | Installation date is after the lead ban |  |  |  |  | Non-Lead - Other |  |  | Installation date is after the lead ban |  |  |  |  | Non-Lead |  |  |  | Domestic
MTR_021488 | 14509 SE 198TH ST | RUDDELLS 3RD L 81 |  |  | Non-Lead - Other | No |  | 0 | Installation date is after the lead ban |  |  |  |  | Non-Lead - Other |  |  | Installation date is after the lead ban |  |  |  |  | Non-Lead |  |  |  | Domestic
MTR_020690 | 18923 131ST AVE SE | L 49 BLVD. LANE 7 |  |  | Non-Lead - Other | No | 1976-05-24 | 0 | Installation date is after the lead ban |  |  |  |  | Non-Lead - Other |  |  | Installation date is after the lead ban |  |  |  |  | Non-Lead |  |  |  | Domestic
MTR_023419 | 21404 108TH AVE SE | TL 61 8-22-5 |  |  | Non-Lead - Other | Unknown |  | 0 | Statistical analysis |  |  |  |  | Non-Lead - Other |  |  | Statistical analysis |  |  |  |  | Non-Lead |  |  |  | Assumed
MTR_020986 | 18630 132ND PL SE | LOT 68 FOREST ESTATES |  |  | Non-Lead - Other | No | 1978-08-01 | 0 | Installation date is after the lead ban |  |  |  |  | Non-Lead - Other |  |  | Installation date is after the lead ban |  |  |  |  | Non-Lead |  |  |  | Domestic
MTR_020679 | 18908 131ST PL SE | L 24 BLVD. LANE 7 |  |  | Non-Lead - Other | No | 1976-05-24 | 0 | Installation date is after the lead ban |  |  |  |  | Non-Lead - Other |  |  | Installation date is after the lead ban |  |  |  |  | Non-Lead |  |  |  | Domestic
MTR_021433 | 19728 143RD PL SE | LOT 58 RUDDELLS 3RD ADD |  |  | Non-Lead - Other | No |  | 0 | Installation date is after the lead ban |  |  |  |  | Non-Lead - Other |  |  | Installation date is after the lead ban |  |  |  |  | Non-Lead |  |  |  | Domestic
MTR_016147 | 15905 SE 184TH ST | LOT 10 CARRIAGEWOOD 8 |  |  | Non-Lead - Plastic | No | 1983-07-01 | 0 | Rectified Plan | No |  |  |  | Non-Lead - Other |  |  | Installation date is after the lead ban |  |  |  |  | Non-Lead |  |  |  | Domestic
MTR_014802 | 17232 116TH AVE SE | L 2 SPRING LANE |  |  | Non-Lead Plastic | No | 2018-01-18 | 0.75 | Relative Placement | Yes | Visual inspection at the meter pit | 2024-02-12 |  | Galvanized Requiring Replacement |  |  | Field inspection only with no records | Yes | Visual inspection at the meter pit | 2024-02-12 |  | Galvanized Requiring Replacement |  |  |  | Assumed
MTR_014801 | 17236 116TH AVE SE | L 3 SPRING LANE |  |  | Non-Lead - Other | No | 2018-01-18 | 0.75 | Relative Placement |  |  |  |  | Non-Lead - Other |  |  | Statistical analysis |  |  |  |  | Non-Lead |  |  |  | Assumed
MTR_019984 | 10113 SE 192ND PL | LOT 5 TALBOT RIDGE ESTATES |  |  | Non-Lead - Other | No | 2009-08-19 | 0 | Installation date is after the lead ban |  |  |  |  | Non-Lead - Other |  |  | Installation date is after the lead ban |  |  |  |  | Non-Lead |  |  |  | Domestic
MTR_020013 | 10415 SE 202ND PL | LOT 2 KING CO SHORT PLAT #L9350003 |  |  | Non-Lead - Other | No | 1995-10-02 | 0 | Installation date is after the lead ban |  |  |  |  | Non-Lead - Other |  |  | Installation date is after the lead ban |  |  |  |  | Non-Lead |  |  |  | Domestic
MTR_024324 | 22005 103RD PL SE | W128.76 N15 S543+ TR 21 UNEEDAN O RCHARD |  |  | Non-Lead - Other | Unknown |  | 0 | Statistical analysis |  |  |  |  | Non-Lead - Other |  |  | Statistical analysis |  |  |  |  | Non-Lead |  |  |  | Domestic
MTR_023679 | 10029 SE 224TH ST | TL108 W1/2 SEC. 17-22-5 |  |  | Non-Lead - Other | No | 2000-12-08 | 0 | Installation date is after the lead ban |  |  |  |  | Non-Lead - Other |  |  | Installation date is after the lead ban |  |  |  |  | Non-Lead |  |  |  | Domestic
MTR_024362 | 22118 104TH PL SE | E128.55 LESS S302.16 LESS N262.5 T R20 UNEEDAN ORD |  |  | Non-Lead - Other | Unknown |  | 0 | Statistical analysis |  |  |  |  | Non-Lead - Other |  |  | Statistical analysis |  |  |  |  | Non-Lead |  |  |  | Domestic
MTR_023798 | 22037 102ND PL SE | LOT 6 ANNANDALE |  |  | Non-Lead - Other | No | 2004-07-27 | 0 | Installation date is after the lead ban |  |  |  |  | Non-Lead - Other |  |  | Installation date is after the lead ban |  |  |  |  | Non-Lead |  |  |  | Domestic
MTR_025696 | 12759 SE 211TH ST | LOT 7 LAUREL SPRINGS |  |  | Non-Lead - Other | No | 2003-12-11 | 0.75 | Installation date is after the lead ban |  |  |  |  | Non-Lead - Other |  |  | Installation date is after the lead ban |  |  |  |  | Non-Lead |  |  |  | Domestic
MTR_025407 | 12021 SE 210TH ST | L 29 HARMONELL ADD. |  |  | Non-Lead - Other | Unknown |  | 0 | Statistical analysis |  |  |  |  | Non-Lead - Other |  |  | Statistical analysis |  |  |  |  | Non-Lead |  |  |  | Assumed
MTR_023063 | 21441 100TH AVE SE | TL52 E1/2 SEC 7-22-5 |  |  | Non-Lead - Other | No | 2003-04-23 | 0 | Rectified Plan |  |  |  |  | Non-Lead - Other |  |  | Statistical analysis |  |  |  |  | Non-Lead |  |  |  | Domestic
MTR_009766 | 12520 SE 240TH ST | Det check |  |  | Non-Lead - Other | No | 2007-03-08 | 1 | Rectified Plan | No |  |  |  | Non-Lead - Other |  |  | Installation date is after the lead ban |  |  |  |  | Non-Lead |  |  |  | Domestic
MTR_019976 | 19218 102ND AVE SE | LOT 3 KING COUNTY SHORT PLAT #38413 9 |  |  | Non-Lead - Other | No |  | 0 | Installation date is after the lead ban |  |  |  |  | Non-Lead - Other |  |  | Installation date is after the lead ban |  |  |  |  | Non-Lead |  |  |  | Domestic
MTR_023911 | 10020 SE 212TH ST | 9908-006120 |  |  | Non-Lead - Other | No |  | 0 | Installation date is after the lead ban |  |  |  |  | Non-Lead - Other |  |  | Installation date is after the lead ban |  |  |  |  | Non-Lead |  |  |  | Domestic
MTR_020770 | 13003 SE 188TH PL | L 32 BLVD. LANE 6 |  |  | Non-Lead - Other | No | 1969-05-01 | 0 | Installation date is after the lead ban |  |  |  |  | Non-Lead - Other |  |  | Installation date is after the lead ban |  |  |  |  | Non-Lead |  |  |  | Domestic
MTR_020774 | 13007 SE 188TH PL | L 33 BLVD. LANE 6 |  |  | Non-Lead - Other | No | 1969-05-01 | 0 | Installation date is after the lead ban |  |  |  |  | Non-Lead - Other |  |  | Installation date is after the lead ban |  |  |  |  | Non-Lead |  |  |  | Domestic
MTR_024557 | 20220 127TH PL SE | L25 SHERLYN PARK |  |  | Non-Lead - Other | No |  | 0 | Installation date is after the lead ban |  |  |  |  | Non-Lead - Other |  |  | Installation date is after the lead ban |  |  |  |  | Non-Lead |  |  |  | Domestic
MTR_021944 | 19455 136TH PL SE | L14 BLK1 ALPINE MANOR |  |  | Non-Lead - Other | Unknown |  | 0 | Statistical analysis |  |  |  |  | Non-Lead - Other |  |  | Statistical analysis |  |  |  |  | Non-Lead |  |  |  | Assumed
MTR_017080 | 17818 114TH PL SE | LOT 18 MORNING GLEN |  |  | Non-Lead - Other | No | 1996-03-12 | 0 | Installation date is after the lead ban |  |  |  |  | Non-Lead - Other |  |  | Installation date is after the lead ban |  |  |  |  | Non-Lead |  |  |  | Domestic
MTR_015040 | 12107 SE PETROVITSKY RD | TL53 W1/2 SEC 28-23-5 |  |  | Non-Lead - Other | Unknown |  | 0 | Statistical analysis |  |  |  |  | Non-Lead - Other |  |  | Statistical analysis |  |  |  |  | Non-Lead |  |  |  | Domestic
MTR_024647 | 20104 128TH AVE SE | L37 LINDA HIGHLANDS |  |  | Non-Lead - Other | No |  | 0 | Installation date is after the lead ban |  |  |  |  | Non-Lead - Other |  |  | Installation date is after the lead ban |  |  |  |  | Non-Lead |  |  |  | Domestic
MTR_021297 | 19334 144TH CT SE | L31 FAIRWOOD GLEN |  |  | Non-Lead - Other | No |  | 0 | Installation date is after the lead ban |  |  |  |  | Non-Lead - Other |  |  | Installation date is after the lead ban |  |  |  |  | Non-Lead |  |  |  | Domestic
MTR_019747 | 11044 SE 192ND ST | 9919-002350 |  |  | Non-Lead - Other | No |  | 0 | Installation date is after the lead ban |  |  |  |  | Non-Lead - Other |  |  | Installation date is after the lead ban |  |  |  |  | Non-Lead |  |  |  | Assumed
MTR_017754 | 10850 SE 182ND ST | L7 BLK1 BENSON TERR. #4 |  |  | Non-Lead - Other | Unknown |  | 0 | Statistical analysis |  |  |  |  | Non-Lead - Other |  |  | Statistical analysis |  |  |  |  | Non-Lead |  |  |  | Assumed
MTR_019221 | 19267 98TH AVE S | L11 SPRINGBROOK TERR |  |  | Non-Lead - Other | No | 1984-06-01 | 0 | Installation date is after the lead ban |  |  |  |  | Non-Lead - Other |  |  | Installation date is after the lead ban |  |  |  |  | Non-Lead |  |  |  | Assumed
MTR_017657 | 17649 111TH AVE SE | L29 HIGGENBOTHAM ADD. |  |  | Non-Lead - Other | Unknown |  | 0 | Statistical analysis |  |  |  |  | Non-Lead - Other |  |  | Statistical analysis |  |  |  |  | Non-Lead |  |  |  | Assumed
MTR_025383 | 21000 121ST PL SE | L 36 CARENA TERRACE 1 |  |  | Non-Lead - Other | No |  | 0 | Installation date is after the lead ban |  |  |  |  | Non-Lead - Other |  |  | Installation date is after the lead ban |  |  |  |  | Non-Lead |  |  |  | Domestic
MTR_022458 | 19367 113TH AVE SE | LOT 44 PANTHER MEADOWS |  |  | Non-Lead - Other | No | 2004-07-26 | 0 | Installation date is after the lead ban |  |  |  |  | Non-Lead - Other |  |  | Installation date is after the lead ban |  |  |  |  | Non-Lead |  |  |  | Domestic
MTR_026027 | 20136 111TH WAY SE | LOT 41 VILA REAL |  |  | Non-Lead - Other | No | 2007-05-03 | 0 | Installation date is after the lead ban |  |  |  |  | Non-Lead - Other |  |  | Installation date is after the lead ban |  |  |  |  | Non-Lead |  |  |  | Domestic
MTR_026263 | 12202 SE 204TH ST | LOT 15 WHITNEY GLENN |  |  | Non-Lead - Other | No |  | 0 | Installation date is after the lead ban |  |  |  |  | Non-Lead - Other |  |  | Installation date is after the lead ban |  |  |  |  | Non-Lead |  |  |  | Domestic
MTR_020334 | 10645 SE 200TH ST | TL 154 W1/2 SEC 5/22/5 |  |  | Non-Lead - Other | Unknown |  | 0 | Statistical analysis |  |  |  |  | Non-Lead - Other |  |  | Statistical analysis |  |  |  |  | Non-Lead |  |  |  | Assumed
MTR_020005 | 20316 102ND AVE SE | LOT 5 MAPLE TREE ESTATES |  |  | Non-Lead - Other | No | 2009-08-19 | 0 | Installation date is after the lead ban |  |  |  |  | Non-Lead - Other |  |  | Installation date is after the lead ban |  |  |  |  | Non-Lead |  |  |  | Domestic
MTR_020489 | 20237 103RD PL SE | L9 BLK2 CHERRY TERR |  |  | Copper | Unknown |  | 0 | Relative Placement | Yes | Visual inspection at the meter pit | 2024-01-30 |  | Non-Lead Plastic |  |  | Field inspection only with no records | Yes | Visual inspection at the meter pit | 2024-01-30 |  | Non-Lead |  |  |  | Assumed
MTR_026260 | 20315 122ND CT SE | LOT 12 WHITNEY GLENN |  |  | Non-Lead - Other | No |  | 0 | Installation date is after the lead ban |  |  |  |  | Non-Lead - Other |  |  | Installation date is after the lead ban |  |  |  |  | Non-Lead |  |  |  | Domestic
MTR_025462 | 20902 126TH AVE SE | LOT 33 SHADOW RUN |  |  | Non-Lead - Other | No | 1987-11-25 | 0 | Installation date is after the lead ban |  |  |  |  | Non-Lead - Other |  |  | Installation date is after the lead ban |  |  |  |  | Non-Lead |  |  |  | Domestic
MTR_022729 | 11617 SE 199TH ST | LOT 17 SPRING HILL WEST |  |  | Non-Lead - Other | No | 2004-03-09 | 0 | Installation date is after the lead ban |  |  |  |  | Non-Lead - Other |  |  | Installation date is after the lead ban |  |  |  |  | Non-Lead |  |  |  | Domestic
MTR_023470 | 11055 SE 212TH ST | L49 BENSON HILLS #2 |  |  | Non-Lead - Other | Unknown |  | 0 | Statistical analysis |  |  |  |  | Non-Lead - Other |  |  | Statistical analysis |  |  |  |  | Non-Lead |  |  |  | Assumed
MTR_025030 | 11916 SE 212TH PL | LOT 20 EL DORADO HILLS 1 |  |  | Non-Lead - Other | No | 1981-02-01 | 0 | Installation date is after the lead ban |  |  |  |  | Non-Lead - Other |  |  | Installation date is after the lead ban |  |  |  |  | Non-Lead |  |  |  | Domestic
MTR_023736 | 10025 SE 219TH PL | LOT 12 KARA CREST |  |  | Non-Lead - Other | No | 2001-08-23 | 0 | Installation date is after the lead ban |  |  |  |  | Non-Lead - Other |  |  | Installation date is after the lead ban |  |  |  |  | Non-Lead |  |  |  | Domestic
MTR_023960 | 10304 SE 210TH PL | LOT 58 STONEPINE |  |  | Non-Lead - Other | No |  | 0 | Installation date is after the lead ban |  |  |  |  | Non-Lead - Other |  |  | Installation date is after the lead ban |  |  |  |  | Non-Lead |  |  |  | Assumed
MTR_001641 | 20005 108TH AVE SE | L17 SECT 5-22-5 |  |  | Non-Lead - Other | Unknown |  | 0.75 | Statistical analysis |  |  |  |  | Non-Lead - Other |  |  | Statistical analysis |  |  |  |  | Non-Lead |  |  |  | Assumed
MTR_020381 | 20323 100TH AVE SE | LOT 55 CHESTNUT RIDGE #1 |  |  | Non-Lead - Other | No |  | 0 | Installation date is after the lead ban |  |  |  |  | Non-Lead - Other |  |  | Installation date is after the lead ban |  |  |  |  | Non-Lead |  |  |  | Assumed
MTR_019238 | 19821 95TH AVE S | L8 SPBROOK RANCHETTES #2 |  |  | Non-Lead - Other | Unknown |  | 0 | Statistical analysis |  |  |  |  | Non-Lead - Other |  |  | Statistical analysis |  |  |  |  | Non-Lead |  |  |  | Assumed
MTR_018645 | 9706 S 204TH CT | LOT 41 CHESTNUT RIDGE #1 |  |  | Non-Lead - Other | No |  | 0 | Installation date is after the lead ban |  |  |  |  | Non-Lead - Other |  |  | Installation date is after the lead ban |  |  |  |  | Non-Lead |  |  |  | Domestic
MTR_020047 | 10500 SE 204TH PL | LOT 2 KAYWOOD ESTATES 2 |  |  | Non-Lead - Other | No | 1998-02-02 | 0 | Installation date is after the lead ban |  |  |  |  | Non-Lead - Other |  |  | Installation date is after the lead ban |  |  |  |  | Non-Lead |  |  |  | Domestic
MTR_026046 | 11809 SE 203RD ST | LOT 17 HEDLUND MEADOWS |  |  | Non-Lead - Other | No | 1995-08-01 | 0 | Installation date is after the lead ban |  |  |  |  | Non-Lead - Other |  |  | Installation date is after the lead ban |  |  |  |  | Non-Lead |  |  |  | Domestic
MTR_015153 | 15826 123RD AVE SE | LOT 16 BLOCK 4 CASCADE VILLAGE #2 |  |  | Non-Lead - Other | No | 2014-04-16 | 1 | Rectified Plan |  |  |  |  | Non-Lead - Other |  |  | Statistical analysis |  |  |  |  | Non-Lead |  |  |  | Domestic
MTR_025401 | 12013 SE 209TH ST | LOT 18 HARMONELL ADDITION |  |  | Non-Lead - Other | Unknown |  | 0 | Statistical analysis |  |  |  |  | Non-Lead - Other |  |  | Statistical analysis |  |  |  |  | Non-Lead |  |  |  | Assumed
MTR_029235 | 11236 SE 224TH PL | LOT 1 WILLIAMSBURG ESTATES |  |  | Non-Lead - Other | No | 2000-10-04 | 0 | Installation date is after the lead ban |  |  |  |  | Non-Lead - Other |  |  | Installation date is after the lead ban |  |  |  |  | Non-Lead |  |  |  | Domestic
MTR_028112 | 22012 120TH AVE SE | LOT 15 MEADOW GLEN #2 |  |  | Non-Lead - Other | No |  | 0 | Installation date is after the lead ban |  |  |  |  | Non-Lead - Other |  |  | Installation date is after the lead ban |  |  |  |  | Non-Lead |  |  |  | Domestic
MTR_007640 | 16533 117TH AVE SE | LOT 52 CASCADE HILLS #5 |  |  | Non-Lead - Other | No | 2019-08-05 | 0.75 | Rectified Plan |  |  |  |  | Non-Lead - Other |  |  | Statistical analysis |  |  |  |  | Non-Lead |  |  |  | Domestic
MTR_027947 | 21628 120TH AVE SE | LOT 41 CROWN ROYAL |  |  | Non-Lead - Other | No |  | 0 | Installation date is after the lead ban |  |  |  |  | Non-Lead - Other |  |  | Installation date is after the lead ban |  |  |  |  | Non-Lead |  |  |  | Assumed
MTR_019018 | 10305 SE 190TH PL | LOT 12 PANTHER MEADOW |  |  | Non-Lead - Other | No | 1989-06-05 | 0 | Installation date is after the lead ban |  |  |  |  | Non-Lead - Other |  |  | Installation date is after the lead ban |  |  |  |  | Non-Lead |  |  |  | Domestic
MTR_015720 | 821 S 38TH CT | LOT 21 SUNNYBROOK |  |  | Non-Lead - Other | No | 2004-01-22 | 0 | Installation date is after the lead ban |  |  |  |  | Non-Lead - Other |  |  | Installation date is after the lead ban |  |  |  |  | Non-Lead |  |  |  | Domestic
MTR_025420 | 20906 120TH PL SE | L 19 HARMONELL ADD. |  |  | Non-Lead - Other | Unknown |  | 0 | Statistical analysis |  |  |  |  | Non-Lead - Other |  |  | Statistical analysis |  |  |  |  | Non-Lead |  |  |  | Assumed
MTR_019078 | 18808 102ND AVE SE | POR TL 308 SEC 32-23-5 |  |  | Non-Lead - Other | No | 1979-09-01 | 0 | Installation date is after the lead ban |  |  |  |  | Non-Lead - Other |  |  | Installation date is after the lead ban |  |  |  |  | Non-Lead |  |  |  | Assumed
MTR_019055 | 10419 SE 188TH CT | LOT 14 COUGAR MEADOWS |  |  | Non-Lead - Other | No | 1989-10-23 | 0 | Installation date is after the lead ban |  |  |  |  | Non-Lead - Other |  |  | Installation date is after the lead ban |  |  |  |  | Non-Lead |  |  |  | Domestic
MTR_012562 | 18261 168TH WAY SE | LOT 24 TROVITSKY PARK 2 |  |  | Non-Lead - Other | No | 2003-03-14 | 4 | Rectified Plan | No |  |  |  | Non-Lead - Other |  |  | Installation date is after the lead ban |  |  |  |  | Non-Lead |  |  |  | Domestic
MTR_025052 | 12020 SE 213TH ST | L 37 GREEN TREE EAST |  |  | Non-Lead - Other | No | 1972-06-01 | 0 | Installation date is after the lead ban |  |  |  |  | Non-Lead - Other |  |  | Installation date is after the lead ban |  |  |  |  | Non-Lead |  |  |  | Domestic
MTR_028983 | 11109 SE 222ND ST | LOT17 BENSON MEADOWS #3 |  |  | Non-Lead - Other | No |  | 0 | Installation date is after the lead ban |  |  |  |  | Non-Lead - Other |  |  | Installation date is after the lead ban |  |  |  |  | Non-Lead |  |  |  | Domestic
MTR_015081 | 11876 SE 160TH ST | L15 BLK5 CASCADE VISTA#2 |  |  | Non-Lead - Other | No | 2014-04-16 | 0 | Rectified Plan |  |  |  |  | Non-Lead - Other |  |  | Statistical analysis |  |  |  |  | Non-Lead |  |  |  | Domestic
MTR_029098 | 11112 SE 222ND ST | LOT 10 BENSON MEADOWS 2 |  |  | Non-Lead - Other | No |  | 0 | Installation date is after the lead ban |  |  |  |  | Non-Lead - Other |  |  | Installation date is after the lead ban |  |  |  |  | Non-Lead |  |  |  | Domestic
MTR_007289 | 15758 116TH AVE SE | L8 BLK1 CASCADE VISTA #2 |  |  | Non-Lead - Other | No | 2014-04-16 | 0 | Rectified Plan |  |  |  |  | Non-Lead - Other |  |  | Statistical analysis |  |  |  |  | Non-Lead |  |  |  | Domestic
MTR_028986 | 11013 SE 222ND ST | LOT 14 BENSON MEADOWS #3 |  |  | Non-Lead - Other | No |  | 0 | Installation date is after the lead ban |  |  |  |  | Non-Lead - Other |  |  | Installation date is after the lead ban |  |  |  |  | Non-Lead |  |  |  | Domestic
MTR_024840 | 20221 140TH AVE SE | 9931-013500 |  |  | Non-Lead - Other | Unknown |  | 0 | Statistical analysis |  |  |  |  | Non-Lead - Other |  |  | Statistical analysis |  |  |  |  | Non-Lead |  |  |  | Assumed
MTR_014720 | 12938 SE 157TH PL | LOT 37 FAIRLANE WOODS |  |  | Non-Lead - Other | No | 1978-09-22 | 0 | Installation date is after the lead ban |  |  |  |  | Non-Lead - Other |  |  | Installation date is after the lead ban |  |  |  |  | Non-Lead |  |  |  | Domestic
MTR_025716 | 21004 131ST PL SE | LOT 41 LAUREL SPRINGS |  |  | Non-Lead - Other | No | 2003-12-11 | 0 | Installation date is after the lead ban |  |  |  |  | Non-Lead - Other |  |  | Installation date is after the lead ban |  |  |  |  | Non-Lead |  |  |  | Domestic
MTR_024857 | 14097 SE 202ND ST | LOT 2 K.C.SHORT PLAT #376077 |  |  | Non-Lead - Other | No |  | 0 | Installation date is after the lead ban |  |  |  |  | Non-Lead - Other |  |  | Installation date is after the lead ban |  |  |  |  | Non-Lead |  |  |  | Assumed
MTR_011156 | 16226 114TH AVE SE | S 70 LOT 6 BLOCK 4 AKERS FARMS #6 |  |  | Non-Lead - Other | Unknown |  | 0 | Statistical analysis |  |  |  |  | Non-Lead - Other |  |  | Statistical analysis |  |  |  |  | Non-Lead |  |  |  | Domestic
MTR_028979 | 11121 SE 219TH PL | LOT 27 FALCON CREST |  |  | Non-Lead - Other | No |  | 0 | Installation date is after the lead ban |  |  |  |  | Non-Lead - Other |  |  | Installation date is after the lead ban |  |  |  |  | Non-Lead |  |  |  | Domestic
MTR_018565 | 20436 95TH AVE S | L2 BK2 VALLEY VIEW HTS#3 |  |  | Non-Lead - Other | No | 2011-03-01 | 0 | Rectified Plan |  |  |  |  | Non-Lead - Other |  |  | Statistical analysis |  |  |  |  | Non-Lead |  |  |  | Domestic
MTR_002791 | 16554 119TH AVE SE | L 32 CASCADE HILLS 6 |  |  | Non-Lead - Other | No | 2019-08-05 | 0.75 | Rectified Plan |  |  |  |  | Non-Lead - Other |  |  | Statistical analysis |  |  |  |  | Non-Lead |  |  |  | Assumed
MTR_029028 | 11030 SE 219TH PL | LOT 33 FALCON CREST |  |  | Non-Lead - Other | No |  | 0 | Installation date is after the lead ban |  |  |  |  | Non-Lead - Other |  |  | Installation date is after the lead ban |  |  |  |  | Non-Lead |  |  |  | Domestic
MTR_018626 | 9711 S 205TH CT | LOT 27 CHESTNUT RIDGE #1 |  |  | Non-Lead - Other | No |  | 0 | Installation date is after the lead ban |  |  |  |  | Non-Lead - Other |  |  | Installation date is after the lead ban |  |  |  |  | Non-Lead |  |  |  | Domestic
MTR_018773 | 18630 106TH PL SE | LOT 17 VISTA RIDGE |  |  | Non-Lead - Other | No | 1995-09-21 | 0 | Installation date is after the lead ban |  |  |  |  | Non-Lead - Other |  |  | Installation date is after the lead ban |  |  |  |  | Non-Lead |  |  |  | Domestic
MTR_020233 | 10432 SE 206TH PL | LOT 16 KIRKS ADDITION |  |  | Non-Lead - Other | No |  | 0 | Installation date is after the lead ban |  |  |  |  | Non-Lead - Other |  |  | Installation date is after the lead ban |  |  |  |  | Non-Lead |  |  |  | Domestic
MTR_020064 | 20110 102ND AVE SE | LOT 7 MCCANN MEADOWS |  |  | Non-Lead - Other | No | 1998-11-06 | 0 | Installation date is after the lead ban |  |  |  |  | Non-Lead - Other |  |  | Installation date is after the lead ban |  |  |  |  | Non-Lead |  |  |  | Domestic
MTR_014752 | 12902 SE 158TH PL | LOT 70 FAIRLANE WOODS |  |  | Non-Lead - Other | No | 1978-09-22 | 0 | Installation date is after the lead ban |  |  |  |  | Non-Lead - Other |  |  | Installation date is after the lead ban |  |  |  |  | Non-Lead |  |  |  | Domestic
MTR_018994 | 18803 107TH AVE SE | LOT 14 GREENLEAF |  |  | Non-Lead - Other | No | 2016-01-29 | 0 | Installation date is after the lead ban |  |  |  |  | Non-Lead - Other |  |  | Installation date is after the lead ban |  |  |  |  | Non-Lead |  |  |  | Domestic
MTR_020421 | 20433 101ST AVE SE | L17 MAYVILLA PARK |  |  | Copper | Unknown |  | 0 | Relative Placement | Yes | Visual inspection at the meter pit | 2024-01-30 |  | Copper |  |  | Field inspection only with no records | Yes | Visual inspection at the meter pit | 2024-01-30 |  | Non-Lead |  |  |  | Assumed
MTR_018555 | 20607 95TH AVE S | L2 B1 VALLEY VIEW HTS. 2 |  |  | Non-Lead - Other | No | 2011-03-01 | 0 | Rectified Plan |  |  |  |  | Non-Lead - Other |  |  | Statistical analysis |  |  |  |  | Non-Lead |  |  |  | Domestic
MTR_018374 | 20211 92ND AVE S | TL115 SEC 6-22-5 |  |  | Non-Lead - Other | No | 2009-07-07 | 0 | Rectified Plan |  |  |  |  | Non-Lead - Other |  |  | Statistical analysis |  |  |  |  | Non-Lead |  |  |  | Domestic
MTR_028878 | 22114 109TH PL SE | L32 BENSON MEADOWS #2 |  |  | Non-Lead - Other | No |  | 0 | Installation date is after the lead ban |  |  |  |  | Non-Lead - Other |  |  | Installation date is after the lead ban |  |  |  |  | Non-Lead |  |  |  | Domestic
MTR_020301 | 10508 SE 204TH PL | LOT 3 KAYWOOD ESTATES |  |  | Non-Lead - Other | No |  | 0 | Installation date is after the lead ban |  |  |  |  | Non-Lead - Other |  |  | Installation date is after the lead ban |  |  |  |  | Non-Lead |  |  |  | Domestic
MTR_029209 | 22527 112TH AVE SE | LOT 4 KENTON FIRS |  |  | Non-Lead - Other | Unknown |  | 0 | Statistical analysis |  |  |  |  | Non-Lead - Other |  |  | Statistical analysis |  |  |  |  | Non-Lead |  |  |  | Domestic
MTR_018644 | 9712 S 204TH CT | LOT 40 CHESTNUT RIDGE 1 |  |  | Non-Lead - Other | No |  | 0 | Installation date is after the lead ban |  |  |  |  | Non-Lead - Other |  |  | Installation date is after the lead ban |  |  |  |  | Non-Lead |  |  |  | Domestic
MTR_029169 | 11623 SE 231ST PL | LOT 2 TERRA HEIGHTS |  |  | Non-Lead - Other | No |  | 0 | Installation date is after the lead ban |  |  |  |  | Non-Lead - Other |  |  | Installation date is after the lead ban |  |  |  |  | Non-Lead |  |  |  | Domestic
MTR_020402 | 10015 SE 204TH ST | L 24 MAYVILLA PARK #1 |  |  | Non-Lead - Other | Unknown |  | 0 | Statistical analysis |  |  |  |  | Non-Lead - Other |  |  | Statistical analysis |  |  |  |  | Non-Lead |  |  |  | Assumed
MTR_025202 | 12355 SE 214TH ST | L253 GLENCARIN #2 |  |  | Non-Lead - Other | No | 1968-07-31 | 0 | Installation date is after the lead ban |  |  |  |  | Non-Lead - Other |  |  | Installation date is after the lead ban |  |  |  |  | Non-Lead |  |  |  | Domestic
MTR_029245 | 11210 SE 225TH ST | LOT 67 STOCKTON |  |  | Non-Lead - Other | No |  | 0 | Installation date is after the lead ban |  |  |  |  | Non-Lead - Other |  |  | Installation date is after the lead ban |  |  |  |  | Non-Lead |  |  |  | Domestic
MTR_020378 | 20422 100TH AVE SE | L27 MAYVILLA PARK |  |  | Non-Lead - Other | Unknown |  | 0 | Statistical analysis |  |  |  |  | Non-Lead - Other |  |  | Statistical analysis |  |  |  |  | Non-Lead |  |  |  | Assumed
MTR_020259 | 20707 105TH PL SE | LOT 9 BLK 1 JOVELMANOR |  |  | Non-Lead - Other | Unknown |  | 0 | Statistical analysis |  |  |  |  | Non-Lead - Other |  |  | Statistical analysis |  |  |  |  | Non-Lead |  |  |  | Assumed
MTR_028976 | 22109 109TH PL SE | LOT 38 BENSON MEADOWS #2 |  |  | Non-Lead - Other | No |  | 0 | Installation date is after the lead ban |  |  |  |  | Non-Lead - Other |  |  | Installation date is after the lead ban |  |  |  |  | Non-Lead |  |  |  | Domestic
MTR_016414 | 17720 161ST AVE SE | L22 CANDLEWOOD RIDGE #1 |  |  | Non-Lead - Other | No |  | 0 | Installation date is after the lead ban |  |  |  |  | Non-Lead - Other |  |  | Installation date is after the lead ban |  |  |  |  | Non-Lead |  |  |  | Domestic
MTR_014981 | 12028 SE 169TH PL | L9 BL5 CASCADE VISTA#1 |  |  | Non-Lead - Other | No | 2002-05-02 | 0 | Rectified Plan |  |  |  |  | Non-Lead - Other |  |  | Statistical analysis |  |  |  |  | Non-Lead |  |  |  | Domestic
MTR_020287 | 20436 105TH PL SE | LOT 15 KAYWOOD ESTATES |  |  | Non-Lead - Other | No |  | 0 | Installation date is after the lead ban |  |  |  |  | Non-Lead - Other |  |  | Installation date is after the lead ban |  |  |  |  | Non-Lead |  |  |  | Domestic
MTR_029722 | 11036 SE 224TH PL | L 79 STOCKTON |  |  | Non-Lead - Other | No |  | 0 | Installation date is after the lead ban |  |  |  |  | Non-Lead - Other |  |  | Installation date is after the lead ban |  |  |  |  | Non-Lead |  |  |  | Domestic
MTR_016653 | 14812 SE 181ST ST | L9 CARRIAGEWOOD #2 |  |  | Non-Lead - Other | No | 1982-09-01 | 0 | Installation date is after the lead ban |  |  |  |  | Non-Lead - Other |  |  | Installation date is after the lead ban |  |  |  |  | Non-Lead |  |  |  | Domestic
MTR_015209 | 16827 126TH PL SE | LOT 169 CASCADE VISTA #3 |  |  | Non-Lead - Other | No | 1960-01-13 | 0 | Installation date is after the lead ban |  |  |  |  | Non-Lead - Other |  |  | Installation date is after the lead ban |  |  |  |  | Non-Lead |  |  |  | Domestic
MTR_020627 | 20302 106TH PL SE | PAR A TAX LOT 241 |  |  | Non-Lead - Other | No | 1978-07-26 | 0 | Installation date is after the lead ban |  |  |  |  | Non-Lead - Other |  |  | Installation date is after the lead ban |  |  |  |  | Non-Lead |  |  |  | Domestic
MTR_029753 | 11252 SE 224TH PL | LOT 5 WILLIAMSBURG ESTATES |  |  | Non-Lead - Other | No | 2000-10-04 | 0 | Installation date is after the lead ban |  |  |  |  | Non-Lead - Other |  |  | Installation date is after the lead ban |  |  |  |  | Non-Lead |  |  |  | Domestic
MTR_001101 | 15859 118TH AVE SE | L10 BLK7 CASCADE VISTA#2 |  |  | Non-Lead - Other | No | 2014-04-16 | 0 | Rectified Plan |  |  |  |  | Non-Lead - Other |  |  | Statistical analysis |  |  |  |  | Non-Lead |  |  |  | Domestic
MTR_014889 | 12306 SE 172ND ST | L17 B2 CASCADE VISTA #1 |  |  | Non-Lead - Other | No | 2010-10-25 | 1 | Rectified Plan |  |  |  |  | Non-Lead - Other |  |  | Statistical analysis |  |  |  |  | Non-Lead |  |  |  | Domestic
MTR_007588 | 16622 122ND AVE SE | L 95 CASCADE HILLS 7 |  |  | Non-Lead - Other | No | 2019-08-05 | 1 | Rectified Plan |  |  |  |  | Non-Lead - Other |  |  | Statistical analysis |  |  |  |  | Non-Lead |  |  |  | Domestic
MTR_015052 | 15766 119TH PL SE | L8 B4 CASCADE VISTA 2 |  |  | Non-Lead - Other | No | 2014-04-16 | 1 | Rectified Plan |  |  |  |  | Non-Lead - Other |  |  | Statistical analysis |  |  |  |  | Non-Lead |  |  |  | Domestic
MTR_020496 | 20212 103RD PL SE | L16 BLK1 CHERRY TERR |  |  | Non-Lead Plastic | Unknown |  | 0 | Relative Placement | Yes | Visual inspection at the meter pit | 2024-01-29 |  | Non-Lead Plastic |  |  | Field inspection only with no records | Yes | Visual inspection at the meter pit | 2024-01-29 |  | Non-Lead |  |  |  | Assumed
MTR_014972 | 16804 121ST AVE SE | L1 BL4 CASCADE VISTA#1 |  |  | Non-Lead - Other | No | 2002-05-02 | 1 | Rectified Plan |  |  |  |  | Non-Lead - Other |  |  | Statistical analysis |  |  |  |  | Non-Lead |  |  |  | Domestic
MTR_014502 | 16716 121ST AVE SE | L 71 CASCADE HILLS 7 |  |  | Non-Lead - Other | No | 2019-08-05 | 1 | Rectified Plan |  |  |  |  | Non-Lead - Other |  |  | Statistical analysis |  |  |  |  | Non-Lead |  |  |  | Domestic
MTR_026667 | 13106 SE 228TH PL | LOT 20 MISTY MEADOWS #3 |  |  | Non-Lead - Other | No |  | 0 | Installation date is after the lead ban |  |  |  |  | Non-Lead - Other |  |  | Installation date is after the lead ban |  |  |  |  | Non-Lead |  |  |  | Domestic
MTR_010621 | 20303 91ST PL S | LOT 15 SOPHIA GLEN |  |  | Non-Lead - Other | No |  |  | Installation date is after the lead ban |  |  |  |  | Non-Lead - Other |  |  | Installation date is after the lead ban |  |  |  |  | Non-Lead
MTR_015231 | 12604 SE 172ND ST | L1 CASCADE VISTA #6 |  |  | Non-Lead - Other | No | 2010-10-25 | 0 | Rectified Plan |  |  |  |  | Non-Lead - Other |  |  | Statistical analysis |  |  |  |  | Non-Lead |  |  |  | Domestic
MTR_001102 | 16209 121ST AVE SE | L 6 B 1 CASCADE HILLS 3 |  |  | Non-Lead - Other | No | 2006-08-31 | 1 | Rectified Plan |  |  |  |  | Non-Lead - Other |  |  | Statistical analysis |  |  |  |  | Non-Lead |  |  |  | Domestic
MTR_023331 | 21327 104TH PL SE | LOT 7 STONEPINE EAST |  |  | Non-Lead - Other | No | 1995-10-18 | 0 | Installation date is after the lead ban |  |  |  |  | Non-Lead - Other |  |  | Installation date is after the lead ban |  |  |  |  | Non-Lead |  |  |  | Domestic
MTR_023890 | 9017 S 204TH PL | LOT 50 SOPHIA GLEN |  |  | Non-Lead - Other | No | 2014-01-15 | 0 | Installation date is after the lead ban |  |  |  |  | Non-Lead - Other |  |  | Installation date is after the lead ban |  |  |  |  | Non-Lead |  |  |  | Domestic
MTR_015243 | 17009 130TH AVE SE | L7 RENTON PARK #3 |  |  | Non-Lead - Other | Unknown |  | 0 | Statistical analysis |  |  |  |  | Non-Lead - Other |  |  | Statistical analysis |  |  |  |  | Non-Lead |  |  |  | Domestic
MTR_011503 | 16630 126TH PL SE | L 92 CASCADE HILLS 8 |  |  | Non-Lead - Other | Unknown |  | 1 | Statistical analysis |  |  |  |  | Non-Lead - Other |  |  | Statistical analysis |  |  |  |  | Non-Lead |  |  |  | Domestic
MTR_006335 | 11726 SE 167TH ST | L 14 CASCADE HILLS 5 |  |  | Non-Lead - Other | No | 2019-08-05 | 0.75 | Rectified Plan |  |  |  |  | Non-Lead - Other |  |  | Statistical analysis |  |  |  |  | Non-Lead |  |  |  | Assumed
MTR_020488 | 20019 103RD PL SE | LOT 2 KING COUNTY SHORT PLAT #67711 0 |  |  | Non-Lead - Other | No |  | 0 | Installation date is after the lead ban |  |  |  |  | Non-Lead - Other |  |  | Installation date is after the lead ban |  |  |  |  | Non-Lead |  |  |  | Assumed
MTR_016011 | 18409 W LK DESIRE DR SE | LOT 2 BLK 2 LK DESIRE VIEW ESTATES |  |  | Non-Lead - Other | No | 2010-01-21 | 0 | Rectified Plan |  |  |  |  | Non-Lead - Other |  |  | Statistical analysis |  |  |  |  | Non-Lead |  |  |  | Domestic
MTR_025631 | 21446 130TH AVE SE | LOT 57 HILLSHIRE TERRACE |  |  | Non-Lead - Other | No | 1995-09-19 | 0 | Installation date is after the lead ban |  |  |  |  | Non-Lead - Other |  |  | Installation date is after the lead ban |  |  |  |  | Non-Lead |  |  |  | Domestic
MTR_026269 | 12117 SE 204TH ST | LOT 32 WHITNEY GLEN |  |  | Non-Lead - Other | No |  | 0 | Installation date is after the lead ban |  |  |  |  | Non-Lead - Other |  |  | Installation date is after the lead ban |  |  |  |  | Non-Lead |  |  |  | Domestic
MTR_016010 | 18405 W LK DESIRE DR SE | LOT 1 BLOCK 2 LAKE DESIRE VIEW ADDI TION |  |  | Non-Lead - Other | No | 2010-01-21 | 0 | Rectified Plan |  |  |  |  | Non-Lead - Other |  |  | Statistical analysis |  |  |  |  | Non-Lead |  |  |  | Domestic
MTR_025638 | 13114 SE 214TH WAY | LOT 1 HILLSHIRE TERRACE |  |  | Non-Lead - Other | No |  | 0 | Installation date is after the lead ban |  |  |  |  | Non-Lead - Other |  |  | Installation date is after the lead ban |  |  |  |  | Non-Lead |  |  |  | Assumed
MTR_014274 | 10943 SE 169TH PL | LOT 10 THRESHOLD I |  |  | Non-Lead - Other | No | 1995-08-21 | 1 | Rectified Plan | No |  |  |  | Non-Lead - Other |  |  | Installation date is after the lead ban |  |  |  |  | Non-Lead |  |  |  | Domestic
MTR_015473 | 12745 SE 174TH ST | BUILDING 6 UNIT 9 AKA 6-A LAFORTUNA TOWNHOMES |  |  | Non-Lead - Other | No | 2007-05-29 | 0 | Installation date is after the lead ban |  |  |  |  | Non-Lead - Other |  |  | Installation date is after the lead ban |  |  |  |  | Non-Lead |  |  |  | Domestic
MTR_016014 | 18437 W LK DESIRE DR SE | LOT 4 BLK 2 LK DESIRE VIEW ADDN |  |  | Non-Lead - Other | No | 2010-01-21 | 0 | Installation date is after the lead ban |  |  |  |  | Non-Lead - Other |  |  | Installation date is after the lead ban |  |  |  |  | Non-Lead |  |  |  | Domestic
MTR_023479 | 10912 SE 212TH ST | L6 BENSON HILLS #1 |  |  | Non-Lead - Other | Unknown |  | 0 | Statistical analysis |  |  |  |  | Non-Lead - Other |  |  | Statistical analysis |  |  |  |  | Non-Lead |  |  |  | Assumed
MTR_030093 | 12422 SE 160TH ST | L10 B3 CASCADE VILLAGE 3 |  |  | Non-Lead - Other | No | 2016-06-22 | 0.75 | Rectified Plan |  |  |  |  | Non-Lead - Other |  |  | Statistical analysis |  |  |  |  | Non-Lead |  |  |  | Domestic
MTR_026338 | 20623 119TH AVE SE | LOT 6 PANTHER LAKE TERRACE 4 |  |  | Non-Lead - Other | No |  | 0 | Installation date is after the lead ban |  |  |  |  | Non-Lead - Other |  |  | Installation date is after the lead ban |  |  |  |  | Non-Lead |  |  |  | Assumed
MTR_016012 | 18415 W LK DESIRE DR SE | LOT 2 BLK 2 LK DESIRE VIEW ADDN |  |  | Non-Lead - Other | No | 2010-01-21 | 0 | Installation date is after the lead ban |  |  |  |  | Non-Lead - Other |  |  | Installation date is after the lead ban |  |  |  |  | Non-Lead |  |  |  | Domestic
MTR_028667 | 21608 113TH PL SE | LOT 28 WEST CREEK MEADOWS |  |  | Non-Lead - Other | No | 1995-09-20 | 0 | Installation date is after the lead ban |  |  |  |  | Non-Lead - Other |  |  | Installation date is after the lead ban |  |  |  |  | Non-Lead |  |  |  | Domestic
MTR_021302 | 19335 144TH CT SE | LOT 26 FAIRWOOD GLEN |  |  | Non-Lead - Other | No |  | 0 | Installation date is after the lead ban |  |  |  |  | Non-Lead - Other |  |  | Installation date is after the lead ban |  |  |  |  | Non-Lead |  |  |  | Domestic
MTR_011390 | 16515 BENSON RD S | SE PORTION LOT 2 BLOCK A AKERS FAR MS #5 |  |  | Non-Lead - Other | No | 1999-03-24 | 0 | Rectified Plan |  |  |  |  | Non-Lead - Other |  |  | Statistical analysis |  |  |  |  | Non-Lead |  |  |  | Domestic
MTR_016041 | 18536 W LK DESIRE DR SE | LOT 10 BLK 1 LK DESIRE VIEW ADDN |  |  | Non-Lead - Other | No | 2010-01-21 | 0 | Installation date is after the lead ban |  |  |  |  | Non-Lead - Other |  |  | Installation date is after the lead ban |  |  |  |  | Non-Lead |  |  |  | Domestic
MTR_014826 | 12129 SE 172ND ST | L7 BLK10 CASCADE VISTA#1 |  |  | Non-Lead - Other | No | 2010-10-25 | 1 | Rectified Plan |  |  |  |  | Non-Lead - Other |  |  | Statistical analysis |  |  |  |  | Non-Lead |  |  |  | Domestic
MTR_025482 | 12638 SE 210TH CT | LOT 7 JASON LANE |  |  | Non-Lead - Other | No |  | 0 | Installation date is after the lead ban |  |  |  |  | Non-Lead - Other |  |  | Installation date is after the lead ban |  |  |  |  | Non-Lead |  |  |  | Domestic
MTR_025239 | 12512 SE 212TH PL | LOT 355 GLENCARIN #2 |  |  | Non-Lead - Other | No | 1968-07-31 | 0 | Installation date is after the lead ban |  |  |  |  | Non-Lead - Other |  |  | Installation date is after the lead ban |  |  |  |  | Non-Lead |  |  |  | Domestic
MTR_016015 | 18432 W LK DESIRE DR SE | LOT 4 BLK 1 LK DESIRE VIEW ADDN |  |  | Non-Lead - Other | No | 2010-01-21 | 0 | Installation date is after the lead ban |  |  |  |  | Non-Lead - Other |  |  | Installation date is after the lead ban |  |  |  |  | Non-Lead |  |  |  | Domestic
MTR_025521 | 12630 SE 212TH PL | LOT 14 GLENCARIN #3 |  |  | Non-Lead - Other | No |  | 0 | Installation date is after the lead ban |  |  |  |  | Non-Lead - Other |  |  | Installation date is after the lead ban |  |  |  |  | Non-Lead |  |  |  | Domestic
MTR_022692 | 12025 SE 196TH ST | LOT 21 SPRINGBROOK 5 ACRE TRACTS |  |  | Non-Lead - Other | No | 2001-03-28 | 0 | Rectified Plan |  |  |  |  | Non-Lead - Other |  |  | Statistical analysis |  |  |  |  | Non-Lead |  |  |  | Domestic
MTR_000209 | 23811 132ND AVE BLDG M SE | BLDG M WANDERING CREEK |  |  | Non-Lead - Other | No |  | 0 | Installation date is after the lead ban |  |  |  |  | Non-Lead - Other |  |  | Installation date is after the lead ban |  |  |  |  | Non-Lead |  |  |  | Assumed
MTR_023624 | 9920 S 220TH PL | LOT 28 GLEN KARA |  |  | Non-Lead - Other | No | 1998-03-30 | 0 | Installation date is after the lead ban |  |  |  |  | Non-Lead - Other |  |  | Installation date is after the lead ban |  |  |  |  | Non-Lead |  |  |  | Domestic
MTR_011196 | 10911 SE 164TH ST | EAST 1/4 OF LOT 1 BLOCK 7 AKERS FAR MS #6 |  |  | Non-Lead - Other | No |  | 0.75 | Installation date is after the lead ban |  |  |  |  | Non-Lead - Other |  |  | Installation date is after the lead ban |  |  |  |  | Non-Lead |  |  |  | Assumed
MTR_016018 | 18412 W LK DESIRE DR SE | LOT 1 BLK 1 LK DESIRE VIEW ESTATES |  |  | Non-Lead - Other | No | 2010-01-21 | 0 | Installation date is after the lead ban |  |  |  |  | Non-Lead - Other |  |  | Installation date is after the lead ban |  |  |  |  | Non-Lead |  |  |  | Domestic
MTR_019962 | 19997 101ST AVE SE | LOT 17 WATERSHED TERRACE |  |  | Non-Lead - Other | No | 2003-08-27 | 0 | Installation date is after the lead ban |  |  |  |  | Non-Lead - Other |  |  | Installation date is after the lead ban |  |  |  |  | Non-Lead |  |  |  | Domestic
MTR_011334 | 10730 SE 165TH ST | L3 BLK1 HILLTOP HEIGHTS |  |  | Non-Lead - Other | No | 2003-03-28 | 0 | Rectified Plan |  |  |  |  | Non-Lead - Other |  |  | Statistical analysis |  |  |  |  | Non-Lead |  |  |  | Domestic
MTR_012377 | 18205 W LK DESIRE DR SE | LOT 5 BLK 2 LAKE DESIRE SUMMER HOME TRACTS |  |  | Non-Lead - Plastic | No | 2010-01-20 | 1 | Rectified Plan |  |  |  |  | Non-Lead - Other |  |  | Installation date is after the lead ban |  |  |  |  | Non-Lead |  |  |  | Domestic
MTR_023785 | 10204 SE 220TH PL | LOT 8 ANNANDALE |  |  | Non-Lead - Other | No | 2004-07-27 | 0 | Installation date is after the lead ban |  |  |  |  | Non-Lead - Other |  |  | Installation date is after the lead ban |  |  |  |  | Non-Lead |  |  |  | Domestic
MTR_029745 | 10827 SE 226TH ST | LOT 27 KENTON FIRS #2 |  |  | Non-Lead - Other | Unknown |  | 0 | Statistical analysis |  |  |  |  | Non-Lead - Other |  |  | Statistical analysis |  |  |  |  | Non-Lead |  |  |  | Domestic
MTR_023793 | 22117 102ND PL SE | LOT 2 ANNANDALE |  |  | Non-Lead - Other | No | 2004-07-27 | 0 | Installation date is after the lead ban |  |  |  |  | Non-Lead - Other |  |  | Installation date is after the lead ban |  |  |  |  | Non-Lead |  |  |  | Domestic
MTR_012374 | 18118 172ND AVE SE | LOT 2 BLOCK 2 LAKE DESIRE COMMUNITY CLUB |  |  | Non-Lead - Other | Unknown |  | 0 | Statistical analysis |  |  |  |  | Non-Lead - Other |  |  | Statistical analysis |  |  |  |  | Non-Lead |  |  |  | Assumed
MTR_023324 | 10519 SE 213TH ST | LOT 49 STONEPINE EAST |  |  | Non-Lead - Other | No | 1995-10-18 | 0 | Installation date is after the lead ban |  |  |  |  | Non-Lead - Other |  |  | Installation date is after the lead ban |  |  |  |  | Non-Lead |  |  |  | Domestic
MTR_014876 | 16835 124TH AVE SE | L20 BL2 CASCADE VISTA#1 |  |  | Non-Lead - Copper | No | 2010-10-25 | 1 | Rectified Plan | No |  |  |  | Non-Lead - Other |  |  | Statistical analysis |  |  |  |  | Non-Lead |  |  |  | Domestic
MTR_012358 | 16145 SE OLD PETROVITSKY RD | TAX LOT 4 S-T-R 35-23-5 |  |  | Non-Lead - Other | No |  | 0 | Installation date is after the lead ban |  |  |  |  | Non-Lead - Other |  |  | Installation date is after the lead ban |  |  |  |  | Non-Lead |  |  |  | Assumed
MTR_028816 | 10829 SE 217TH ST | L2 B2 TWIN MAPLES |  |  | Non-Lead - Other | Unknown |  | 0 | Statistical analysis |  |  |  |  | Non-Lead - Other |  |  | Statistical analysis |  |  |  |  | Non-Lead |  |  |  | Assumed
MTR_027670 | 21632 119TH CT SE | LOT 24 CROWN ROYAL 2 |  |  | Non-Lead - Other | No |  | 0 | Installation date is after the lead ban |  |  |  |  | Non-Lead - Other |  |  | Installation date is after the lead ban |  |  |  |  | Non-Lead |  |  |  | Assumed
MTR_012388 | 18228 W LK DESIRE DR SE | LOT 12 BLK 1 LAKE DESIRE SUMMER HOME TRACTS |  |  | Non-Lead - Plastic | No | 2010-01-20 | 1 | Rectified Plan |  |  |  |  | Non-Lead - Other |  |  | Installation date is after the lead ban |  |  |  |  | Non-Lead |  |  |  | Domestic
MTR_028879 | 11116 SE 220TH PL | LOT 18 BENSON MEADOWS #1 |  |  | Non-Lead - Other | No |  | 0 | Installation date is after the lead ban |  |  |  |  | Non-Lead - Other |  |  | Installation date is after the lead ban |  |  |  |  | Non-Lead |  |  |  | Domestic
MTR_023581 | 22250 98TH PL S | LOT 8 WILLOW WAY |  |  | Non-Lead - Other | No | 1995-07-26 | 0 | Installation date is after the lead ban |  |  |  |  | Non-Lead - Other |  |  | Installation date is after the lead ban |  |  |  |  | Non-Lead |  |  |  | Domestic
MTR_021589 | 19411 133RD AVE SE | LOT 45 FOREST TRAILS #3 |  |  | Non-Lead - Other | No |  | 0 | Rectified Plan | No |  |  |  | Non-Lead - Other |  |  | Installation date is after the lead ban |  |  |  |  | Non-Lead |  |  |  | Domestic
MTR_012379 | 18220 W LK DESIRE DR SE | LOT 11 BLK 1 LK DESIRE SUMMER HOME TRACTS |  |  | Non-Lead - Plastic | No | 2010-01-20 | 1 | Rectified Plan |  |  |  |  | Non-Lead - Other |  |  | Installation date is after the lead ban |  |  |  |  | Non-Lead |  |  |  | Domestic
MTR_020413 | 10204 SE 205TH ST | L5 BLK1 SUNSET VILLA |  |  | Non-Lead - Other | No |  | 0 | Installation date is after the lead ban |  |  |  |  | Non-Lead - Other |  |  | Installation date is after the lead ban |  |  |  |  | Non-Lead |  |  |  | Domestic
MTR_023909 | 10112 SE 212TH ST | L 24 GUINN CREST |  |  | Non-Lead - Other | No |  | 0 | Installation date is after the lead ban |  |  |  |  | Non-Lead - Other |  |  | Installation date is after the lead ban |  |  |  |  | Non-Lead |  |  |  | Domestic
MTR_024626 | 12541 SE 201ST PL | LOT 3 LINDA CREST #2 |  |  | Non-Lead - Other | No |  | 0 | Installation date is after the lead ban |  |  |  |  | Non-Lead - Other |  |  | Installation date is after the lead ban |  |  |  |  | Non-Lead |  |  |  | Domestic
MTR_016941 | 15510 SE 178TH PL | LOT 18 CANDLEWOOD RIDGE #4 |  |  | Non-Lead - Other | No | 1977-07-01 | 0 | Installation date is after the lead ban |  |  |  |  | Non-Lead - Other |  |  | Installation date is after the lead ban |  |  |  |  | Non-Lead |  |  |  | Domestic
MTR_023356 | 10002 SE 216TH ST | TL 14 8-22-5 |  |  | Non-Lead - Other | Unknown |  | 0 | Statistical analysis |  |  |  |  | Non-Lead - Other |  |  | Statistical analysis |  |  |  |  | Non-Lead |  |  |  | Domestic
MTR_016019 | 18408 W LK DESIRE DR SE | TAX LOT 77 S-T-R 36-23-05 |  |  | Non-Lead - Other | No | 2010-01-21 | 0 | Installation date is after the lead ban |  |  |  |  | Non-Lead - Other |  |  | Installation date is after the lead ban |  |  |  |  | Non-Lead |  |  |  | Domestic
MTR_016193 | 17711 163RD PL SE | LOT 100 CANDLEWOOD RIDGE #3 |  |  | Non-Lead - Plastic | No | 1977-07-13 | 1 | Rectified Plan | No |  |  |  | Non-Lead - Other |  |  | Installation date is after the lead ban |  |  |  |  | Non-Lead |  |  |  | Domestic
MTR_023320 | 10434 SE 214TH PL | LOT 40 STONEPINE EAST |  |  | Non-Lead - Other | No | 1995-10-18 | 0 | Installation date is after the lead ban |  |  |  |  | Non-Lead - Other |  |  | Installation date is after the lead ban |  |  |  |  | Non-Lead |  |  |  | Domestic
MTR_012392 | 18336 W LK DESIRE DR SE | LOT 21 BLK 1 LK DESIRE SUMMER HOME TRACTS |  |  | Non-Lead - Plastic | No | 2010-01-20 | 1 | Rectified Plan |  |  |  |  | Non-Lead - Other |  |  | Installation date is after the lead ban |  |  |  |  | Non-Lead |  |  |  | Domestic
MTR_012441 | 16930 SE 180TH PL | LOT 20 TROVITSKY PARK |  |  | Non-Lead - Other | No | 2003-03-14 | 4 | Rectified Plan | No |  |  |  | Non-Lead - Other |  |  | Installation date is after the lead ban |  |  |  |  | Non-Lead |  |  |  | Domestic
MTR_023306 | 21330 104TH PL SE | LOT 43 STONEPINE EAST |  |  | Non-Lead - Other | No | 1995-10-18 | 0 | Installation date is after the lead ban |  |  |  |  | Non-Lead - Other |  |  | Installation date is after the lead ban |  |  |  |  | Non-Lead |  |  |  | Domestic
MTR_028758 | 10936 SE 223RD LN | LOT 9 BENSON EAST |  |  | Non-Lead - Other | No | 1977-05-13 | 1 | Installation date is after the lead ban |  |  |  |  | Non-Lead - Other |  |  | Installation date is after the lead ban |  |  |  |  | Non-Lead |  |  |  | Domestic
MTR_016931 | 15401 SE 179TH ST | LOT 72 CANDLEWOOD RIDGE #4 |  |  | Non-Lead - Other | No | 1977-07-01 | 0 | Installation date is after the lead ban |  |  |  |  | Non-Lead - Other |  |  | Installation date is after the lead ban |  |  |  |  | Non-Lead |  |  |  | Domestic
MTR_023942 | 21221 100TH PL SE | L 12 B 2 OLYMPIC VW HTS |  |  | Non-Lead - Other | Unknown |  | 0 | Statistical analysis |  |  |  |  | Non-Lead - Other |  |  | Statistical analysis |  |  |  |  | Non-Lead |  |  |  | Domestic
MTR_023604 | 9527 S 221ST PL | LOT 13 CANYON CREST ESTATES (CANYON CREEK) |  |  | Non-Lead - Other | No | 1996-09-25 | 0 | Installation date is after the lead ban |  |  |  |  | Non-Lead - Other |  |  | Installation date is after the lead ban |  |  |  |  | Non-Lead |  |  |  | Domestic
MTR_020944 | 18432 135TH PL SE | LOT 217 FOREST ESTATES 2 |  |  | Non-Lead - Other | No |  | 0 | Installation date is after the lead ban |  |  |  |  | Non-Lead - Other |  |  | Installation date is after the lead ban |  |  |  |  | Non-Lead |  |  |  | Domestic
MTR_022603 | 19369 114TH PL SE | LOT 50 PLATEAU @ PANTHER LAKE |  |  | Non-Lead - Other | No | 2007-03-05 | 0 | Installation date is after the lead ban |  |  |  |  | Non-Lead - Other |  |  | Installation date is after the lead ban |  |  |  |  | Non-Lead |  |  |  | Domestic
MTR_017861 | 17824 108TH AVE SE | TL 90 32-23-5 |  |  | Non-Lead - Other | No |  | 0 | Installation date is after the lead ban |  |  |  |  | Non-Lead - Other |  |  | Installation date is after the lead ban |  |  |  |  | Non-Lead |  |  |  | Domestic
MTR_022211 | 11627 SE 189TH PL | LOT 3 JESSIE GLEN |  |  | Non-Lead - Other | No | 2007-07-19 | 0 | Rectified Plan | No |  |  |  | Non-Lead - Other |  |  | Installation date is after the lead ban |  |  |  |  | Non-Lead |  |  |  | Domestic
MTR_024276 | 21919 95TH PL S | LOT 5 GARRISON CREEK SHORT PLAT 2 |  |  | Non-Lead - Other | No |  | 0 | Installation date is after the lead ban |  |  |  |  | Non-Lead - Other |  |  | Installation date is after the lead ban |  |  |  |  | Non-Lead |  |  |  | Assumed
MTR_015821 | 14625 SE 185TH PL | LOT 27 FAIRHAVEN #2 |  |  | Non-Lead - Other | No | 2001-07-27 | 0 | Installation date is after the lead ban |  |  |  |  | Non-Lead - Other |  |  | Installation date is after the lead ban |  |  |  |  | Non-Lead |  |  |  | Domestic
MTR_019700 | 18638 110TH PL SE | LOT 22 RUDDELLS 1ST ADD. |  |  | Non-Lead - Other | No |  | 0 | Installation date is after the lead ban |  |  |  |  | Non-Lead - Other |  |  | Installation date is after the lead ban |  |  |  |  | Non-Lead |  |  |  | Domestic
MTR_018913 | 702 S 52ND ST | TRACT B SUMMIT PARK |  |  | Non-Lead - Other | No | 2004-04-07 | 0 | Installation date is after the lead ban |  |  |  |  | Non-Lead - Other |  |  | Installation date is after the lead ban |  |  |  |  | Non-Lead |  |  |  | Domestic
MTR_019724 | 10927 SE 186TH ST | LOT 4 BLK2 WALHAVEN #2 |  |  | Non-Lead - Other | No |  | 0 | Installation date is after the lead ban |  |  |  |  | Non-Lead - Other |  |  | Installation date is after the lead ban |  |  |  |  | Non-Lead |  |  |  | Domestic
MTR_019931 | 18525 115TH PL SE | LOT 5 WELMAN PLAT |  |  | Non-Lead - Other | No | 2014-10-23 | 0 | Installation date is after the lead ban |  |  |  |  | Non-Lead - Other |  |  | Installation date is after the lead ban |  |  |  |  | Non-Lead |  |  |  | Domestic
MTR_026060 | 20235 117TH AVE SE | TAX LOT 22 S-T-R 04-22-05 |  |  | Non-Lead - Other | No | 1995-08-01 | 0 | Installation date is after the lead ban |  |  |  |  | Non-Lead - Other |  |  | Installation date is after the lead ban |  |  |  |  | Non-Lead |  |  |  | Domestic
MTR_019613 | 10842 SE 187TH LN | BLDG B UNIT 5 MORGAN COURT CONDO |  |  | Non-Lead - Other | No | 2000-09-14 | 0 | Installation date is after the lead ban |  |  |  |  | Non-Lead - Other |  |  | Installation date is after the lead ban |  |  |  |  | Non-Lead |  |  |  | Domestic
MTR_021017 | 13848 SE 192ND ST | LOT 108 SEC. 34-23-5E |  |  | Non-Lead Plastic | Unknown |  | 0 | Relative Placement | Yes | Visual inspection at the meter pit | 2024-02-21 |  | Non-Lead Plastic |  |  | Field inspection only with no records | Yes | Visual inspection at the meter pit | 2024-02-21 |  | Non-Lead |  |  |  | Assumed
MTR_012660 | SE 184TH ST/W OF 172ND AVE SE | SE 184TH ST/W OF 172ND AVE SE |  |  | Non-Lead - Other | Unknown |  | 0 | Statistical analysis |  |  |  |  | Non-Lead - Other |  |  | Statistical analysis |  |  |  |  | Non-Lead |  |  |  | Assumed
MTR_019775 | 11018 SE 186TH PL | LOT5 RUDDELLS 1ST ADDN |  |  | Non-Lead - Other | No |  | 0 | Installation date is after the lead ban |  |  |  |  | Non-Lead - Other |  |  | Installation date is after the lead ban |  |  |  |  | Non-Lead |  |  |  | Domestic
MTR_017984 | 13428 SE 184TH ST | LOT 311 FOREST EST 3 |  |  | Non-Lead - Other | No | 1983-08-01 | 0 | Installation date is after the lead ban |  |  |  |  | Non-Lead - Other |  |  | Installation date is after the lead ban |  |  |  |  | Non-Lead |  |  |  | Domestic
MTR_018741 | 729 S 47TH ST | LOT 2 TALBOT RIDGE (AKA SUNDANCE) |  |  | Non-Lead - Other | No | 1966-05-24 | 0 | Installation date is after the lead ban |  |  |  |  | Non-Lead - Other |  |  | Installation date is after the lead ban |  |  |  |  | Non-Lead |  |  |  | Domestic
MTR_019669 | 10921 SE 186TH PL | L5 PANTHER LAKE ESTATES |  |  | Non-Lead - Other | Unknown |  | 0 | Statistical analysis |  |  |  |  | Non-Lead - Other |  |  | Statistical analysis |  |  |  |  | Non-Lead |  |  |  | Domestic
MTR_019414 | 19131 110TH PL SE | LOT 13 VILLAGE GATE TOWNHOMES |  |  | Non-Lead - Other | No | 1997-06-17 | 0 | Installation date is after the lead ban |  |  |  |  | Non-Lead - Other |  |  | Installation date is after the lead ban |  |  |  |  | Non-Lead |  |  |  | Domestic
MTR_028772 | 10924 SE 223RD LN | LOT 12 BENSON EAST |  |  | Non-Lead - Other | No | 1977-05-13 | 1 | Installation date is after the lead ban |  |  |  |  | Non-Lead - Other |  |  | Installation date is after the lead ban |  |  |  |  | Non-Lead |  |  |  | Domestic
MTR_011325 | 1511 S 27TH ST | L7 OLYMPIC VIEW TERRACE |  |  | Non-Lead - Other | No | 2003-03-28 | 0 | Rectified Plan |  |  |  |  | Non-Lead - Other |  |  | Statistical analysis |  |  |  |  | Non-Lead |  |  |  | Domestic
MTR_014310 | 16818 108TH AVE SE | TAX LOT 19 29-23-5 |  |  | Non-Lead - Other | No |  | 0.75 | Installation date is after the lead ban |  |  |  |  | Non-Lead - Other |  |  | Installation date is after the lead ban |  |  |  |  | Non-Lead |  |  |  | Assumed
MTR_018763 | 911 S 47TH ST | LOT 29 THE RESERVE @ STONEHAVEN |  |  | Non-Lead - Other | No | 2006-01-12 | 0 | Installation date is after the lead ban |  |  |  |  | Non-Lead - Other |  |  | Installation date is after the lead ban |  |  |  |  | Non-Lead |  |  |  | Domestic
MTR_011347 | 1717 SE 29TH ST | WEST 120 LOT 2 BLOCK 8 AKERS FARM S #6 |  |  | Non-Lead - Other | No | 2003-03-28 | 0 | Rectified Plan |  |  |  |  | Non-Lead - Other |  |  | Statistical analysis |  |  |  |  | Non-Lead |  |  |  | Domestic
MTR_014567 | 12118 SE 168TH ST | L 51 CASCADE HILLS 7 |  |  | Non-Lead - Other | No | 2006-06-08 | 1 | Rectified Plan |  |  |  |  | Non-Lead - Other |  |  | Statistical analysis |  |  |  |  | Non-Lead |  |  |  | Domestic
MTR_018492 | 20419 93RD PL S | LOT 7 UNIT 1 COPPER RIDGE |  |  | Non-Lead - Other | No | 2014-02-18 | 0 | Installation date is after the lead ban |  |  |  |  | Non-Lead - Other |  |  | Installation date is after the lead ban |  |  |  |  | Non-Lead |  |  |  | Domestic
MTR_024881 | 14602 SE 208TH ST | LOT 2 SHORT PLAT 677109 |  |  | Non-Lead - Other | No |  | 0 | Installation date is after the lead ban |  |  |  |  | Non-Lead - Other |  |  | Installation date is after the lead ban |  |  |  |  | Non-Lead |  |  |  | Assumed
MTR_015292 | 17005 130TH AVE SE | L6 RENTON PARK #3 |  |  | Non-Lead - Other | Unknown |  | 0 | Statistical analysis |  |  |  |  | Non-Lead - Other |  |  | Statistical analysis |  |  |  |  | Non-Lead |  |  |  | Domestic
MTR_014245 | 10801 SE 170TH ST | TL26 SEC 29-23-5 |  |  | Non-Lead - Other | No |  | 1 | Installation date is after the lead ban |  |  |  |  | Non-Lead - Other |  |  | Installation date is after the lead ban |  |  |  |  | Non-Lead |  |  |  | Domestic
MTR_011212 | 11504 SE 165TH ST | LOT 18 BIEGLER-NILLES ADDITION |  |  | Non-Lead - Other | Unknown |  | 0 | Statistical analysis |  |  |  |  | Non-Lead - Other |  |  | Statistical analysis |  |  |  |  | Non-Lead |  |  |  | Assumed
MTR_011828 | 16614 106TH AVE SE | SOUTH 72 LOT 1 BLOCK 4 AKERS FARM S #5 |  |  | Non-Lead - Other | No | 1999-03-24 | 0 | Rectified Plan |  |  |  |  | Non-Lead - Other |  |  | Statistical analysis |  |  |  |  | Non-Lead |  |  |  | Domestic
MTR_024270 | 21708 95TH PL S | LOT 3 KENTWOOD 8 |  |  | Non-Lead - Other | No |  | 0 | Installation date is after the lead ban |  |  |  |  | Non-Lead - Other |  |  | Installation date is after the lead ban |  |  |  |  | Non-Lead |  |  |  | Domestic
MTR_011232 | 16551 116TH AVE SE | LOT 9 BIEGLER-NILLES ADDITION |  |  | Non-Lead - Other | Unknown |  | 0 | Statistical analysis |  |  |  |  | Non-Lead - Other |  |  | Statistical analysis |  |  |  |  | Non-Lead |  |  |  | Assumed
MTR_024297 | 21630 95TH PL S | LOT 4 KENTWOOD 8 |  |  | Non-Lead - Other | No |  | 0 | Installation date is after the lead ban |  |  |  |  | Non-Lead - Other |  |  | Installation date is after the lead ban |  |  |  |  | Non-Lead |  |  |  | Domestic
MTR_011256 | 16639 113TH AVE SE | EAST 192 LOT 5 BLOCK 6 AKERS FARM S #6 |  |  | Non-Lead - Other | Unknown |  | 0 | Statistical analysis |  |  |  |  | Non-Lead - Other |  |  | Statistical analysis |  |  |  |  | Non-Lead |  |  |  | Domestic
MTR_011430 | 12714 SE 168TH ST | L 7 CASCADE HILLS 8 |  |  | Non-Lead - Other | Unknown |  | 0 | Statistical analysis |  |  |  |  | Non-Lead - Other |  |  | Statistical analysis |  |  |  |  | Non-Lead |  |  |  | Domestic
MTR_012655 | 17235 174TH AVE SE | 9929-004990 |  |  | Non-Lead - Plastic | No | 2010-01-19 | 1 | Rectified Plan |  |  |  |  | Non-Lead - Other |  |  | Statistical analysis |  |  |  |  | Non-Lead |  |  |  | Domestic
MTR_025173 | 21001 125TH AVE SE | LOT 43 GLENCARIN #1 |  |  | Non-Lead - Other | No | 1968-03-08 | 0 | Installation date is after the lead ban |  |  |  |  | Non-Lead - Other |  |  | Installation date is after the lead ban |  |  |  |  | Non-Lead |  |  |  | Domestic
MTR_026031 | RITE AID DETECTOR CK | PANTHER LK SHOPPING CENTER RITE AID DETECTOR CK |  |  | Non-Lead - Other | No |  | 0 | Installation date is after the lead ban |  |  |  |  | Non-Lead - Other |  |  | Installation date is after the lead ban |  |  |  |  | Non-Lead |  |  |  | Fire
MTR_023606 | 9601 S 221ST PL | LOT 14 CANYON CREST ESTATES (CANYON CREEK) |  |  | Non-Lead - Other | No | 1996-09-25 | 0 | Installation date is after the lead ban |  |  |  |  | Non-Lead - Other |  |  | Installation date is after the lead ban |  |  |  |  | Non-Lead |  |  |  | Domestic
MTR_025229 | 21139 125TH AVE SE | LOT 297 GLENCARIN #2 |  |  | Non-Lead - Other | No | 1968-07-31 | 0 | Installation date is after the lead ban |  |  |  |  | Non-Lead - Other |  |  | Installation date is after the lead ban |  |  |  |  | Non-Lead |  |  |  | Domestic
MTR_024388 | 20717 132ND AVE - DET SE | 0708-050330-PARCEL 04 22 05 9095 |  |  | Non-Lead - Other | No |  |  | Installation date is after the lead ban |  |  |  |  | Non-Lead - Other |  |  | Installation date is after the lead ban |  |  |  |  | Non-Lead
MTR_015849 | 14422 SE 192ND ST | LOT 1 KING COUNTY SHORT PLAT 579122 R |  |  | Non-Lead - Other | No |  | 0 | Installation date is after the lead ban |  |  |  |  | Non-Lead - Other |  |  | Installation date is after the lead ban |  |  |  |  | Non-Lead |  |  |  | Domestic
MTR_025452 | 12521 SE 210TH CT | LOT 14 SHADOW RUN |  |  | Non-Lead - Other | No | 1987-11-25 | 0 | Installation date is after the lead ban |  |  |  |  | Non-Lead - Other |  |  | Installation date is after the lead ban |  |  |  |  | Non-Lead |  |  |  | Domestic
MTR_003986 | 23433 130TH AVE SE | LOT 11 BUILDING C VILLAGE AT SINGLE CREEK |  |  | Non-Lead - Other | No | 1983-07-01 | 0 | Installation date is after the lead ban |  |  |  |  | Non-Lead - Other |  |  | Installation date is after the lead ban |  |  |  |  | Non-Lead |  |  |  | Domestic
MTR_024299 | 9614 S 219TH PL | LOT 3 KENT SP 89-17 880240 0070 |  |  | Non-Lead - Other | No |  | 0 | Installation date is after the lead ban |  |  |  |  | Non-Lead - Other |  |  | Installation date is after the lead ban |  |  |  |  | Non-Lead |  |  |  | Assumed
MTR_025188 | 21020 125TH AVE SE | L57 GLENCARIN # 1 |  |  | Non-Lead - Other | No | 1968-03-08 | 0 | Installation date is after the lead ban |  |  |  |  | Non-Lead - Other |  |  | Installation date is after the lead ban |  |  |  |  | Non-Lead |  |  |  | Domestic
MTR_023016 | 12462 SE 198TH PL | LOT 13 MORFORD PARK |  |  | Non-Lead - Other | No |  | 0 | Installation date is after the lead ban |  |  |  |  | Non-Lead - Other |  |  | Installation date is after the lead ban |  |  |  |  | Non-Lead |  |  |  | Assumed
MTR_025233 | 21201 125TH AVE SE | L299 GLENCARIN #2 |  |  | Non-Lead - Other | No | 1968-07-31 | 0 | Installation date is after the lead ban |  |  |  |  | Non-Lead - Other |  |  | Installation date is after the lead ban |  |  |  |  | Non-Lead |  |  |  | Domestic
MTR_009632 | 17406 103RD AVE SE | 0708-002675 Fire Meter |  |  | Non-Lead - Other | No | 2006-07-27 | 2 | Installation date is after the lead ban |  |  |  |  | Non-Lead - Other |  |  | Installation date is after the lead ban |  |  |  |  | Non-Lead |  |  |  | Domestic
MTR_025316 | 21414 124TH AVE SE | L283 GLENCARIN #2 |  |  | Non-Lead - Other | No | 1968-07-31 | 0 | Installation date is after the lead ban |  |  |  |  | Non-Lead - Other |  |  | Installation date is after the lead ban |  |  |  |  | Non-Lead |  |  |  | Domestic
MTR_012383 | 18122 W LK DESIRE DR SE | LOT 6 BLK 1 LK DESIRE SUMMER HOME TRACTS |  |  | Non-Lead - Plastic | No | 2010-01-20 | 1 | Rectified Plan |  |  |  |  | Non-Lead - Other |  |  | Installation date is after the lead ban |  |  |  |  | Non-Lead |  |  |  | Domestic
MTR_000544 | 18030 162ND PL SE-DET | RIDGEWOOD ELEMENTARY |  |  | Non-Lead - Other | No |  | 0 | Installation date is after the lead ban |  |  |  |  | Non-Lead - Other |  |  | Installation date is after the lead ban |  |  |  |  | Non-Lead |  |  |  | Assumed
MTR_023498 | 11204 SE 214TH ST | L 24 BENSON HILLS NO 2 |  |  | Copper | Unknown |  | 0 | Relative Placement | Yes | Visual inspection at the meter pit | 2024-02-01 |  | Copper |  |  | Field inspection only with no records | Yes | Visual inspection at the meter pit | 2024-02-01 |  | Non-Lead |  |  |  | Assumed
MTR_012382 | 18134 W LK DESIRE DR SE | LOT 7 BLK 1 LK DESIRE SUMMER HOME TRACTS |  |  | Non-Lead - Plastic | No | 2010-01-20 | 1 | Rectified Plan |  |  |  |  | Non-Lead - Other |  |  | Installation date is after the lead ban |  |  |  |  | Non-Lead |  |  |  | Domestic
MTR_015951 | 14707 SE 189TH PL | LOT 18 FIELDSTONE 2 |  |  | Non-Lead - Other | No |  |  | Installation date is after the lead ban |  |  |  |  | Non-Lead - Other |  |  | Installation date is after the lead ban |  |  |  |  | Non-Lead
MTR_024180 | 21413 111TH CT SE | L 8 WOODHALL |  |  | Non-Lead - Other | No |  | 0 | Installation date is after the lead ban |  |  |  |  | Non-Lead - Other |  |  | Installation date is after the lead ban |  |  |  |  | Non-Lead |  |  |  | Domestic
MTR_022919 | 19463 122ND PL SE | LOT 11 VISTA VIEW HGTS 3 |  |  | Non-Lead - Other | No |  | 0 | Installation date is after the lead ban |  |  |  |  | Non-Lead - Other |  |  | Installation date is after the lead ban |  |  |  |  | Non-Lead |  |  |  | Assumed
MTR_012605 | 17434 W LK DESIRE DR SE | 9929-002475 |  |  | Non-Lead - Plastic | No | 2010-01-19 | 1 | Rectified Plan |  |  |  |  | Non-Lead - Other |  |  | Installation date is after the lead ban |  |  |  |  | Non-Lead |  |  |  | Domestic
MTR_029170 | 11019 SE 224TH PL | L 87 STOCKTON |  |  | Non-Lead - Other | No |  | 0 | Installation date is after the lead ban |  |  |  |  | Non-Lead - Other |  |  | Installation date is after the lead ban |  |  |  |  | Non-Lead |  |  |  | Domestic
MTR_021574 | 13658 SE 192ND ST | 9923-003025 |  |  | Non-Lead - Other | Unknown |  | 0 | Rectified Plan | No |  |  |  | Non-Lead - Other |  |  | Statistical analysis |  |  |  |  | Non-Lead |  |  |  | Domestic
MTR_023409 | 21217 109TH AVE SE | L 37 BENSON HILLS NO 1 |  |  | Non-Lead - Other | Unknown |  | 0 | Statistical analysis |  |  |  |  | Non-Lead - Other |  |  | Statistical analysis |  |  |  |  | Non-Lead |  |  |  | Assumed
MTR_012595 | 17524 W LK DESIRE DR SE | 9929-002450 |  |  | Non-Lead - Plastic | No | 2010-01-19 | 1 | Rectified Plan |  |  |  |  | Non-Lead - Other |  |  | Installation date is after the lead ban |  |  |  |  | Non-Lead |  |  |  | Domestic
MTR_001107 | 15750 117TH AVE SE | L7 BLK7 CASCADE VISTA#2 |  |  | Non-Lead - Other | No | 2014-04-16 | 0 | Rectified Plan |  |  |  |  | Non-Lead - Other |  |  | Statistical analysis |  |  |  |  | Non-Lead |  |  |  | Domestic
MTR_028817 | 10837 SE 217TH ST | L3 B2 TWIN MAPLES |  |  | Non-Lead - Other | Unknown |  | 0 | Statistical analysis |  |  |  |  | Non-Lead - Other |  |  | Statistical analysis |  |  |  |  | Non-Lead |  |  |  | Assumed
MTR_018104 | 13605 SE 180TH ST | TAX LOT 26 34-23-5 AKA PARCEL 1 KCSP #578106 |  |  | Non-Lead - Other | No | 2012-03-06 | 0 | Installation date is after the lead ban |  |  |  |  | Non-Lead - Other |  |  | Installation date is after the lead ban |  |  |  |  | Non-Lead |  |  |  | Domestic
MTR_026389 | 22854 135TH AVE SE | LOT 1 BLK2 STARCREST #2 |  |  | Non-Lead - Other | No |  | 0 | Installation date is after the lead ban |  |  |  |  | Non-Lead - Other |  |  | Installation date is after the lead ban |  |  |  |  | Non-Lead |  |  |  | Domestic
MTR_023508 | 10879 SE 214TH PL | LOT 24 BENSON PLACE |  |  | Non-Lead - Other | No | 1996-06-08 | 0 | Installation date is after the lead ban |  |  |  |  | Non-Lead - Other |  |  | Installation date is after the lead ban |  |  |  |  | Non-Lead |  |  |  | Domestic
MTR_018170 | 17840 145TH AVE SE | L36 CARRIAGE LANE #2 |  |  | Non-Lead - Other | No | 2004-04-02 | 0 | Rectified Plan |  |  |  |  | Non-Lead - Other |  |  | Statistical analysis |  |  |  |  | Non-Lead |  |  |  | Domestic
MTR_023286 | 9428 S 214TH PL | LOT 3 GARRISON HEIGHTS (AKA |  |  | Non-Lead - Other | No |  | 0 | Installation date is after the lead ban |  |  |  |  | Non-Lead - Other |  |  | Installation date is after the lead ban |  |  |  |  | Non-Lead |  |  |  | Assumed
MTR_028880 | 22125 112TH PL SE | LOT 17 PEDERSON PLACE #2 (VICTORIA PLACE) |  |  | Non-Lead - Other | No |  | 0 | Installation date is after the lead ban |  |  |  |  | Non-Lead - Other |  |  | Installation date is after the lead ban |  |  |  |  | Non-Lead |  |  |  | Domestic
MTR_023503 | 10841 SE 214TH PL | LOT 17 BENSON PLACE |  |  | Non-Lead - Other | No | 1996-06-08 | 0 | Installation date is after the lead ban |  |  |  |  | Non-Lead - Other |  |  | Installation date is after the lead ban |  |  |  |  | Non-Lead |  |  |  | Domestic
MTR_018305 | 17804 142ND AVE SE | L16 CARRIAGE LANE #1 |  |  | Non-Lead - Other | Unknown |  | 0 | Statistical analysis |  |  |  |  | Non-Lead - Other |  |  | Statistical analysis |  |  |  |  | Non-Lead |  |  |  | Assumed
MTR_023241 | 9628 S 212TH CT | LOT 3 KCSP #776037 |  |  | Non-Lead - Other | No | 2008-10-29 | 0 | Installation date is after the lead ban |  |  |  |  | Non-Lead - Other |  |  | Installation date is after the lead ban |  |  |  |  | Non-Lead |  |  |  | Domestic
MTR_027698 | 21706 120TH AVE SE | LOT 40 CROWN ROYAL |  |  | Non-Lead - Other | No |  | 0 | Installation date is after the lead ban |  |  |  |  | Non-Lead - Other |  |  | Installation date is after the lead ban |  |  |  |  | Non-Lead |  |  |  | Assumed
MTR_016437 | 16002 SE 176TH PL | L63 CANDLEWOOD RIDGE #1 |  |  | Non-Lead - Other | No |  | 0 | Installation date is after the lead ban |  |  |  |  | Non-Lead - Other |  |  | Installation date is after the lead ban |  |  |  |  | Non-Lead |  |  |  | Domestic
MTR_029578 | 11104 SE 226TH ST | LOT 10 KENTON FIRS #2 |  |  | Non-Lead - Other | Unknown |  | 0 | Statistical analysis |  |  |  |  | Non-Lead - Other |  |  | Statistical analysis |  |  |  |  | Non-Lead |  |  |  | Domestic
MTR_028770 | 10932 SE 223RD LN | LOT 10 BENSON EAST |  |  | Non-Lead - Other | No | 1977-05-13 | 1 | Installation date is after the lead ban |  |  |  |  | Non-Lead - Other |  |  | Installation date is after the lead ban |  |  |  |  | Non-Lead |  |  |  | Domestic
MTR_022815 | 19905 119TH AVE SE | LOT 42 SPRING HILL |  |  | Non-Lead - Other | No | 1995-07-13 | 0 | Installation date is after the lead ban |  |  |  |  | Non-Lead - Other |  |  | Installation date is after the lead ban |  |  |  |  | Non-Lead |  |  |  | Domestic
MTR_028598 | 21827 124TH AVE SE | LOT 5 PARKWAY ESTATES |  |  | Non-Lead - Other | No | 1978-07-26 | 0 | Installation date is after the lead ban |  |  |  |  | Non-Lead - Other |  |  | Installation date is after the lead ban |  |  |  |  | Non-Lead |  |  |  | Domestic
MTR_025275 | 21414 122ND PL SE | L229 GLENCARIN#2 |  |  | Non-Lead - Other | No | 1968-07-31 | 0 | Installation date is after the lead ban |  |  |  |  | Non-Lead - Other |  |  | Installation date is after the lead ban |  |  |  |  | Non-Lead |  |  |  | Domestic
MTR_022878 | 19830 116TH AVE SE | TL5 W1/2 SEC 4-22-5 |  |  | Non-Lead - Other | No | 1998-06-08 | 0 | Rectified Plan |  |  |  |  | Non-Lead - Other |  |  | Statistical analysis |  |  |  |  | Non-Lead |  |  |  | Domestic
MTR_003533 | 23421 128TH PL SE | LOT 3 SINGLE CREEK #1 |  |  | Non-Lead - Plastic | No | 1978-04-01 | 1 | Rectified Plan |  |  |  |  | Non-Lead - Other |  |  | Installation date is after the lead ban |  |  |  |  | Non-Lead |  |  |  | Domestic
MTR_025091 | 21206 120TH PL SE | L24 GREEN TREE EAST |  |  | Non-Lead - Other | No | 1972-06-01 | 0 | Installation date is after the lead ban |  |  |  |  | Non-Lead - Other |  |  | Installation date is after the lead ban |  |  |  |  | Non-Lead |  |  |  | Domestic
MTR_022801 | 11727 SE 200TH ST | TAX LOT 99 S-T-R 04-22-5 |  |  | Non-Lead - Other | No |  | 0 | Installation date is after the lead ban |  |  |  |  | Non-Lead - Other |  |  | Installation date is after the lead ban |  |  |  |  | Non-Lead |  |  |  | Assumed
MTR_025547 | 12608 SE 215TH ST | L 64 GLENCARIN #3 |  |  | Non-Lead - Other | No |  | 0 | Installation date is after the lead ban |  |  |  |  | Non-Lead - Other |  |  | Installation date is after the lead ban |  |  |  |  | Non-Lead |  |  |  | Domestic
MTR_020536 | 20022 102ND PL SE | LOT 47 PARKRIDGE EAST #2 |  |  | Non-Lead - Other | No |  | 0 | Installation date is after the lead ban |  |  |  |  | Non-Lead - Other |  |  | Installation date is after the lead ban |  |  |  |  | Non-Lead |  |  |  | Domestic
MTR_012612 | 17403 E LK DESIRE DR SE | LOTS 10-11 BLK 5 LAKE DESIRE |  |  | Non-Lead - Plastic | No | 2010-01-19 | 1 | Rectified Plan |  |  |  |  | Non-Lead - Other |  |  | Statistical analysis |  |  |  |  | Non-Lead |  |  |  | Domestic
MTR_017387 | 17634 122ND PL SE | TAX LOT 23 NW 33-23-5 |  |  | Non-Lead - Other | No | 1975-09-26 | 0 | Installation date is after the lead ban |  |  |  |  | Non-Lead - Other |  |  | Installation date is after the lead ban |  |  |  |  | Non-Lead |  |  |  | Domestic
MTR_025529 | 12619 SE 214TH ST | L 53 GLENCARIN #3 |  |  | Non-Lead - Other | No |  | 0 | Installation date is after the lead ban |  |  |  |  | Non-Lead - Other |  |  | Installation date is after the lead ban |  |  |  |  | Non-Lead |  |  |  | Domestic
MTR_012652 | 17219 174TH AVE SE | 9929-004970 |  |  | Non-Lead - Plastic | No | 2010-01-19 | 1 | Rectified Plan |  |  |  |  | Non-Lead - Other |  |  | Statistical analysis |  |  |  |  | Non-Lead |  |  |  | Domestic
MTR_012403 | 18020 W LK DESIRE DR SE | L3 LK DESIRE SUM HOME TR |  |  | Non-Lead - Plastic | No | 2010-01-20 | 1 | Rectified Plan |  |  |  |  | Non-Lead - Other |  |  | Installation date is after the lead ban |  |  |  |  | Non-Lead |  |  |  | Domestic
MTR_018614 | 9428 S 204TH PL | LOT 9 CHESTNUT RIDGE #2 |  |  | Non-Lead - Other | No |  | 0 | Installation date is after the lead ban |  |  |  |  | Non-Lead - Other |  |  | Installation date is after the lead ban |  |  |  |  | Non-Lead |  |  |  | Domestic
MTR_012650 | 17214 174TH AVE SE | TAX LOT 42 35-23-5 |  |  | Non-Lead - Plastic | No | 2010-01-19 | 1 | Rectified Plan |  |  |  |  | Non-Lead - Other |  |  | Statistical analysis |  |  |  |  | Non-Lead |  |  |  | Domestic
MTR_028131 | 22305 131ST AVE SE | LOT 34 MATHESON PARK #2 |  |  | Non-Lead - Other | No | 1995-07-21 | 0 | Installation date is after the lead ban |  |  |  |  | Non-Lead - Other |  |  | Installation date is after the lead ban |  |  |  |  | Non-Lead |  |  |  | Domestic
MTR_012651 | 17215 174TH AVE SE | 9929-004960 |  |  | Non-Lead - Plastic | No | 2010-01-19 | 1 | Rectified Plan |  |  |  |  | Non-Lead - Other |  |  | Installation date is after the lead ban |  |  |  |  | Non-Lead |  |  |  | Domestic
MTR_025437 | 12523 SE 209TH CT | LOT 7 SHADOW RUN |  |  | Non-Lead - Other | No | 1987-11-25 | 0 | Installation date is after the lead ban |  |  |  |  | Non-Lead - Other |  |  | Installation date is after the lead ban |  |  |  |  | Non-Lead |  |  |  | Domestic
MTR_026390 | 12538 SE 225TH PL | LOT 53 PHEASANTS HOLLOW |  |  | Non-Lead - Other | No | 1996-02-26 | 0 | Installation date is after the lead ban |  |  |  |  | Non-Lead - Other |  |  | Installation date is after the lead ban |  |  |  |  | Non-Lead |  |  |  | Domestic
MTR_025655 | 13110 SE 216TH ST | LOT 66 HILLSHIRE TERRACE |  |  | Non-Lead - Other | No | 1995-09-19 | 0 | Installation date is after the lead ban |  |  |  |  | Non-Lead - Other |  |  | Installation date is after the lead ban |  |  |  |  | Non-Lead |  |  |  | Domestic
MTR_025446 | 12537 SE 209TH CT | LOT 9 SHADOW RUN |  |  | Non-Lead - Other | No | 1987-11-25 | 0 | Installation date is after the lead ban |  |  |  |  | Non-Lead - Other |  |  | Installation date is after the lead ban |  |  |  |  | Non-Lead |  |  |  | Domestic
MTR_012657 | 17211 174TH AVE SE | 9929-004950 |  |  | Non-Lead Plastic | No | 2010-01-19 | 1 | Rectified Plan | Yes | Visual inspection at the meter pit | 2024-02-26 |  | Non-Lead Plastic |  |  | Field inspection only with no records | Yes | Visual inspection at the meter pit | 2024-02-26 |  | Non-Lead |  |  |  | Domestic
MTR_001114 | 23453 130TH AVE SE | LOT 15 BUILDING E VILLAGE AT SINGLE |  |  | Non-Lead - Other | No | 1983-07-01 | 0 | Installation date is after the lead ban |  |  |  |  | Non-Lead - Other |  |  | Installation date is after the lead ban |  |  |  |  | Non-Lead |  |  |  | Domestic
MTR_028013 | 22031 123RD AVE SE | LOT 53 GLENCARIN SOUTH |  |  | Non-Lead - Other | No |  | 0 | Installation date is after the lead ban |  |  |  |  | Non-Lead - Other |  |  | Installation date is after the lead ban |  |  |  |  | Non-Lead |  |  |  | Domestic
MTR_025329 | 12522 SE 212TH PL | L353 GLENCARIN #2 |  |  | Non-Lead - Other | No | 1968-07-31 | 0 | Installation date is after the lead ban |  |  |  |  | Non-Lead - Other |  |  | Installation date is after the lead ban |  |  |  |  | Non-Lead |  |  |  | Domestic
MTR_012656 | 17247 174TH AVE SE |  |  |  | Non-Lead - Plastic | No | 2010-01-19 | 1 | Rectified Plan |  |  |  |  | Non-Lead - Other |  |  | Installation date is after the lead ban |  |  |  |  | Non-Lead |  |  |  | Domestic
MTR_026391 | 13630 SE 231ST ST | LOT 7 QUIET VALLEY |  |  | Non-Lead - Other | No |  | 0 | Installation date is after the lead ban |  |  |  |  | Non-Lead - Other |  |  | Installation date is after the lead ban |  |  |  |  | Non-Lead |  |  |  | Domestic
MTR_027785 | 12331 SE 221ST ST | LOT 32 GLENCARIN SOUTH |  |  | Non-Lead - Other | No |  | 0 | Installation date is after the lead ban |  |  |  |  | Non-Lead - Other |  |  | Installation date is after the lead ban |  |  |  |  | Non-Lead |  |  |  | Domestic
MTR_025582 | 12620 SE 211TH ST | LOT 18 JASON LANE |  |  | Non-Lead - Other | No |  | 0 | Installation date is after the lead ban |  |  |  |  | Non-Lead - Other |  |  | Installation date is after the lead ban |  |  |  |  | Non-Lead |  |  |  | Domestic
MTR_002333 | 12010 SE 240TH ST | N 1/2 OF SW 1/4 OF SE 1/4 OF SW 1/4 OF 16-22-5-TL55 |  |  | Non-Lead - Other | No | 2008-03-10 | 1 | Rectified Plan | No |  |  |  | Non-Lead - Other |  |  | Installation date is after the lead ban |  |  |  |  | Non-Lead |  |  |  | Domestic
MTR_026392 | 12602 SE 231ST ST | L33 MEREDIAN HIGHLANDS |  |  | Non-Lead - Other | No |  | 0 | Installation date is after the lead ban |  |  |  |  | Non-Lead - Other |  |  | Installation date is after the lead ban |  |  |  |  | Non-Lead |  |  |  | Domestic
MTR_026393 | 22521 125TH PL SE | LOT 63 PHEASANTS HOLLOW |  |  | Non-Lead - Other | No | 1996-02-26 | 0 | Installation date is after the lead ban |  |  |  |  | Non-Lead - Other |  |  | Installation date is after the lead ban |  |  |  |  | Non-Lead |  |  |  | Domestic
MTR_023302 | 10617 SE 213TH ST | LOT 31 STONEPINE EAST |  |  | Non-Lead - Other | No | 1995-10-18 | 0 | Installation date is after the lead ban |  |  |  |  | Non-Lead - Other |  |  | Installation date is after the lead ban |  |  |  |  | Non-Lead |  |  |  | Domestic
MTR_017631 | IRRIGATION TRACT D-SERENITY RDG | IRRIGATION TRACT D-SERENITY RIDGE |  |  | Non-Lead - Other | Unknown |  | 0 | Statistical analysis |  |  |  |  | Non-Lead - Other |  |  | Statistical analysis |  |  |  |  | Non-Lead |  |  |  | Assumed
MTR_024001 | 20822 103RD CT SE | LOT 72 STONEPINE |  |  | Non-Lead - Other | No |  | 0 | Installation date is after the lead ban |  |  |  |  | Non-Lead - Other |  |  | Installation date is after the lead ban |  |  |  |  | Non-Lead |  |  |  | Domestic
MTR_027893 | 11820 SE 221ST ST | LOT 35 MEADOW GLEN #2 |  |  | Non-Lead - Other | No |  | 0 | Installation date is after the lead ban |  |  |  |  | Non-Lead - Other |  |  | Installation date is after the lead ban |  |  |  |  | Non-Lead |  |  |  | Domestic
MTR_023291 | 9429 S 214TH PL | LOT 18 GARRISON HEIGHTS |  |  | Non-Lead - Other | No |  | 0 | Installation date is after the lead ban |  |  |  |  | Non-Lead - Other |  |  | Installation date is after the lead ban |  |  |  |  | Non-Lead |  |  |  | Assumed
MTR_022937 | 19641 122ND PL SE | L44 VISTA VIEW HGTS #2 |  |  | Non-Lead - Other | No |  | 0 | Installation date is after the lead ban |  |  |  |  | Non-Lead - Other |  |  | Installation date is after the lead ban |  |  |  |  | Non-Lead |  |  |  | Domestic
MTR_027595 | 12206 SE 217TH ST | LOT 16 GLEN MAR |  |  | Non-Lead - Plastic | No | 1975-04-29 | 1 | Rectified Plan | No |  |  |  | Non-Lead - Other |  |  | Installation date is after the lead ban |  |  |  |  | Non-Lead |  |  |  | Domestic
MTR_023250 | 9418 S 214TH PL | LOT 2 GARRISON HEIGHTS |  |  | Non-Lead - Other | No |  | 0 | Installation date is after the lead ban |  |  |  |  | Non-Lead - Other |  |  | Installation date is after the lead ban |  |  |  |  | Non-Lead |  |  |  | Assumed
MTR_024018 | 21331 103RD PL SE | L 8 OLYMPIC VIEW HTS 2 |  |  | Non-Lead - Other | No |  | 0.75 | Installation date is after the lead ban |  |  |  |  | Non-Lead - Other |  |  | Installation date is after the lead ban |  |  |  |  | Non-Lead |  |  |  | Domestic
MTR_029813 | 23872 140TH LN SE | LOT 38 THE VILLAGE AT SOOS CREEK |  |  | Non-Lead - Other | No |  | 0 | Installation date is after the lead ban |  |  |  |  | Non-Lead - Other |  |  | Installation date is after the lead ban |  |  |  |  | Non-Lead |  |  |  | Assumed
MTR_023616 | 22126 96TH PL S | LOT 1 CANYON CREST ESTATES (CANYON CREEK) |  |  | Non-Lead - Other | No | 1996-09-25 | 0 | Installation date is after the lead ban |  |  |  |  | Non-Lead - Other |  |  | Installation date is after the lead ban |  |  |  |  | Non-Lead |  |  |  | Domestic
MTR_023843 | 10520 SE 220TH ST | L 10 B 2 MT.VIEW PARK 2 |  |  | Non-Lead - Other | No | 2004-04-20 | 0 | Rectified Plan |  |  |  |  | Non-Lead - Other |  |  | Statistical analysis |  |  |  |  | Non-Lead |  |  |  | Domestic
MTR_029375 | 11925 SE 231ST PL | L19 TERRA HEIGHTS |  |  | Non-Lead - Other | No |  | 0 | Installation date is after the lead ban |  |  |  |  | Non-Lead - Other |  |  | Installation date is after the lead ban |  |  |  |  | Non-Lead |  |  |  | Domestic
MTR_022652 | 19316 120TH PL SE | LOT 2 HANSEN SHORT PLAT PHASE 2 |  |  | Non-Lead - Other | No | 2014-02-13 | 0 | Installation date is after the lead ban |  |  |  |  | Non-Lead - Other |  |  | Installation date is after the lead ban |  |  |  |  | Non-Lead |  |  |  | Domestic
MTR_003739 | 23416 130TH AVE SE | LOT 41 BUILDING L VILLAGE AT SINGLE CREEK |  |  | Non-Lead - Other | No |  | 0 | Installation date is after the lead ban |  |  |  |  | Non-Lead - Other |  |  | Installation date is after the lead ban |  |  |  |  | Non-Lead |  |  |  | Assumed
MTR_022656 | 19226 120TH PL SE | LOT 1B HANSEN SHORT PLAT PH 1 |  |  | Non-Lead - Other | No | 2014-02-13 | 0 | Installation date is after the lead ban |  |  |  |  | Non-Lead - Other |  |  | Installation date is after the lead ban |  |  |  |  | Non-Lead |  |  |  | Domestic
MTR_023685 | 22222 100TH AVE SE | N1/2 OF LOT 41 UNEEDAN ORCHARD TRAC TS |  |  | Non-Lead - Other | No | 2000-12-08 | 0 | Rectified Plan |  |  |  |  | Non-Lead - Other |  |  | Statistical analysis |  |  |  |  | Non-Lead |  |  |  | Domestic
MTR_028652 | 21740 113TH PL SE | LOT 2 WESTCREEK MEADOWS |  |  | Non-Lead - Other | No | 1995-09-20 | 0 | Installation date is after the lead ban |  |  |  |  | Non-Lead - Other |  |  | Installation date is after the lead ban |  |  |  |  | Non-Lead |  |  |  | Domestic
MTR_027182 | 12805 SE 237TH PL | L42 TWIN CREEKS |  |  | Non-Lead - Other | No |  | 1 | Installation date is after the lead ban |  |  |  |  | Non-Lead - Other |  |  | Installation date is after the lead ban |  |  |  |  | Non-Lead |  |  |  | Domestic
MTR_018740 | 735 S 47TH ST | LOT 1 TALBOT RIDGE (AKA SUNDANCE) |  |  | Non-Lead - Other | No | 1966-05-24 | 0 | Installation date is after the lead ban |  |  |  |  | Non-Lead - Other |  |  | Installation date is after the lead ban |  |  |  |  | Non-Lead |  |  |  | Domestic
MTR_024286 | 21658 98TH AVE S | TL 64 7-22-5 |  |  | Non-Lead Plastic | Unknown |  | 0 | Relative Placement | Yes | Visual inspection at the meter pit | 2024-01-31 |  | Non-Lead Plastic |  |  | Field inspection only with no records | Yes | Visual inspection at the meter pit | 2024-01-31 |  | Non-Lead |  |  |  | Assumed
MTR_028167 | 12872 SE 223RD PL | LOT 12 MATHESON PARK |  |  | Non-Lead - Other | No | 1995-07-21 | 0 | Installation date is after the lead ban |  |  |  |  | Non-Lead - Other |  |  | Installation date is after the lead ban |  |  |  |  | Non-Lead |  |  |  | Domestic
MTR_027527 | 23805 135TH PL SE | LOT 9 MERIDIAN EAST |  |  | Non-Lead - Other | No | 1988-04-01 | 0 | Installation date is after the lead ban |  |  |  |  | Non-Lead - Other |  |  | Installation date is after the lead ban |  |  |  |  | Non-Lead |  |  |  | Domestic
MTR_012640 | 17620 E LK DESIRE DR SE | TAX LOT 88 SEC 35-23-5 |  |  | Non-Lead - Plastic | No | 2010-01-19 | 1 | Rectified Plan |  |  |  |  | Non-Lead - Other |  |  | Installation date is after the lead ban |  |  |  |  | Non-Lead |  |  |  | Domestic
MTR_024280 | 21727 96TH PL S | LOT 2 RIGBY MAIN EXT |  |  | Non-Lead - Other | No |  | 0 | Installation date is after the lead ban |  |  |  |  | Non-Lead - Other |  |  | Installation date is after the lead ban |  |  |  |  | Non-Lead |  |  |  | Domestic
MTR_019329 | 9234 S 200TH ST | PTN TR4 SPRNGBRK ACRE TR |  |  | Non-Lead - Other | Unknown |  | 0 | Statistical analysis |  |  |  |  | Non-Lead - Other |  |  | Statistical analysis |  |  |  |  | Non-Lead |  |  |  | Assumed
MTR_024448 | 20401 130TH AVE SE | L14 GREENACRES EAST |  |  | Non-Lead - Other | No |  | 0 | Installation date is after the lead ban |  |  |  |  | Non-Lead - Other |  |  | Installation date is after the lead ban |  |  |  |  | Non-Lead |  |  |  | Domestic
MTR_012639 | 17628 E LK DESIRE DR SE | TL 74 36-23-5 |  |  | Non-Lead - Plastic | No | 2010-01-19 | 1 | Rectified Plan |  |  |  |  | Non-Lead - Other |  |  | Installation date is after the lead ban |  |  |  |  | Non-Lead |  |  |  | Domestic
MTR_023175 | 21311 96TH AVE S | L E WESTVIEW TERRACE 4 |  |  | Non-Lead - Other | No | 2008-10-29 | 0 | Rectified Plan |  |  |  |  | Non-Lead - Other |  |  | Statistical analysis |  |  |  |  | Non-Lead |  |  |  | Domestic
MTR_016026 | 18548 W LK DESIRE DR SE | 9929-002045 |  |  | Non-Lead - Other | No | 2010-01-21 | 0 | Rectified Plan |  |  |  |  | Non-Lead - Other |  |  | Statistical analysis |  |  |  |  | Non-Lead |  |  |  | Domestic
MTR_019246 | 19721 92ND AVE S | 92ND AVE SE & S 198TH ST |  |  | Non-Lead - Other | Unknown |  | 0 | Statistical analysis |  |  |  |  | Non-Lead - Other |  |  | Statistical analysis |  |  |  |  | Non-Lead |  |  |  | Assumed
MTR_023114 | 21416 99TH AVE S | LOT 18 MC CANNS WESTVIEW |  |  | Non-Lead - Other | No | 2008-10-29 | 0 | Installation date is after the lead ban |  |  |  |  | Non-Lead - Other |  |  | Installation date is after the lead ban |  |  |  |  | Non-Lead |  |  |  | Domestic
MTR_016973 | 15508 SE 179TH ST | LOT 5 CANDLEWOOD RIDGE #4 |  |  | Non-Lead - Other | No | 1977-07-01 | 0 | Installation date is after the lead ban |  |  |  |  | Non-Lead - Other |  |  | Installation date is after the lead ban |  |  |  |  | Non-Lead |  |  |  | Domestic
MTR_012663 | 17736 E LAKE DESIRE DR SE | 9929-003295 |  |  | Non-Lead - Plastic | No | 2010-01-19 | 1 | Rectified Plan |  |  |  |  | Non-Lead - Other |  |  | Installation date is after the lead ban |  |  |  |  | Non-Lead |  |  |  | Domestic
MTR_010887 | 21637 99TH AVE S | LOT 12 VERDE MESA |  |  | Non-Lead - Other | No |  |  | Installation date is after the lead ban |  |  |  |  | Non-Lead - Other |  |  | Installation date is after the lead ban |  |  |  |  | Non-Lead
MTR_017684 | 18115 116TH AVE SE | TL210 E1/2 SEC 32-23-5 |  |  | Non-Lead - Other | Unknown |  | 0 | Statistical analysis |  |  |  |  | Non-Lead - Other |  |  | Statistical analysis |  |  |  |  | Non-Lead |  |  |  | Assumed
MTR_019010 | 10318 SE 190TH ST | TAX LOT 250 32-23-5 |  |  | Non-Lead - Other | No |  | 0 | Installation date is after the lead ban |  |  |  |  | Non-Lead - Other |  |  | Installation date is after the lead ban |  |  |  |  | Non-Lead |  |  |  | Assumed
MTR_023927 | 10231 SE 213TH PL | L 3 OLYMPIC VIEW HTS 2 |  |  | Non-Lead - Other | No |  | 0 | Installation date is after the lead ban |  |  |  |  | Non-Lead - Other |  |  | Installation date is after the lead ban |  |  |  |  | Non-Lead |  |  |  | Domestic
MTR_017126 | 11002 SE 183RD PL | LOT 29 MAPLE GLEN |  |  | Non-Lead - Other | No | 1977-03-18 | 0 | Installation date is after the lead ban |  |  |  |  | Non-Lead - Other |  |  | Installation date is after the lead ban |  |  |  |  | Non-Lead |  |  |  | Domestic
MTR_018750 | 723 S 47TH ST | LOT 3 TALBOT RIDGE (AKA SUNDANCE) |  |  | Non-Lead - Other | No | 1966-05-24 | 0 | Installation date is after the lead ban |  |  |  |  | Non-Lead - Other |  |  | Installation date is after the lead ban |  |  |  |  | Non-Lead |  |  |  | Domestic
MTR_027883 | 11926 SE 219TH PL | LOT 59 CROWN ROYAL |  |  | Non-Lead - Other | No |  | 0 | Installation date is after the lead ban |  |  |  |  | Non-Lead - Other |  |  | Installation date is after the lead ban |  |  |  |  | Non-Lead |  |  |  | Assumed
MTR_017294 | 17835 110TH AVE SE | L30 MELRIDGE ADD. |  |  | Non-Lead - Other | No | 2011-08-10 | 1 | Rectified Plan |  |  |  |  | Non-Lead - Other |  |  | Statistical analysis |  |  |  |  | Non-Lead |  |  |  | Domestic
MTR_018981 | NEXT TO 18700 107TH AVE SE, LANDSCAPE TRACT | IRRIGATION-GREENLEAF PLAT |  |  | Non-Lead - Other | No | 2016-01-29 | 0 | Statistical analysis |  |  |  |  | Non-Lead - Other |  |  | Statistical analysis |  |  |  |  | Non-Lead |  |  |  | Irrigation
MTR_027615 | 12307 SE 216TH ST | LOT 7 GLEN MAR |  |  | Non-Lead - Plastic | No | 1975-04-29 | 1 | Rectified Plan | No |  |  |  | Non-Lead - Other |  |  | Installation date is after the lead ban |  |  |  |  | Non-Lead |  |  |  | Domestic
MTR_020594 | 10424 SE 200TH ST | LOT 1 DONNEYBROOK MANOR |  |  | Non-Lead - Other | Unknown |  | 0 | Statistical analysis |  |  |  |  | Non-Lead - Other |  |  | Statistical analysis |  |  |  |  | Non-Lead |  |  |  | Assumed
MTR_029150 | 10322 SE 225TH PL | LOT 11 COPPER HILL |  |  | Non-Lead - Other | No | 2006-03-28 | 0 | Installation date is after the lead ban |  |  |  |  | Non-Lead - Other |  |  | Installation date is after the lead ban |  |  |  |  | Non-Lead |  |  |  | Domestic
MTR_019312 | 9414 S 196TH PL | LOT 21 OLYMPIC PEAK |  |  | Non-Lead - Other | No | 2004-07-14 | 0 | Installation date is after the lead ban |  |  |  |  | Non-Lead - Other |  |  | Installation date is after the lead ban |  |  |  |  | Non-Lead |  |  |  | Domestic
MTR_019161 | 10320 SE 192ND ST | LOT 3 KCSP 383072 |  |  | Non-Lead - Other | No |  | 0 | Installation date is after the lead ban |  |  |  |  | Non-Lead - Other |  |  | Installation date is after the lead ban |  |  |  |  | Non-Lead |  |  |  | Assumed
MTR_023611 | 22108 96TH PL S | LOT 4 CANYON CREST ESTATES (CANYON CREEK) |  |  | Non-Lead - Other | No | 1996-09-25 | 0 | Installation date is after the lead ban |  |  |  |  | Non-Lead - Other |  |  | Installation date is after the lead ban |  |  |  |  | Non-Lead |  |  |  | Domestic
MTR_024217 | 20861 109TH LN SE | L39 BENSON H TOWNHOUSE |  |  | Non-Lead - Other | No |  | 5.25 | Installation date is after the lead ban |  |  |  |  | Non-Lead - Other |  |  | Installation date is after the lead ban |  |  |  |  | Non-Lead |  |  |  | Hydrant
MTR_016182 | 17611 162ND AVE SE | LOT 37 CANDLEWOOD RIDGE #3 |  |  | Non-Lead - Other | No | 1977-07-13 | 1 | Installation date is after the lead ban |  |  |  |  | Non-Lead - Other |  |  | Installation date is after the lead ban |  |  |  |  | Non-Lead |  |  |  | Domestic
MTR_024314 | 22252 104TH PL SE | N 120OF S150,TRT 45 UNEEDAN ORCH XCPT W 188.63' |  |  | Non-Lead - Other | Unknown |  | 0 | Statistical analysis |  |  |  |  | Non-Lead - Other |  |  | Statistical analysis |  |  |  |  | Non-Lead |  |  |  | Domestic
MTR_024864 | 20258 142ND AVE SE | TAX LOT 102 3-22-5 |  |  | Non-Lead - Other | No |  | 0 | Installation date is after the lead ban |  |  |  |  | Non-Lead - Other |  |  | Installation date is after the lead ban |  |  |  |  | Non-Lead |  |  |  | Assumed
MTR_026440 | 12715 SE 229TH CT | LOT 11 PHEASANTS HOLLOW |  |  | Non-Lead - Other | No | 1996-02-27 | 0 | Installation date is after the lead ban |  |  |  |  | Non-Lead - Other |  |  | Installation date is after the lead ban |  |  |  |  | Non-Lead |  |  |  | Domestic
MTR_019957 | 19956 101ST AVE SE | LOT 9 WATERSHED TERRACE |  |  | Non-Lead - Other | No | 2003-08-27 | 0 | Installation date is after the lead ban |  |  |  |  | Non-Lead - Other |  |  | Installation date is after the lead ban |  |  |  |  | Non-Lead |  |  |  | Domestic
MTR_015196 | 17212 128TH AVE SE | L 21 BLK 1 RENTON PARK |  |  | Non-Lead - Other | Unknown |  | 0 | Statistical analysis |  |  |  |  | Non-Lead - Other |  |  | Statistical analysis |  |  |  |  | Non-Lead |  |  |  | Domestic
MTR_015449 | 17251 128TH AVE SE | 0708-000690 |  |  | Non-Lead - Other | No |  | 0 | Installation date is after the lead ban |  |  |  |  | Non-Lead - Other |  |  | Installation date is after the lead ban |  |  |  |  | Non-Lead |  |  |  | Domestic
MTR_026488 | 22524 125TH PL SE | LOT 71 PHEASANTS HOLLOW |  |  | Non-Lead - Other | No | 1996-02-26 | 0 | Installation date is after the lead ban |  |  |  |  | Non-Lead - Other |  |  | Installation date is after the lead ban |  |  |  |  | Non-Lead |  |  |  | Domestic
MTR_025254 | 21553 123RD AVE SE | L271 GLENCARIN #2 |  |  | Non-Lead - Other | No | 1968-07-31 | 0 | Installation date is after the lead ban |  |  |  |  | Non-Lead - Other |  |  | Installation date is after the lead ban |  |  |  |  | Non-Lead |  |  |  | Domestic
MTR_016168 | 16252 SE 176TH PL | LOT 28 CANDLEWOOD RIDGE #3 |  |  | Non-Lead - Plastic | No | 1977-07-13 | 1 | Rectified Plan | No |  |  |  | Non-Lead - Other |  |  | Installation date is after the lead ban |  |  |  |  | Non-Lead |  |  |  | Domestic
MTR_024377 | SE 208TH/137TH AVE SE | SE 208TH/137TH AVE SE |  |  | Non-Lead - Other | Unknown |  | 0 | Statistical analysis |  |  |  |  | Non-Lead - Other |  |  | Statistical analysis |  |  |  |  | Non-Lead |  |  |  | Assumed
MTR_016021 | 18453 W LK DESIRE DR SE | LOT 5 BLK 2 LAKE DESIRE VIEW ADDITION |  |  | Non-Lead - Other | No | 2010-01-21 | 0 | Installation date is after the lead ban |  |  |  |  | Non-Lead - Other |  |  | Installation date is after the lead ban |  |  |  |  | Non-Lead |  |  |  | Domestic
MTR_020598 | 19657 105TH AVE SE | L7 DONNYBROOK MANOR |  |  | Non-Lead - Other | Unknown |  | 0 | Statistical analysis |  |  |  |  | Non-Lead - Other |  |  | Statistical analysis |  |  |  |  | Non-Lead |  |  |  | Assumed
MTR_014412 | 16806 113TH LN SE | UNIT 14 BLDG D ROLLING HILLS TOWNHOMES |  |  | Non-Lead - Other | No | 2008-06-24 | 1 | Installation date is after the lead ban |  |  |  |  | Non-Lead - Other |  |  | Installation date is after the lead ban |  |  |  |  | Non-Lead |  |  |  | Domestic
MTR_012666 | 18248 172ND AVE SE | 9929-001000 |  |  | Non-Lead - Other | No | 2003-03-14 | 4 | Rectified Plan | No |  |  |  | Non-Lead - Other |  |  | Installation date is after the lead ban |  |  |  |  | Non-Lead |  |  |  | Domestic
MTR_016023 | 18517 W LK DESIRE DR SE | 9929-001500 |  |  | Non-Lead - Other | No | 2010-01-21 | 0 | Rectified Plan |  |  |  |  | Non-Lead - Other |  |  | Statistical analysis |  |  |  |  | Non-Lead |  |  |  | Domestic
MTR_016087 | 18013 158TH PL SE | LOT 14 CANDLEWOOD RIDGE #6 |  |  | Non-Lead - Plastic | No | 1980-08-01 | 0 | Rectified Plan | No |  |  |  | Non-Lead - Other |  |  | Installation date is after the lead ban |  |  |  |  | Non-Lead |  |  |  | Domestic
MTR_018434 | 9239 S 202ND ST | L 2 KCSP 584012 (JOSEPH MAIN EXTN) |  |  | Non-Lead - Other | Unknown |  | 0 | Statistical analysis |  |  |  |  | Non-Lead - Other |  |  | Statistical analysis |  |  |  |  | Non-Lead |  |  |  | Domestic
MTR_012391 | 18300 W LK DESIRE DR SE | LOT 15 BLK 1 LK DESIRE SUMMER HOME TRACTS |  |  | Non-Lead - Plastic | No | 2010-01-20 | 1 | Rectified Plan |  |  |  |  | Non-Lead - Other |  |  | Statistical analysis |  |  |  |  | Non-Lead |  |  |  | Domestic
MTR_030198 | THE BECKET - REC BLDG | MISSION RIDGE - REC BLDG |  |  | Non-Lead - Other | No |  | 1 | Installation date is after the lead ban |  |  |  |  | Non-Lead - Other |  |  | Installation date is after the lead ban |  |  |  |  | Non-Lead |  |  |  | Domestic
MTR_016089 | 18012 158TH PL SE | L15 CANDLEWOOD RIDGE #6 |  |  | Non-Lead - Plastic | No | 1980-08-01 | 0 | Rectified Plan | No |  |  |  | Non-Lead - Other |  |  | Installation date is after the lead ban |  |  |  |  | Non-Lead |  |  |  | Domestic
MTR_020053 | 20141 102ND AVE SE | LOT 16 MCCANN MEADOWS |  |  | Non-Lead - Other | No | 1998-11-06 | 0 | Installation date is after the lead ban |  |  |  |  | Non-Lead - Other |  |  | Installation date is after the lead ban |  |  |  |  | Non-Lead |  |  |  | Domestic
MTR_016880 | 15212 SE 178TH PL | LOT 19 CANDLEWOOD RIDGE #5 |  |  | Non-Lead - Other | No | 1978-02-01 | 0 | Installation date is after the lead ban |  |  |  |  | Non-Lead - Other |  |  | Installation date is after the lead ban |  |  |  |  | Non-Lead |  |  |  | Domestic
MTR_012661 | 17627 E LK DESIRE DR SE | LOT 2 & 3 BLK 6 LAKE DESIRE SUMMER HOME TRT |  |  | Non-Lead - Plastic | No | 2010-01-19 | 1 | Rectified Plan |  |  |  |  | Non-Lead - Other |  |  | Statistical analysis |  |  |  |  | Non-Lead |  |  |  | Domestic
MTR_019210 | 19203 98TH AVE S | L1 SPRINGBROOK TERRACE |  |  | Non-Lead - Other | No | 1984-06-01 | 0 | Relative Placement |  |  |  |  | Non-Lead - Other |  |  | Statistical analysis |  |  |  |  | Non-Lead |  |  |  | Assumed
MTR_026085 | 12118 SE 205TH PL | LOT 7 FENTON RIDGE (WILLOW RIDGE) |  |  | Non-Lead - Other | No | 1995-08-31 | 0 | Installation date is after the lead ban |  |  |  |  | Non-Lead - Other |  |  | Installation date is after the lead ban |  |  |  |  | Non-Lead |  |  |  | Domestic
MTR_023500 | 10885 SE 214TH PL | LOT 25 BENSON PLACE |  |  | Non-Lead - Other | No | 1996-06-08 | 0 | Installation date is after the lead ban |  |  |  |  | Non-Lead - Other |  |  | Installation date is after the lead ban |  |  |  |  | Non-Lead |  |  |  | Domestic
MTR_012636 | 17810 E LK DESIRE DR SE | TAX LOT 68 36-23-5 |  |  | Non-Lead - Plastic | No | 2010-01-19 | 1 | Rectified Plan |  |  |  |  | Non-Lead - Other |  |  | Installation date is after the lead ban |  |  |  |  | Non-Lead |  |  |  | Domestic
MTR_021622 | 13920 SE 200TH ST | LOT 5 SUTTLE ADDITION |  |  | Non-Lead - Other | Unknown |  | 0 | Statistical analysis |  |  |  |  | Non-Lead - Other |  |  | Statistical analysis |  |  |  |  | Non-Lead |  |  |  | Domestic
MTR_016997 | 15319 SE 178TH ST | LOT 62 CANDLEWOOD RIDGE #4 |  |  | Non-Lead - Other | No | 1977-07-01 | 0 | Installation date is after the lead ban |  |  |  |  | Non-Lead - Other |  |  | Installation date is after the lead ban |  |  |  |  | Non-Lead |  |  |  | Domestic
MTR_025137 | 21001 124TH AVE SE | L11 GLENCARIN #1 |  |  | Non-Lead - Other | No | 1968-03-08 | 0 | Installation date is after the lead ban |  |  |  |  | Non-Lead - Other |  |  | Installation date is after the lead ban |  |  |  |  | Non-Lead |  |  |  | Domestic
MTR_012616 | 17609 E LK DESIRE DR SE |  |  |  | Non-Lead - Plastic | No | 2010-01-19 | 1 | Rectified Plan |  |  |  |  | Non-Lead - Other |  |  | Installation date is after the lead ban |  |  |  |  | Non-Lead |  |  |  | Domestic
MTR_016204 | 16241 SE 179TH ST | LOT 10 CANDLEWOOD RIDGE #3 |  |  | Non-Lead - Plastic | No | 1977-07-13 | 1 | Rectified Plan | No |  |  |  | Non-Lead - Other |  |  | Installation date is after the lead ban |  |  |  |  | Non-Lead |  |  |  | Domestic
MTR_016871 | 15211 SE 179TH ST | LOT 70 CANDLEWOOD RIDGE #5 |  |  | Non-Lead - Other | No | 1978-02-01 | 0 | Installation date is after the lead ban |  |  |  |  | Non-Lead - Other |  |  | Installation date is after the lead ban |  |  |  |  | Non-Lead |  |  |  | Domestic
MTR_028781 | 22321 113TH PL SE | L 5 JOHN VELKOFF ADD 2 |  |  | Non-Lead - Other | No | 2000-11-03 | 0 | Rectified Plan |  |  |  |  | Non-Lead - Other |  |  | Statistical analysis |  |  |  |  | Non-Lead |  |  |  | Domestic
MTR_012626 | 18005 E LK DESIRE DR SE | 9929-002670 |  |  | Non-Lead - Plastic | No | 2010-01-19 | 1 | Rectified Plan |  |  |  |  | Non-Lead - Other |  |  | Installation date is after the lead ban |  |  |  |  | Non-Lead |  |  |  | Domestic
MTR_016172 | 17606 163RD PL SE | LOT 25 CANDLEWOOD RIDGE #3 |  |  | Non-Lead - Plastic | No | 1977-07-13 | 1 | Rectified Plan | No |  |  |  | Non-Lead - Other |  |  | Installation date is after the lead ban |  |  |  |  | Non-Lead |  |  |  | Domestic
MTR_012366 | 16301 SE PETROVITSKY RD | LOT 7 MASONS PLACE |  |  | Non-Lead - Other | No |  | 0 | Installation date is after the lead ban |  |  |  |  | Non-Lead - Other |  |  | Installation date is after the lead ban |  |  |  |  | Non-Lead |  |  |  | Assumed
MTR_001128 | 16604 125TH AVE SE | L1 B2 CASCADE HILLS 4 |  |  | Non-Lead - Other | No | 2019-08-05 | 0 | Rectified Plan |  |  |  |  | Non-Lead - Other |  |  | Statistical analysis |  |  |  |  | Non-Lead |  |  |  | Domestic
MTR_028764 | 10925 SE 223RD PL | LOT 17 BENSON EAST |  |  | Non-Lead - Other | No | 1977-05-13 | 1 | Installation date is after the lead ban |  |  |  |  | Non-Lead - Other |  |  | Installation date is after the lead ban |  |  |  |  | Non-Lead |  |  |  | Domestic
MTR_024065 | 21234 102ND AVE SE | 9908-003045 |  |  | Non-Lead - Other | Unknown |  | 0 | Statistical analysis |  |  |  |  | Non-Lead - Other |  |  | Statistical analysis |  |  |  |  | Non-Lead |  |  |  | Domestic
MTR_024349 | 22013 103RD PL SE | E128.76 N81+ S477+ TR 21 UNEEDAN |  |  | Non-Lead - Other | Unknown |  | 0 | Statistical analysis |  |  |  |  | Non-Lead - Other |  |  | Statistical analysis |  |  |  |  | Non-Lead |  |  |  | Domestic
MTR_001129 | 12015 SE 164TH ST | L 106 CASCADE HILLS 6 |  |  | Non-Lead - Other | No | 2006-08-31 | 1 | Rectified Plan |  |  |  |  | Non-Lead - Other |  |  | Statistical analysis |  |  |  |  | Non-Lead |  |  |  | Domestic
MTR_016022 | 18509 W LK DESIRE DR SE | LOT 6 BLK 2 LK DESIRE VIEW ADDITION |  |  | Non-Lead - Other | No | 2010-01-21 | 0 | Installation date is after the lead ban |  |  |  |  | Non-Lead - Other |  |  | Installation date is after the lead ban |  |  |  |  | Non-Lead |  |  |  | Domestic
MTR_022704 | 19527 121ST PL SE | LOT 16 BALMORAL HEIGHTS |  |  | Non-Lead - Other | No | 2001-03-28 | 0 | Installation date is after the lead ban |  |  |  |  | Non-Lead - Other |  |  | Installation date is after the lead ban |  |  |  |  | Non-Lead |  |  |  | Domestic
MTR_028227 | 13106 SE 219TH PL | LOT 2 MARYLYN PLACE DIVISION 2 |  |  | Non-Lead - Other | No | 2014-07-17 | 0 | Installation date is after the lead ban |  |  |  |  | Non-Lead - Other |  |  | Installation date is after the lead ban |  |  |  |  | Non-Lead |  |  |  | Domestic
MTR_015700 | 1200 S 36TH PL | LOT 104 SUNNYBROOK |  |  | Non-Lead - Other | No | 2004-01-22 | 0 | Installation date is after the lead ban |  |  |  |  | Non-Lead - Other |  |  | Installation date is after the lead ban |  |  |  |  | Non-Lead |  |  |  | Domestic
MTR_021194 | 14723 SE 195TH PL | LOT 18 LAKE YOUNGS PLAT |  |  | Non-Lead - Other | No | 1995-08-14 | 0 | Installation date is after the lead ban |  |  |  |  | Non-Lead - Other |  |  | Installation date is after the lead ban |  |  |  |  | Non-Lead |  |  |  | Domestic
MTR_028335 | 12919 SE 217TH PL | LOT 21 WIMBLEDON RIDGE |  |  | Non-Lead - Other | No | 1995-08-28 | 0 | Installation date is after the lead ban |  |  |  |  | Non-Lead - Other |  |  | Installation date is after the lead ban |  |  |  |  | Non-Lead |  |  |  | Domestic
MTR_026627 | 22965 130TH PL SE | LOT 19 MISTY MEADOWS #4 |  |  | Non-Lead - Other | No |  | 0 | Installation date is after the lead ban |  |  |  |  | Non-Lead - Other |  |  | Installation date is after the lead ban |  |  |  |  | Non-Lead |  |  |  | Assumed
MTR_014722 | 12920 SE 157TH PL | LOT 40 FAIRLANE WOODS |  |  | Non-Lead - Other | No | 1978-09-22 | 0 | Installation date is after the lead ban |  |  |  |  | Non-Lead - Other |  |  | Installation date is after the lead ban |  |  |  |  | Non-Lead |  |  |  | Domestic
MTR_020321 | 10630 SE 204TH ST | TAX LOT 177 & 184 OF SE 5-22-5 |  |  | Non-Lead - Other | Unknown |  | 0 | Statistical analysis |  |  |  |  | Non-Lead - Other |  |  | Statistical analysis |  |  |  |  | Non-Lead |  |  |  | Assumed
MTR_029774 | 23823 141ST LN SE | LOT 11 THE VILLAGE @ SOOS CREEK #2 |  |  | Non-Lead - Other | No |  | 0 | Installation date is after the lead ban |  |  |  |  | Non-Lead - Other |  |  | Installation date is after the lead ban |  |  |  |  | Non-Lead |  |  |  | Assumed
MTR_019961 | 19986 101ST AVE SE | LOT 14 WATERSHED TERRACE |  |  | Non-Lead - Other | No | 2003-08-27 | 0 | Installation date is after the lead ban |  |  |  |  | Non-Lead - Other |  |  | Installation date is after the lead ban |  |  |  |  | Non-Lead |  |  |  | Domestic
MTR_014950 | 17011 122ND AVE SE | L23 B4 CASCADE VISTA #1 |  |  | Non-Lead - Other | No | 2010-10-25 | 1 | Rectified Plan |  |  |  |  | Non-Lead - Other |  |  | Statistical analysis |  |  |  |  | Non-Lead |  |  |  | Domestic
MTR_012593 | 17025 SE 183RD PL | LOT 56 TROVITSKY PARK |  |  | Non-Lead - Other | No | 2005-03-14 | 4 | Rectified Plan | No |  |  |  | Non-Lead - Other |  |  | Statistical analysis |  |  |  |  | Non-Lead |  |  |  | Domestic
MTR_026700 | 12571 SE 231ST ST | L65 CORONADO KNOLLS |  |  | Non-Lead - Other | No |  | 0 | Installation date is after the lead ban |  |  |  |  | Non-Lead - Other |  |  | Installation date is after the lead ban |  |  |  |  | Non-Lead |  |  |  | Domestic
MTR_030244 | 18235 140TH AVE SE | CARRIAGE CREST ELEMENTARY - DET CHECK |  |  | Non-Lead - Other | No |  |  | Installation date is after the lead ban |  |  |  |  | Non-Lead - Other |  |  | Installation date is after the lead ban |  |  |  |  | Non-Lead
MTR_028769 | 10929 SE 223RD LN | LOT 23 BENSON EAST |  |  | Non-Lead - Other | No | 1977-05-13 | 1 | Installation date is after the lead ban |  |  |  |  | Non-Lead - Other |  |  | Installation date is after the lead ban |  |  |  |  | Non-Lead |  |  |  | Domestic
MTR_025939 | ON SE 202ND CT - OF LOT 36 N | ON SE 202ND CT; N OF LOT 36 |  |  | Non-Lead - Other | No | 2007-05-03 | 0 | Statistical analysis |  |  |  |  | Non-Lead - Other |  |  | Statistical analysis |  |  |  |  | Non-Lead |  |  |  | Domestic
MTR_030298 | 14210 SE 213TH ST | L9 HOMESTEAD HILLS #2 |  |  | Non-Lead Plastic | No |  | 0 | Field inspection only with no records | Yes | Visual inspection at meter pit | 2023-11-04 |  | Non-Lead Plastic |  |  | Field inspection only with no records | Yes | Visual inspection at meter pit | 2023-11-04 |  | Non-Lead |  |  |  | Assumed
MTR_023329 | 21316 104TH PL SE | LOT 45 STONEPINE EAST |  |  | Non-Lead - Other | No | 1995-10-18 | 0 | Installation date is after the lead ban |  |  |  |  | Non-Lead - Other |  |  | Installation date is after the lead ban |  |  |  |  | Non-Lead |  |  |  | Domestic
MTR_018754 | 4711 SMITHERS AVE S | LOT 9 TALBOT RIDGE |  |  | Non-Lead - Other | No | 1966-05-24 | 0 | Installation date is after the lead ban |  |  |  |  | Non-Lead - Other |  |  | Installation date is after the lead ban |  |  |  |  | Non-Lead |  |  |  | Domestic
MTR_011552 | 12811 SE 164TH ST | L69 FAIRWOOD # 9 |  |  | Non-Lead - Other | No | 2007-10-01 | 0 | Installation date is after the lead ban |  |  |  |  | Non-Lead - Other |  |  | Installation date is after the lead ban |  |  |  |  | Non-Lead |  |  |  | Domestic
MTR_030299 | 12600 SE 192ND ST | MEEKER JR HIGH DETECTOR CHECK |  |  | Non-Lead - Other | No |  |  | Installation date is after the lead ban |  |  |  |  | Non-Lead - Other |  |  | Installation date is after the lead ban |  |  |  |  | Non-Lead
MTR_023833 | 10515 SE 218TH ST | L 7 B 1 MT.VIEW PARK |  |  | Non-Lead - Other | No | 2004-04-20 | 0 | Rectified Plan |  |  |  |  | Non-Lead - Other |  |  | Statistical analysis |  |  |  |  | Non-Lead |  |  |  | Domestic
MTR_012404 | 18012 W LK DESIRE DR SE | LOT 2 BLK 1 LK DESIRE SUMMER HOME TRACTS |  |  | Non-Lead - Plastic | No | 2010-01-20 | 1 | Rectified Plan |  |  |  |  | Non-Lead - Other |  |  | Installation date is after the lead ban |  |  |  |  | Non-Lead |  |  |  | Domestic
MTR_012524 | 18255 171ST CT SE | LOT 60 TROVITSKY PARK |  |  | Non-Lead - Other | No | 2003-03-14 | 4 | Rectified Plan | No |  |  |  | Non-Lead - Other |  |  | Installation date is after the lead ban |  |  |  |  | Non-Lead |  |  |  | Domestic
MTR_030300 | 12600 SE 192ND ST - DET | MEEKER JR HIGH DETECTOR CHECK |  |  | Non-Lead - Other | No |  |  | Installation date is after the lead ban |  |  |  |  | Non-Lead - Other |  |  | Installation date is after the lead ban |  |  |  |  | Non-Lead
MTR_023763 | 22002 101ST PL SE | LOT 23 KARA 3 |  |  | Non-Lead - Other | No | 2003-08-27 | 0 | Installation date is after the lead ban |  |  |  |  | Non-Lead - Other |  |  | Installation date is after the lead ban |  |  |  |  | Non-Lead |  |  |  | Domestic
MTR_020120 | 19225 102ND AVE SE | TAX LOT 77 NW 1/4 5-22-5 |  |  | Non-Lead - Other | No |  | 0 | Installation date is after the lead ban |  |  |  |  | Non-Lead - Other |  |  | Installation date is after the lead ban |  |  |  |  | Non-Lead |  |  |  | Assumed
MTR_023600 | 22102 96TH PL S | LOT 5 CANYON CREST ESTATES (CANYON CREEK) |  |  | Non-Lead - Other | No | 1996-09-25 | 0 | Installation date is after the lead ban |  |  |  |  | Non-Lead - Other |  |  | Installation date is after the lead ban |  |  |  |  | Non-Lead |  |  |  | Domestic
MTR_030301 | 14451 SE 208TH ST | TAX LOTS 56 & 95 NE 1/4 10-22-5 |  |  | Non-Lead - Other | Unknown |  | 0 | Statistical analysis |  |  |  |  | Non-Lead - Other |  |  | Statistical analysis |  |  |  |  | Non-Lead |  |  |  | Assumed
MTR_026061 | 11907 SE 203RD ST | LOT 21 HEDLUND MEADOWS |  |  | Non-Lead - Other | No | 1995-08-01 | 0 | Installation date is after the lead ban |  |  |  |  | Non-Lead - Other |  |  | Installation date is after the lead ban |  |  |  |  | Non-Lead |  |  |  | Domestic
MTR_016169 | 17634 162ND PL SE | LOT 88 CANDLEWOOD RIDGE #3 |  |  | Non-Lead - Other | No | 1977-07-13 | 1 | Installation date is after the lead ban |  |  |  |  | Non-Lead - Other |  |  | Installation date is after the lead ban |  |  |  |  | Non-Lead |  |  |  | Domestic
MTR_022688 | 12205 SE 196TH ST | L37 VISTA VIEW HGTS#2 |  |  | Non-Lead - Other | No | 2001-03-28 | 0 | Installation date is after the lead ban |  |  |  |  | Non-Lead Plastic |  |  | Field inspection only with no records | Yes | Visual inspection at meter pit | 2023-01-14 |  | Non-Lead |  |  |  | Domestic
MTR_012481 | 18142 171ST AVE SE | LOT 77 TROVITSKY PARK |  |  | Non-Lead - Other | No | 2003-03-14 | 4 | Rectified Plan | No |  |  |  | Non-Lead - Other |  |  | Installation date is after the lead ban |  |  |  |  | Non-Lead |  |  |  | Domestic
MTR_023777 | 22016 100TH CT SE | LOT 8 KARA 3 |  |  | Non-Lead - Other | No | 2003-08-27 | 0 | Installation date is after the lead ban |  |  |  |  | Non-Lead - Other |  |  | Installation date is after the lead ban |  |  |  |  | Non-Lead |  |  |  | Domestic
MTR_022420 | 19431 115TH PL SE | LOT 73 PLATEAU @ PANTHER LAKE |  |  | Non-Lead - Other | No | 2007-03-05 | 0 | Installation date is after the lead ban |  |  |  |  | Non-Lead - Other |  |  | Installation date is after the lead ban |  |  |  |  | Non-Lead |  |  |  | Domestic
MTR_022877 | 19821 116TH AVE SE | TL4 E1/2 SEC 5-22-5 |  |  | Non-Lead - Other | No | 1998-06-08 | 0 | Rectified Plan |  |  |  |  | Non-Lead - Other |  |  | Statistical analysis |  |  |  |  | Non-Lead |  |  |  | Domestic
MTR_012563 | 16909 SE 183RD PL | LOT 25 TROVITSKY PARK 2 |  |  | Non-Lead - Other | No | 2003-03-14 | 4 | Rectified Plan | No |  |  |  | Non-Lead - Other |  |  | Installation date is after the lead ban |  |  |  |  | Non-Lead |  |  |  | Domestic
MTR_023369 | 20921 104TH PL SE | LOT 4 WARD SHORT PLAT |  |  | Non-Lead - Other | No | 2015-04-13 | 0 | Installation date is after the lead ban |  |  |  |  | Non-Lead - Other |  |  | Installation date is after the lead ban |  |  |  |  | Non-Lead |  |  |  | Domestic
MTR_019126 | 10714 SE 186TH ST | L1 VISTA HILLS |  |  | Non-Lead - Other | Unknown |  | 0 | Statistical analysis |  |  |  |  | Non-Lead - Other |  |  | Statistical analysis |  |  |  |  | Non-Lead |  |  |  | Assumed
MTR_001550 | 11655 SE 164TH ST | L 68 CASCADE HILLS 5 |  |  | Non-Lead - Other | Unknown |  | 0.75 | Statistical analysis |  |  |  |  | Non-Lead - Other |  |  | Statistical analysis |  |  |  |  | Non-Lead |  |  |  | Assumed
MTR_012540 | 16906 SE 180TH PL | LOT 2 TROVITSKY PARK 2 |  |  | Non-Lead - Other | No | 2003-03-14 | 4 | Rectified Plan | No |  |  |  | Non-Lead - Other |  |  | Installation date is after the lead ban |  |  |  |  | Non-Lead |  |  |  | Domestic
MTR_014226 | 10837 SE 172ND ST #8B | B8 UB KELSEY CT CONDOS |  |  | Non-Lead - Other | No | 1984-11-01 | 0 | Installation date is after the lead ban |  |  |  |  | Non-Lead - Other |  |  | Installation date is after the lead ban |  |  |  |  | Non-Lead |  |  |  | Domestic
MTR_001551 | 23130 132ND AVE SE | 9920-018615 |  |  | Non-Lead - Other | No |  | 0 | Installation date is after the lead ban |  |  |  |  | Non-Lead - Other |  |  | Installation date is after the lead ban |  |  |  |  | Non-Lead |  |  |  | Assumed
MTR_012461 | 18038 170TH PL SE | LOT 96 TROVITSKY PARK |  |  | Non-Lead - Other | No | 2003-03-14 | 4 | Rectified Plan | No |  |  |  | Non-Lead - Other |  |  | Installation date is after the lead ban |  |  |  |  | Non-Lead |  |  |  | Domestic
MTR_019729 | 10822 SE 192ND ST | TL 140 E1/2 SEC 33-23-5 |  |  | Non-Lead - Other | Unknown |  | 0 | Statistical analysis |  |  |  |  | Non-Lead - Other |  |  | Statistical analysis |  |  |  |  | Non-Lead |  |  |  | Assumed
MTR_012584 | 16940 SE 183RD PL | LOT 47 TROVITSKY PARK |  |  | Non-Lead - Other | No | 2003-03-14 | 4 | Rectified Plan | No |  |  |  | Non-Lead - Other |  |  | Installation date is after the lead ban |  |  |  |  | Non-Lead |  |  |  | Domestic
MTR_029182 | 11017 SE 225TH ST | L 26 STOCKTON |  |  | Non-Lead - Other | No |  | 0 | Installation date is after the lead ban |  |  |  |  | Non-Lead - Other |  |  | Installation date is after the lead ban |  |  |  |  | Non-Lead |  |  |  | Domestic
MTR_024710 | 13706 SE 202ND CT | LOT 20 FOREST GLEN SOUTH |  |  | Non-Lead - Other | No |  | 0 | Installation date is after the lead ban |  |  |  |  | Non-Lead - Other |  |  | Installation date is after the lead ban |  |  |  |  | Non-Lead |  |  |  | Domestic
MTR_022421 | 19424 115TH PL SE | LOT 106 PLATEAU @ PANTHER LAKE |  |  | Non-Lead - Other | No | 2007-03-05 | 0 | Installation date is after the lead ban |  |  |  |  | Non-Lead - Other |  |  | Installation date is after the lead ban |  |  |  |  | Non-Lead |  |  |  | Domestic
MTR_019267 | 9448 S 196TH PL | LOT 26 SHADY ESTATES |  |  | Non-Lead - Other | No | 2004-07-14 | 0 | Installation date is after the lead ban |  |  |  |  | Non-Lead - Other |  |  | Installation date is after the lead ban |  |  |  |  | Non-Lead |  |  |  | Domestic
MTR_026422 | 12912 SE 228TH PL | LOT 25 MISTY MEADOWS #3 |  |  | Non-Lead - Other | No |  | 0 | Installation date is after the lead ban |  |  |  |  | Non-Lead - Other |  |  | Installation date is after the lead ban |  |  |  |  | Non-Lead |  |  |  | Domestic
MTR_021799 | 13333 SE 198TH ST | LOT 42 FOREST TRAILS #2 |  |  | Non-Lead - Other | No |  | 0 | Installation date is after the lead ban |  |  |  |  | Non-Lead - Other |  |  | Installation date is after the lead ban |  |  |  |  | Non-Lead |  |  |  | Domestic
MTR_019073 | 18851 103RD CT SE | LOT 3 BERGSMA SHORT PLAT |  |  | Non-Lead - Other | No | 1980-09-01 | 0 | Installation date is after the lead ban |  |  |  |  | Non-Lead - Other |  |  | Installation date is after the lead ban |  |  |  |  | Non-Lead |  |  |  | Domestic
MTR_019261 | 9443 S 196TH PL | LOT 10 OLYMPIC PEAK ESTATES |  |  | Non-Lead - Other | No | 2004-07-14 | 0 | Installation date is after the lead ban |  |  |  |  | Non-Lead - Other |  |  | Installation date is after the lead ban |  |  |  |  | Non-Lead |  |  |  | Domestic
MTR_017408 | 11815 SE 180TH ST | L2 L.J. KENNEDY ADDITION |  |  | Non-Lead - Other | No | 1975-08-05 | 0 | Relative Placement |  |  |  |  | Non-Lead - Other |  |  | Statistical analysis |  |  |  |  | Non-Lead |  |  |  | Assumed
MTR_001554 | 20420 110TH AVE SE | TL 219 5-22-5 |  |  | Non-Lead - Other | Unknown |  | 0 | Statistical analysis |  |  |  |  | Non-Lead - Other |  |  | Statistical analysis |  |  |  |  | Non-Lead |  |  |  | Assumed
MTR_019487 | 11245 SE 186TH ST | LOT 3 BLOCK 4 WALHAVEN |  |  | Non-Lead - Other | Unknown |  | 0 | Statistical analysis |  |  |  |  | Non-Lead - Other |  |  | Statistical analysis |  |  |  |  | Non-Lead |  |  |  | Domestic
MTR_021915 | 13336 SE 195TH ST | LOT 19 FOREST TRAILS 3 |  |  | Non-Lead - Other | No |  | 0 | Rectified Plan | No |  |  |  | Non-Lead - Other |  |  | Installation date is after the lead ban |  |  |  |  | Non-Lead |  |  |  | Domestic
MTR_018297 | 14037 SE 179TH PL | LOT 2 CARRIAGE LANE #1 |  |  | Non-Lead - Other | Unknown |  | 0 | Statistical analysis |  |  |  |  | Non-Lead - Other |  |  | Statistical analysis |  |  |  |  | Non-Lead |  |  |  | Assumed
MTR_015019 | 11902 SE 170TH PL | L14 BL7 CASCADE VISTA #1 |  |  | Non-Lead - Other | No | 2010-10-25 | 1 | Rectified Plan |  |  |  |  | Non-Lead - Other |  |  | Statistical analysis |  |  |  |  | Non-Lead |  |  |  | Domestic
MTR_019290 | 19925 97TH AVE S | 20 MALABAR HILLS #1 |  |  | Non-Lead - Other | Unknown |  | 0 | Statistical analysis |  |  |  |  | Non-Lead - Other |  |  | Statistical analysis |  |  |  |  | Non-Lead |  |  |  | Assumed
MTR_019924 | 19104 113TH WAY SE | LOT 4 CHINQUAPIN RIDGE |  |  | Non-Lead - Other | No | 1995-09-19 | 0 | Installation date is after the lead ban |  |  |  |  | Non-Lead - Other |  |  | Installation date is after the lead ban |  |  |  |  | Non-Lead |  |  |  | Domestic
MTR_016772 | 14903 SE 184TH ST | LOT 5 CARRIAGEWOOD #5 |  |  | Non-Lead - Other | No | 1983-07-01 | 0 | Installation date is after the lead ban |  |  |  |  | Non-Lead - Other |  |  | Installation date is after the lead ban |  |  |  |  | Non-Lead |  |  |  | Domestic
MTR_023501 | 10861 SE 214TH PL | LOT 21 BENSON PLACE |  |  | Non-Lead - Other | No | 1996-06-08 | 0 | Installation date is after the lead ban |  |  |  |  | Non-Lead - Other |  |  | Installation date is after the lead ban |  |  |  |  | Non-Lead |  |  |  | Domestic
MTR_019345 | 9808 S 200TH ST | POR TRT 7 SPRINGBRK ACRE |  |  | Galvanized Requiring Replacement | Unknown |  | 0 | Relative Placement | Yes | Visual inspection at the meter pit | 2024-01-29 |  | Copper |  |  | Field inspection only with no records | Yes | Visual inspection at the meter pit | 2024-01-29 |  | Galvanized Requiring Replacement |  |  |  | Assumed
MTR_022456 | 19420 113TH PL SE | LOT 16 PANTHER MEADOWS |  |  | Non-Lead - Other | No | 2004-07-26 | 0 | Installation date is after the lead ban |  |  |  |  | Non-Lead - Other |  |  | Installation date is after the lead ban |  |  |  |  | Non-Lead |  |  |  | Domestic
MTR_018298 | 14041 SE 179TH PL | L3 CARRIAGE LANE #1 |  |  | Non-Lead - Other | Unknown |  | 0 | Statistical analysis |  |  |  |  | Non-Lead - Other |  |  | Statistical analysis |  |  |  |  | Non-Lead |  |  |  | Assumed
MTR_023183 | 21027 98TH AVE S | L20 WESTVIEW TERR. #2 |  |  | Non-Lead - Other | No | 2008-10-29 | 0 | Rectified Plan |  |  |  |  | Non-Lead - Other |  |  | Statistical analysis |  |  |  |  | Non-Lead |  |  |  | Domestic
MTR_002614 | 9138 S 208TH ST | TAX LOT 31 OF SW 1/4 06-22-05 |  |  | Non-Lead - Other | Unknown |  | 0.75 | Statistical analysis |  |  |  |  | Non-Lead - Other |  |  | Statistical analysis |  |  |  |  | Non-Lead |  |  |  | Assumed
MTR_014324 | 17109 113TH AVE SE | LOT 6 BLOCK C GREEN TRACTS #2 |  |  | Non-Lead - Other | Unknown |  | 1 | Statistical analysis |  |  |  |  | Non-Lead - Other |  |  | Statistical analysis |  |  |  |  | Non-Lead |  |  |  | Domestic
MTR_029183 | 11630 SE 227TH PL | L 4 SUNNY HILL |  |  | Non-Lead - Other | No | 2007-05-23 | 0 | Installation date is after the lead ban |  |  |  |  | Non-Lead - Other |  |  | Installation date is after the lead ban |  |  |  |  | Non-Lead |  |  |  | Domestic
MTR_027699 | 21613 118TH PL SE | LOT 37 CROWN ROYAL II |  |  | Non-Lead - Other | No |  | 0 | Installation date is after the lead ban |  |  |  |  | Non-Lead - Other |  |  | Installation date is after the lead ban |  |  |  |  | Non-Lead |  |  |  | Assumed
MTR_015522 | 16876 125TH AVE SE | L150 CASCADE VISTA #3 |  |  | Non-Lead - Other | No | 2010-10-25 | 0 | Rectified Plan |  |  |  |  | Non-Lead - Other |  |  | Statistical analysis |  |  |  |  | Non-Lead |  |  |  | Domestic
MTR_027157 | 23603 130TH AVE SE | LOT 50 TWIN CREEKS |  |  | Non-Lead - Other | No |  | 1 | Installation date is after the lead ban |  |  |  |  | Non-Lead - Other |  |  | Installation date is after the lead ban |  |  |  |  | Non-Lead |  |  |  | Domestic
MTR_018684 | 20444 98TH PL S | L 17 BELVA LANE |  |  | Non-Lead - Other | Unknown |  | 0 | Statistical analysis |  |  |  |  | Non-Lead - Other |  |  | Statistical analysis |  |  |  |  | Non-Lead |  |  |  | Domestic
MTR_019323 | 9226 S 200TH ST | LOT 1 KING COUNTY SHORT PLAT #27906 8 |  |  | Non-Lead - Other | Unknown |  | 0 | Statistical analysis |  |  |  |  | Non-Lead - Other |  |  | Statistical analysis |  |  |  |  | Non-Lead |  |  |  | Assumed
MTR_017621 | 11434 SE 180TH PL | L3 BLK3 BANKERS 1ST |  |  | Non-Lead - Other | Unknown |  | 0 | Statistical analysis |  |  |  |  | Non-Lead - Other |  |  | Statistical analysis |  |  |  |  | Non-Lead |  |  |  | Assumed
MTR_027158 | 12819 SE 237TH PL | L45 TWIN CREEKS |  |  | Non-Lead Plastic | No |  | 1 | Field inspection only with no records | Yes | Visual inspection at meter pit | 2023-09-15 |  | Non-Lead Plastic |  |  | Field inspection only with no records | Yes | Visual inspection at meter pit | 2023-09-15 |  | Non-Lead |  |  |  | Domestic
MTR_023407 | 11301 SE 213TH ST | L28 BENSON HILLS #2 |  |  | Non-Lead - Other | Unknown |  | 0 | Statistical analysis |  |  |  |  | Non-Lead - Other |  |  | Statistical analysis |  |  |  |  | Non-Lead |  |  |  | Assumed
MTR_017245 | 17902 110TH PL SE | LOT 7 SERENITY RIDGE |  |  | Non-Lead - Other | No | 2001-07-10 | 0 | Installation date is after the lead ban |  |  |  |  | Non-Lead - Other |  |  | Installation date is after the lead ban |  |  |  |  | Non-Lead |  |  |  | Domestic
MTR_016291 | 15609 SE 178TH ST | L46 CANDLEWOOD RIDGE #2 |  |  | Non-Lead - Other | No | 1976-05-06 | 0 | Installation date is after the lead ban |  |  |  |  | Non-Lead - Other |  |  | Installation date is after the lead ban |  |  |  |  | Non-Lead |  |  |  | Domestic
MTR_027159 | 12903 SE 237TH PL | L46 TWIN CREEKS |  |  | Non-Lead Plastic | No |  | 1 | Field inspection only with no records | Yes | Visual inspection at meter pit | 2023-09-15 |  | Non-Lead Plastic |  |  | Field inspection only with no records | Yes | Visual inspection at meter pit | 2023-09-15 |  | Non-Lead |  |  |  | Domestic
MTR_023906 | 20831 103RD CT SE | LOT 3 KING CO SHORT PLAT #S90S0012 |  |  | Non-Lead - Other | No |  | 0 | Installation date is after the lead ban |  |  |  |  | Non-Lead - Other |  |  | Installation date is after the lead ban |  |  |  |  | Non-Lead |  |  |  | Domestic
MTR_024184 | 11405 SE 215TH ST | LOT 27 CARENA GLEN |  |  | Non-Lead - Other | No |  | 0 | Installation date is after the lead ban |  |  |  |  | Non-Lead - Other |  |  | Installation date is after the lead ban |  |  |  |  | Non-Lead |  |  |  | Domestic
MTR_016924 | 17725 153RD AVE SE | LOT 38 CANDLEWOOD RIDGE #5 |  |  | Non-Lead - Other | No | 1978-02-01 | 0 | Installation date is after the lead ban |  |  |  |  | Non-Lead - Other |  |  | Installation date is after the lead ban |  |  |  |  | Non-Lead |  |  |  | Domestic
MTR_025433 | 21123 126TH AVE SE | LOT 3 KING CO. SHORT PLAT #888016 |  |  | Non-Lead - Other | No | 1987-11-25 | 0 | Installation date is after the lead ban |  |  |  |  | Non-Lead - Other |  |  | Installation date is after the lead ban |  |  |  |  | Non-Lead |  |  |  | Domestic
MTR_021424 | 19705 143RD PL SE | LOT 49 RUDDELLS 3RD ADD |  |  | Non-Lead - Other | No |  | 0 | Installation date is after the lead ban |  |  |  |  | Non-Lead - Other |  |  | Installation date is after the lead ban |  |  |  |  | Non-Lead |  |  |  | Domestic
MTR_027700 | 12029 SE 220TH PL | LOT 62 GLENCARIN SOUTH |  |  | Non-Lead - Other | No |  | 0 | Installation date is after the lead ban |  |  |  |  | Non-Lead - Other |  |  | Installation date is after the lead ban |  |  |  |  | Non-Lead |  |  |  | Domestic
MTR_016082 | 15827 SE 180TH CT | LOT 9 CANDLEWOOD RIDGE#6 |  |  | Non-Lead - Plastic | No | 1980-08-01 | 0 | Rectified Plan | No |  |  |  | Non-Lead - Other |  |  | Installation date is after the lead ban |  |  |  |  | Non-Lead |  |  |  | Domestic
MTR_018795 | 10229 SE 185TH PL | LOT 5 WINDSOR HEIGHTS |  |  | Non-Lead - Other | No | 1995-06-28 | 0 | Installation date is after the lead ban |  |  |  |  | Non-Lead - Other |  |  | Installation date is after the lead ban |  |  |  |  | Non-Lead |  |  |  | Domestic
MTR_016461 | 15901 SE 178TH ST | L117 CANDLEWOOD RIDGE #1 |  |  | Non-Lead - Other | No |  | 0 | Installation date is after the lead ban |  |  |  |  | Non-Lead - Other |  |  | Installation date is after the lead ban |  |  |  |  | Non-Lead |  |  |  | Domestic
MTR_002299 | 16627 125TH AVE SE | L 68 CASCADE HILLS 7 |  |  | Non-Lead - Other | No | 2019-08-05 | 0 | Rectified Plan |  |  |  |  | Non-Lead - Other |  |  | Statistical analysis |  |  |  |  | Non-Lead |  |  |  | Domestic
MTR_023580 | 22242 98TH PL S | LOT 10 WILLOW WAY |  |  | Non-Lead - Other | No | 1995-07-26 | 0 | Installation date is after the lead ban |  |  |  |  | Non-Lead - Other |  |  | Installation date is after the lead ban |  |  |  |  | Non-Lead |  |  |  | Domestic
MTR_022101 | 11725 SE 191ST ST | LOT 38 JESSIE GLEN |  |  | Non-Lead - Other | No | 2007-07-19 | 0 | Rectified Plan | No |  |  |  | Non-Lead - Other |  |  | Installation date is after the lead ban |  |  |  |  | Non-Lead |  |  |  | Domestic
MTR_016530 | 17801 161ST AVE SE | L39 CANDLEWOOD RIDGE #1 |  |  | Non-Lead - Other | No |  | 0 | Installation date is after the lead ban |  |  |  |  | Non-Lead - Other |  |  | Installation date is after the lead ban |  |  |  |  | Non-Lead |  |  |  | Domestic
MTR_014845 | 16818 125TH AVE SE | L142 CASCADE VISTA #3 |  |  | Non-Lead - Other | No | 2010-10-25 | 1 | Rectified Plan |  |  |  |  | Non-Lead - Other |  |  | Statistical analysis |  |  |  |  | Non-Lead |  |  |  | Domestic
MTR_026425 | 22629 127TH AVE SE | LOT 99 PHEASANTS HOLLOW |  |  | Non-Lead Plastic | No | 1996-02-27 | 0 | Field inspection only with no records | Yes | Visual inspection at meter pit | 2023-09-01 |  | Non-Lead Plastic |  |  | Field inspection only with no records | Yes | Visual inspection at meter pit | 2023-09-01 |  | Non-Lead |  |  |  | Domestic
MTR_018995 | 10729 SE 188TH ST | LOT 21 GREENLEAF |  |  | Non-Lead - Other | No | 2016-01-29 | 0 | Installation date is after the lead ban |  |  |  |  | Non-Lead - Other |  |  | Installation date is after the lead ban |  |  |  |  | Non-Lead |  |  |  | Domestic
MTR_016302 | 15506 SE 176TH PL | L26 CANDLEWOOD RIDGE #2 |  |  | Non-Lead - Other | No | 1976-05-06 | 0 | Installation date is after the lead ban |  |  |  |  | Non-Lead - Other |  |  | Installation date is after the lead ban |  |  |  |  | Non-Lead |  |  |  | Domestic
MTR_029731 | 11237 SE 225TH ST | LOT 44 STOCKTON |  |  | Non-Lead - Other | No |  | 0 | Installation date is after the lead ban |  |  |  |  | Non-Lead - Other |  |  | Installation date is after the lead ban |  |  |  |  | Non-Lead |  |  |  | Domestic
MTR_026426 | 22621 127TH AVE SE | LOT 98 PHEASANTS HOLLOW |  |  | Non-Lead - Other | No | 1996-02-27 | 0 | Installation date is after the lead ban |  |  |  |  | Non-Lead - Other |  |  | Installation date is after the lead ban |  |  |  |  | Non-Lead |  |  |  | Domestic
MTR_017412 | 11845 SE 180TH ST | L6 L.J. KENNEDY ADDITION |  |  | Non-Lead - Other | No | 1975-08-05 | 0 | Relative Placement |  |  |  |  | Non-Lead - Other |  |  | Statistical analysis |  |  |  |  | Non-Lead |  |  |  | Assumed
MTR_026050 | 11901 SE 203RD ST | LOT 20 HEDLUND MEADOWS |  |  | Non-Lead - Other | No | 1995-08-01 | 0 | Installation date is after the lead ban |  |  |  |  | Non-Lead - Other |  |  | Installation date is after the lead ban |  |  |  |  | Non-Lead |  |  |  | Domestic
MTR_019240 | 9224 S 197TH ST | LOT 2 KING COUNTY SHORT PLAT # S89S0246 |  |  | Non-Lead - Other | No | 1990-12-11 | 0 | Installation date is after the lead ban |  |  |  |  | Non-Lead - Other |  |  | Installation date is after the lead ban |  |  |  |  | Non-Lead |  |  |  | Domestic
MTR_024667 | 12602 SE 202ND PL | L32 SHERLYN PARK |  |  | Non-Lead - Other | No |  | 0 | Installation date is after the lead ban |  |  |  |  | Non-Lead - Other |  |  | Installation date is after the lead ban |  |  |  |  | Non-Lead |  |  |  | Domestic
MTR_020036 | 10719 SE 201ST ST | LOT 11 ARCON DIV#1 |  |  | Non-Lead - Other | No | 1978-07-26 | 0 | Installation date is after the lead ban |  |  |  |  | Non-Lead - Other |  |  | Installation date is after the lead ban |  |  |  |  | Non-Lead |  |  |  | Domestic
MTR_018796 | 10310 SE 185TH PL | LOT 15 WINDSOR HEIGHTS |  |  | Non-Lead - Other | No | 1995-06-28 | 0 | Installation date is after the lead ban |  |  |  |  | Non-Lead - Other |  |  | Installation date is after the lead ban |  |  |  |  | Non-Lead |  |  |  | Domestic
MTR_027618 | 12213 SE 216TH ST | LOT 4 GLEN MAR |  |  | Non-Lead - Plastic | No | 1975-04-29 | 1 | Rectified Plan | No |  |  |  | Non-Lead - Other |  |  | Installation date is after the lead ban |  |  |  |  | Non-Lead |  |  |  | Domestic
MTR_016364 | 15424 SE 176TH PL | L27 CANDLEWOOD RIDGE #2 |  |  | Non-Lead - Other | No | 1976-05-06 | 0 | Installation date is after the lead ban |  |  |  |  | Non-Lead - Other |  |  | Installation date is after the lead ban |  |  |  |  | Non-Lead |  |  |  | Domestic
MTR_018113 | 18154 147TH AVE SE | LOT 8 CARRIAGE LANE #3 |  |  | Non-Lead Plastic | No | 2000-09-21 | 0 | Field inspection only with no records | Yes | Visual inspection at meter pit | 2023-10-14 |  | Non-Lead Plastic |  |  | Field inspection only with no records | Yes | Visual inspection at meter pit | 2023-10-14 |  | Non-Lead |  |  |  | Domestic
MTR_027701 | 22149 123RD AVE SE | LOT 18 GLENCARIN SOUTH |  |  | Non-Lead - Other | No |  | 0 | Installation date is after the lead ban |  |  |  |  | Non-Lead - Other |  |  | Installation date is after the lead ban |  |  |  |  | Non-Lead |  |  |  | Domestic
MTR_016733 | 15508 SE 183RD DR | LOT 29 CARRIAGEWOOD #6 |  |  | Non-Lead - Other | No | 1983-08-01 | 0 | Installation date is after the lead ban |  |  |  |  | Non-Lead - Other |  |  | Installation date is after the lead ban |  |  |  |  | Non-Lead |  |  |  | Domestic
MTR_021347 | 19317 141ST AVE SE | L14 LORI LANE |  |  | Non-Lead - Other | No |  | 0 | Installation date is after the lead ban |  |  |  |  | Non-Lead - Other |  |  | Installation date is after the lead ban |  |  |  |  | Non-Lead |  |  |  | Domestic
MTR_002902 | 11262 SE 204TH ST | 9904-002990 |  |  | Non-Lead - Other | Unknown |  | 0 | Statistical analysis |  |  |  |  | Non-Lead - Other |  |  | Statistical analysis |  |  |  |  | Non-Lead |  |  |  | Assumed
MTR_028443 | 22231 126TH PL SE | LOT 156 SUMMERGLEN #3 |  |  | Non-Lead - Other | No |  | 0 | Installation date is after the lead ban |  |  |  |  | Non-Lead - Other |  |  | Installation date is after the lead ban |  |  |  |  | Non-Lead |  |  |  | Domestic
MTR_018210 | 18201 141ST AVE SE | LOT 8 FAIRWOOD FIRS |  |  | Non-Lead - Other | No | 1986-05-01 | 0 | Installation date is after the lead ban |  |  |  |  | Non-Lead - Other |  |  | Installation date is after the lead ban |  |  |  |  | Non-Lead |  |  |  | Domestic
MTR_021516 | 19837 140TH AVE SE | TL 153 SEC. 3-22-5 |  |  | Non-Lead - Other | Unknown |  | 0 | Statistical analysis |  |  |  |  | Non-Lead - Other |  |  | Statistical analysis |  |  |  |  | Non-Lead |  |  |  | Assumed
MTR_027702 | 11610 SE 221ST ST | LOT 32 MEADOW GLEN |  |  | Non-Lead - Other | No |  | 0 | Installation date is after the lead ban |  |  |  |  | Non-Lead - Other |  |  | Installation date is after the lead ban |  |  |  |  | Non-Lead |  |  |  | Domestic
MTR_015926 | 14505 SE 184TH PL | LOT 26 FAIRWOOD FIRS #2 |  |  | Non-Lead - Other | No | 1988-09-27 | 0 | Installation date is after the lead ban |  |  |  |  | Non-Lead - Other |  |  | Installation date is after the lead ban |  |  |  |  | Non-Lead |  |  |  | Domestic
MTR_020119 | 19401 102ND AVE SE | TL46 SEC W1/2 5-22-5 |  |  | Non-Lead - Other | Unknown |  | 0 | Statistical analysis |  |  |  |  | Non-Lead - Other |  |  | Statistical analysis |  |  |  |  | Non-Lead |  |  |  | Assumed
MTR_016732 | 15518 SE 183RD DR | LOT 28 CARRIAGEWOOD #6 |  |  | Non-Lead - Other | No | 1983-08-01 | 0 | Installation date is after the lead ban |  |  |  |  | Non-Lead - Other |  |  | Installation date is after the lead ban |  |  |  |  | Non-Lead |  |  |  | Domestic
MTR_025142 | 20918 124TH AVE SE | L37 GLENCARIN # 1 |  |  | Non-Lead - Other | No | 1968-03-08 | 0 | Installation date is after the lead ban |  |  |  |  | Non-Lead - Other |  |  | Installation date is after the lead ban |  |  |  |  | Non-Lead |  |  |  | Domestic
MTR_018118 | 18141 147TH AVE SE | LOT 47 CARRIAGE LANE #3 |  |  | Non-Lead - Other | No | 2000-09-21 | 0 | Rectified Plan |  |  |  |  | Non-Lead - Other |  |  | Statistical analysis |  |  |  |  | Non-Lead |  |  |  | Domestic
MTR_028370 | 12502 SE 217TH ST | L 103 PARKWAY ESTATES |  |  | Non-Lead Plastic | No | 1978-07-26 | 0 | Field inspection only with no records | Yes | Visual inspection at meter pit | 2023-09-09 |  | Non-Lead Plastic |  |  | Field inspection only with no records | Yes | Visual inspection at meter pit | 2023-09-09 |  | Non-Lead |  |  |  | Domestic
MTR_017979 | 18020 135TH PL SE | LOT 12 BALLARD SHORT PLAT |  |  | Non-Lead - Other | No | 2012-03-06 | 0 | Installation date is after the lead ban |  |  |  |  | Non-Lead - Other |  |  | Installation date is after the lead ban |  |  |  |  | Non-Lead |  |  |  | Domestic
MTR_028147 | 22254 131ST AVE SE | LOT 12 MATHESON PARK #2 |  |  | Non-Lead Plastic | No | 1995-07-21 | 0 | Field inspection only with no records | Yes | Visual inspection at meter pit | 2023-11-04 |  | Non-Lead Plastic |  |  | Field inspection only with no records | Yes | Visual inspection at meter pit | 2023-11-04 |  | Non-Lead |  |  |  | Domestic
MTR_018045 | 13420 SE 181ST PL | LOT 429 FOREST ESTATES 4 |  |  | Non-Lead - Other | No | 1986-04-01 | 0 | Installation date is after the lead ban |  |  |  |  | Non-Lead - Other |  |  | Installation date is after the lead ban |  |  |  |  | Non-Lead |  |  |  | Domestic
MTR_026427 | 12541 SE 226TH ST | LOT 92 PHEASANTS HOLLOW |  |  | Non-Lead Plastic | No | 1996-02-26 | 0 | Field inspection only with no records | Yes | Visual inspection at meter pit | 2023-09-01 |  | Non-Lead Copper |  |  | Field inspection only with no records | Yes | Visual inspection at meter pit | 2023-09-01 |  | Non-Lead |  |  |  | Domestic
MTR_018145 | 18004 145TH AVE SE | LOT 69 CARRIAGE LANE 3 |  |  | Non-Lead - Other | No | 2004-04-02 | 0 | Installation date is after the lead ban |  |  |  |  | Non-Lead - Other |  |  | Installation date is after the lead ban |  |  |  |  | Non-Lead |  |  |  | Domestic
MTR_026428 | 12617 SE 226TH ST | LOT 96 PHEASANTS HOLLOW |  |  | Non-Lead Plastic | No | 1996-02-26 | 0 | Field inspection only with no records | Yes | Visual inspection at meter pit | 2023-09-01 |  | Non-Lead Copper |  |  | Field inspection only with no records | Yes | Visual inspection at meter pit | 2023-09-01 |  | Non-Lead |  |  |  | Domestic
MTR_016354 | 17843 157TH AVE SE | L 61 CANDLEWOOD 2 |  |  | Non-Lead - Other | No | 1976-05-06 | 0 | Installation date is after the lead ban |  |  |  |  | Non-Lead - Other |  |  | Installation date is after the lead ban |  |  |  |  | Non-Lead |  |  |  | Domestic
MTR_029790 | 14017 SE 237TH PL | LOT 12 SHAMROCK PARK |  |  | Non-Lead - Other | No | 1995-08-21 | 0 | Installation date is after the lead ban |  |  |  |  | Non-Lead - Other |  |  | Installation date is after the lead ban |  |  |  |  | Non-Lead |  |  |  | Domestic
MTR_015756 | 14026 SE 188TH WAY | LOT 4 FAIRHAVEN #1 |  |  | Non-Lead - Other | No | 1995-08-03 | 0 | Installation date is after the lead ban |  |  |  |  | Non-Lead - Other |  |  | Installation date is after the lead ban |  |  |  |  | Non-Lead |  |  |  | Domestic
MTR_026057 | 20225 117TH AVE SE | TL31 W1/2 SEC 4-22-5 |  |  | Non-Lead - Other | No | 1995-08-01 | 0 | Rectified Plan |  |  |  |  | Non-Lead - Other |  |  | Statistical analysis |  |  |  |  | Non-Lead |  |  |  | Domestic
MTR_029171 | 10818 SE 226TH ST | LOT 16 KENTON FIRS 2 |  |  | Non-Lead - Other | Unknown |  | 0 | Statistical analysis |  |  |  |  | Non-Lead - Other |  |  | Statistical analysis |  |  |  |  | Non-Lead |  |  |  | Domestic
MTR_022023 | 19133 121ST PL SE | LOT 3 SHORT PLAT #879082 |  |  | Non-Lead - Other | No |  | 0 | Converted CAD | No |  |  |  | Non-Lead - Other |  |  | Installation date is after the lead ban |  |  |  |  | Non-Lead |  |  |  | Domestic
MTR_020186 | 19404 107TH AVE SE | POR L23 PANT LK GARD TRT |  |  | Non-Lead Plastic | Unknown |  | 0 | Field inspection only with no records | Yes | Visual inspection at meter pit | 2023-09-29 |  | Non-Lead Plastic |  |  | Field inspection only with no records | Yes | Visual inspection at meter pit | 2023-09-29 |  | Non-Lead |  |  |  | Assumed
MTR_029172 | 11143 SE 226TH ST | L43 KENTON FIRS 2 |  |  | Non-Lead - Other | Unknown |  | 0 | Statistical analysis |  |  |  |  | Non-Lead - Other |  |  | Statistical analysis |  |  |  |  | Non-Lead |  |  |  | Domestic
MTR_022059 | 11705 SE 189TH PL | LOT 28 JESSIE GLEN |  |  | Non-Lead - Other | No | 2007-07-19 | 0 | Rectified Plan | No |  |  |  | Non-Lead - Other |  |  | Installation date is after the lead ban |  |  |  |  | Non-Lead |  |  |  | Domestic
MTR_011890 | 16818 105TH AVE SE | WEST 140 LOT 7 BLOCK 3 AKERS FARM S #5 |  |  | Non-Lead Plastic | No | 1999-03-24 | 0 | Field inspection only with no records | Yes | Visual inspection at meter pit | 2023-01-28 |  | Non-Lead Plastic |  |  | Field inspection only with no records | Yes | Visual inspection at meter pit | 2023-01-28 |  | Non-Lead |  |  |  | Domestic
MTR_026123 | 11824 SE 206TH ST | LOT 3 PANTHER LAKE #3 |  |  | Non-Lead - Other | No | 1978-07-26 | 0 | Installation date is after the lead ban |  |  |  |  | Non-Lead - Other |  |  | Installation date is after the lead ban |  |  |  |  | Non-Lead |  |  |  | Domestic
MTR_027703 | 22039 117TH AVE SE | L30 MEADOWGLEN 1 |  |  | Non-Lead - Other | No |  | 0 | Installation date is after the lead ban |  |  |  |  | Non-Lead - Other |  |  | Installation date is after the lead ban |  |  |  |  | Non-Lead |  |  |  | Domestic
MTR_000799 | 16519 116TH PL SE | L 84 CASCADE HILLS 5 |  |  | Non-Lead - Other | No | 2019-08-05 | 0.75 | Rectified Plan |  |  |  |  | Non-Lead - Other |  |  | Statistical analysis |  |  |  |  | Non-Lead |  |  |  | Domestic
MTR_011214 | 16503 115TH AVE SE | LOT 20 BIEGLER-NILLES ADDITION |  |  | Non-Lead - Other | Unknown |  | 0 | Statistical analysis |  |  |  |  | Non-Lead - Other |  |  | Statistical analysis |  |  |  |  | Non-Lead |  |  |  | Assumed
MTR_005496 | 11401 SE 204TH ST | TAX LOT 129 05-22-05 |  |  | Non-Lead - Other | No |  | 0 | Installation date is after the lead ban |  |  |  |  | Non-Lead - Other |  |  | Installation date is after the lead ban |  |  |  |  | Non-Lead |  |  |  | Assumed
MTR_026394 | 22403 127TH AVE SE | LOT 34 PHEASANTS HOLLOW |  |  | Non-Lead - Other | No | 1996-02-26 | 0 | Installation date is after the lead ban |  |  |  |  | Non-Lead - Other |  |  | Installation date is after the lead ban |  |  |  |  | Non-Lead |  |  |  | Domestic
MTR_006888 | 16541 116TH PL SE | L 87 CASCADE HILLS 5 |  |  | Non-Lead - Other | No | 2019-08-05 | 0.75 | Rectified Plan |  |  |  |  | Non-Lead - Other |  |  | Statistical analysis |  |  |  |  | Non-Lead |  |  |  | Domestic
MTR_017611 | 10820 SE 181ST ST | L3 BLK1 BENSON TERR. #1 |  |  | Non-Lead - Other | Unknown |  | 0 | Statistical analysis |  |  |  |  | Non-Lead - Other |  |  | Statistical analysis |  |  |  |  | Non-Lead |  |  |  | Assumed
MTR_022690 | 19608 122ND PL SE | LOT 35 VISTA VIEW HEIGHTS #2 |  |  | Non-Lead - Other | No |  | 0 | Installation date is after the lead ban |  |  |  |  | Non-Lead - Other |  |  | Installation date is after the lead ban |  |  |  |  | Non-Lead |  |  |  | Domestic
MTR_006878 | 16236 121ST AVE SE | L 2 B 2 CASCADE HILLS 3 |  |  | Non-Lead - Other | No | 2006-08-31 | 1 | Rectified Plan |  |  |  |  | Non-Lead - Other |  |  | Statistical analysis |  |  |  |  | Non-Lead |  |  |  | Domestic
MTR_015118 | 12111 SE 160TH ST | L1 B2 CASCADE VILLAGE 5 |  |  | Non-Lead - Other | No | 2014-04-16 | 1 | Rectified Plan |  |  |  |  | Non-Lead - Other |  |  | Statistical analysis |  |  |  |  | Non-Lead |  |  |  | Domestic
MTR_022845 | 19807 118TH AVE SE | LOT 24 SPRING HILL |  |  | Non-Lead - Other | No | 1995-07-13 | 0 | Installation date is after the lead ban |  |  |  |  | Non-Lead - Other |  |  | Installation date is after the lead ban |  |  |  |  | Non-Lead |  |  |  | Domestic
MTR_014839 | 12408 SE 173RD PL | L6 VISTA VIEW HEIGHTS #1 |  |  | Non-Lead - Other | No | 2004-04-02 | 1 | Rectified Plan |  |  |  |  | Non-Lead - Other |  |  | Statistical analysis |  |  |  |  | Non-Lead |  |  |  | Domestic
MTR_006900 | 12119 SE 161ST ST | L8 BLK3 CASCADE HILLS #3 |  |  | Non-Lead - Other | No | 2007-07-01 | 1 | Rectified Plan |  |  |  |  | Non-Lead - Other |  |  | Statistical analysis |  |  |  |  | Non-Lead |  |  |  | Domestic
MTR_027704 | 21624 117TH PL SE | LOT 47 CROWN ROYAL II |  |  | Non-Lead - Other | No |  | 0 | Installation date is after the lead ban |  |  |  |  | Non-Lead - Other |  |  | Installation date is after the lead ban |  |  |  |  | Non-Lead |  |  |  | Assumed
MTR_020611 | 10604 SE 199TH ST | TL 187 W1/2 SEC 5-22-5 |  |  | Non-Lead - Other | Unknown |  | 0 | Statistical analysis |  |  |  |  | Non-Lead - Other |  |  | Statistical analysis |  |  |  |  | Non-Lead |  |  |  | Assumed
MTR_021296 | 14422 SE 194TH ST | L32 FAIRWOOD GLEN |  |  | Non-Lead - Other | No |  | 0 | Installation date is after the lead ban |  |  |  |  | Non-Lead - Other |  |  | Installation date is after the lead ban |  |  |  |  | Non-Lead |  |  |  | Domestic
MTR_008144 | 16614 116TH PL SE | L 20 CASCADE HILLS 5 |  |  | Non-Lead - Other | No | 2019-08-05 | 0.75 | Rectified Plan |  |  |  |  | Non-Lead - Other |  |  | Statistical analysis |  |  |  |  | Non-Lead |  |  |  | Domestic
MTR_027256 | 23438 134TH CT SE | LOT 15 BIRCHWOOD ACRES |  |  | Non-Lead - Plastic | No | 1995-10-18 | 1 | Rectified Plan | No |  |  |  | Non-Lead - Other |  |  | Installation date is after the lead ban |  |  |  |  | Non-Lead |  |  |  | Domestic
MTR_020569 | 19849 104TH AVE SE | LOT 14 PARKRIDGE EAST |  |  | Non-Lead - Other | No |  | 0 | Installation date is after the lead ban |  |  |  |  | Non-Lead - Other |  |  | Installation date is after the lead ban |  |  |  |  | Non-Lead |  |  |  | Domestic
MTR_021293 | 19235 146TH AVE SE | L35 FAIRWOOD GLEN |  |  | Non-Lead - Other | No |  | 0 | Installation date is after the lead ban |  |  |  |  | Non-Lead - Other |  |  | Installation date is after the lead ban |  |  |  |  | Non-Lead |  |  |  | Domestic
MTR_007517 | 12212 SE 166TH ST | L 41 CASCADE HILLS 7 |  |  | Non-Lead - Other | No | 2019-08-05 | 1 | Rectified Plan |  |  |  |  | Non-Lead - Other |  |  | Statistical analysis |  |  |  |  | Non-Lead |  |  |  | Domestic
MTR_028168 | 22305 129TH PL SE | LOT 33 MATHESON PARK #1 |  |  | Non-Lead - Other | No | 1995-07-21 | 0 | Installation date is after the lead ban |  |  |  |  | Non-Lead - Other |  |  | Installation date is after the lead ban |  |  |  |  | Non-Lead |  |  |  | Domestic
MTR_026618 | 12529 SE 232ND ST | L20 CORONADO KNOLLS A |  |  | Non-Lead - Other | No |  | 0 | Installation date is after the lead ban |  |  |  |  | Non-Lead - Other |  |  | Installation date is after the lead ban |  |  |  |  | Non-Lead |  |  |  | Domestic
MTR_015541 | 12841 SE 175TH CT | LOT 11 EMERALD VISTA |  |  | Non-Lead - Other | No | 2001-03-01 | 0 | Installation date is after the lead ban |  |  |  |  | Non-Lead - Other |  |  | Installation date is after the lead ban |  |  |  |  | Non-Lead |  |  |  | Domestic
MTR_018962 | 1234 S 47TH PL | LOT 13 PANTHER RIDGE |  |  | Non-Lead - Other | No | 2012-08-28 | 0 | Installation date is after the lead ban |  |  |  |  | Non-Lead - Other |  |  | Installation date is after the lead ban |  |  |  |  | Non-Lead |  |  |  | Domestic
MTR_003268 | 11806 SE 232ND PL | LOT 19 PINERIDGE |  |  | Non-Lead - Other | No | 2008-09-03 | 0 | Rectified Plan | No |  |  |  | Non-Lead - Other |  |  | Installation date is after the lead ban |  |  |  |  | Non-Lead |  |  |  | Domestic
MTR_001154 | 23603 123RD AVE SE-SPRINKLER | NEAR LOT 2 OAKDALE - IRRIGATION MET ER |  |  | Non-Lead - Other | No | 1989-04-20 | 1 | Rectified Plan | No |  |  |  | Non-Lead - Other |  |  | Installation date is after the lead ban |  |  |  |  | Non-Lead |  |  |  | Domestic
MTR_015205 | 16821 126TH AVE SE | L170 CASCADE VISTA #3 |  |  | Non-Lead Plastic | Unknown |  | 0 | Field inspection only with no records | Yes | Visual inspection at meter pit | 2023-08-19 |  | Galvanized Requiring Replacement |  |  | Field inspection only with no records | Yes | Visual inspection at meter pit | 2023-08-19 |  | Galvanized Requiring Replacement |  |  |  | Domestic
MTR_022164 | 11855 SE 188TH ST | 9921-011150 |  |  | Non-Lead - Other | Unknown |  | 0 | Statistical analysis |  |  |  |  | Non-Lead - Other |  |  | Statistical analysis |  |  |  |  | Non-Lead |  |  |  | Assumed
MTR_027235 | 23719 135TH PL SE | LOT 12 MERIDIAN EAST |  |  | Non-Lead - Other | No | 1988-04-01 | 0 | Installation date is after the lead ban |  |  |  |  | Non-Lead - Other |  |  | Installation date is after the lead ban |  |  |  |  | Non-Lead |  |  |  | Domestic
MTR_011902 | 16623 1/2 106TH AVE SE | E 140 LESS S65.235 LOT 3 BLK 3 AK ER'S FARMS #5 |  |  | Non-Lead - Other | No | 1999-03-24 | 0 | Rectified Plan |  |  |  |  | Non-Lead - Other |  |  | Statistical analysis |  |  |  |  | Non-Lead |  |  |  | Domestic
MTR_015206 | 17221 129TH AVE SE | LOT 3 BLK 1 RENTON PARK |  |  | Non-Lead - Other | No | 2011-08-10 | 0 | Rectified Plan |  |  |  |  | Non-Lead - Other |  |  | Statistical analysis |  |  |  |  | Non-Lead |  |  |  | Domestic
MTR_017475 | 11648 SE 184TH ST | L9 BLK1 N W GARDEN TR2 |  |  | Non-Lead - Other | No | 1975-09-11 | 0 | Relative Placement |  |  |  |  | Non-Lead - Other |  |  | Statistical analysis |  |  |  |  | Non-Lead |  |  |  | Assumed
MTR_026772 | 22834 135TH AVE SE | LOT 3 BLK2 STARCREST #2 |  |  | Non-Lead - Other | No |  | 0 | Installation date is after the lead ban |  |  |  |  | Non-Lead - Other |  |  | Installation date is after the lead ban |  |  |  |  | Non-Lead |  |  |  | Domestic
MTR_021981 | 19425 140TH AVE SE | LOT D FAIRWOOD 11 |  |  | Non-Lead - Other | No |  | 0 | Rectified Plan | No |  |  |  | Non-Lead - Other |  |  | Installation date is after the lead ban |  |  |  |  | Non-Lead |  |  |  | Assumed
MTR_021412 | 14337 SE 196TH CT | LOT 37 RUDDELLS 3RD ADD |  |  | Non-Lead - Other | No |  | 0 | Installation date is after the lead ban |  |  |  |  | Non-Lead - Other |  |  | Installation date is after the lead ban |  |  |  |  | Non-Lead |  |  |  | Domestic
MTR_014790 | 17450 116TH AVE SE | TL 57 28-23-5 |  |  | Non-Lead - Other | No | 2018-01-18 | 1 | Statistical analysis |  |  |  |  | Non-Lead - Other |  |  | Statistical analysis |  |  |  |  | Non-Lead |  |  |  | Domestic
MTR_024583 | 12901 SE 202ND PL | L4 LINDA HIGHLANDS |  |  | Non-Lead - Other | No |  | 0 | Installation date is after the lead ban |  |  |  |  | Non-Lead - Other |  |  | Installation date is after the lead ban |  |  |  |  | Non-Lead |  |  |  | Domestic
MTR_020138 | 19405 104TH AVE SE | L14 BLK 1 OLYMPIC VISTA |  |  | Non-Lead - Other | Unknown |  | 0 | Statistical analysis |  |  |  |  | Non-Lead - Other |  |  | Statistical analysis |  |  |  |  | Non-Lead |  |  |  | Assumed
MTR_024777 | 20232 144TH PL SE | LOT3 SCOTT/ANDERSON DIV |  |  | Non-Lead - Other | No |  | 0 | Installation date is after the lead ban |  |  |  |  | Non-Lead - Other |  |  | Installation date is after the lead ban |  |  |  |  | Non-Lead |  |  |  | Assumed
MTR_011397 | 16611 BENSON RD S | LOT 25 BLOCK 4 AKERS FARMS #5 LESS SOUTH 145' |  |  | Non-Lead - Other | No | 1999-03-24 | 0 | Rectified Plan |  |  |  |  | Non-Lead - Other |  |  | Statistical analysis |  |  |  |  | Non-Lead |  |  |  | Domestic
MTR_021627 | 19922 138TH AVE SE | LOT3 STAFFORD HANSELL#11 |  |  | Non-Lead - Other | No |  | 0 | Rectified Plan | No |  |  |  | Non-Lead - Other |  |  | Installation date is after the lead ban |  |  |  |  | Non-Lead |  |  |  | Domestic
MTR_016637 | 18220 152ND AVE SE | LOT 15 CARRIAGEWOOD #1 |  |  | Non-Lead - Other | No | 1980-06-01 | 0 | Installation date is after the lead ban |  |  |  |  | Non-Lead - Other |  |  | Installation date is after the lead ban |  |  |  |  | Non-Lead |  |  |  | Domestic
MTR_018869 | 10407 SE 186TH PL | LOT 18 FREDERICKS PLACE |  |  | Non-Lead - Other | No | 1995-09-21 | 0 | Installation date is after the lead ban |  |  |  |  | Non-Lead - Other |  |  | Installation date is after the lead ban |  |  |  |  | Non-Lead |  |  |  | Domestic
MTR_024435 | 20411 132ND AVE SE | L1 GREENACRES EAST |  |  | Non-Lead - Other | No |  | 0 | Installation date is after the lead ban |  |  |  |  | Non-Lead - Other |  |  | Installation date is after the lead ban |  |  |  |  | Non-Lead |  |  |  | Domestic
MTR_024465 | 20712 130TH AVE SE | L31 GREENACRES EAST |  |  | Non-Lead - Other | No |  | 0 | Installation date is after the lead ban |  |  |  |  | Non-Lead - Other |  |  | Installation date is after the lead ban |  |  |  |  | Non-Lead |  |  |  | Domestic
MTR_028189 | 12815 SE 223RD PL | LOT 24 MATHESON PARK #1 |  |  | Non-Lead Plastic | No | 1995-07-21 | 0 | Field inspection only with no records | Yes | Visual inspection at meter pit | 2023-11-04 |  | Non-Lead Plastic |  |  | Field inspection only with no records | Yes | Visual inspection at meter pit | 2023-11-04 |  | Non-Lead |  |  |  | Domestic
MTR_024444 | 13012 SE 204TH PL | L10 GREENACRES EAST |  |  | Non-Lead - Other | No |  | 0 | Installation date is after the lead ban |  |  |  |  | Non-Lead - Other |  |  | Installation date is after the lead ban |  |  |  |  | Non-Lead |  |  |  | Domestic
MTR_016699 | 14919 SE 183RD ST | L12 CARRIAGEWOOD #3 |  |  | Non-Lead - Other | No | 1983-04-01 | 0 | Installation date is after the lead ban |  |  |  |  | Non-Lead - Other |  |  | Installation date is after the lead ban |  |  |  |  | Non-Lead |  |  |  | Domestic
MTR_028141 | 13132 SE 223RD CT | LOT 8 MATHESON PARK #2 |  |  | Non-Lead Plastic | No | 1995-07-21 | 0 | Field inspection only with no records | Yes | Visual inspection at meter pit | 2023-11-04 |  | Non-Lead Plastic |  |  | Field inspection only with no records | Yes | Visual inspection at meter pit | 2023-11-04 |  | Non-Lead |  |  |  | Domestic
MTR_024453 | 20427 130TH AVE SE | LOT 19 GREEN ACRES EAST |  |  | Non-Lead - Other | No |  | 0 | Installation date is after the lead ban |  |  |  |  | Non-Lead - Other |  |  | Installation date is after the lead ban |  |  |  |  | Non-Lead |  |  |  | Domestic
MTR_016845 | 15351 SE 183RD DR | LOT 6 CARRIAGEWOOD #6 |  |  | Non-Lead - Other | No | 1983-08-01 | 0 | Installation date is after the lead ban |  |  |  |  | Non-Lead - Other |  |  | Installation date is after the lead ban |  |  |  |  | Non-Lead |  |  |  | Domestic
MTR_026069 | 20545 121ST WAY SE | LOT 29 FENTON RIDGE (WILLOW RIDGE) |  |  | Non-Lead - Other | No | 1995-08-31 | 0 | Installation date is after the lead ban |  |  |  |  | Non-Lead - Other |  |  | Installation date is after the lead ban |  |  |  |  | Non-Lead |  |  |  | Domestic
MTR_024760 | 20643 148TH AVE SE | 9931-012725 |  |  | Non-Lead - Other | No | 1995-08-14 | 0 | Installation date is after the lead ban |  |  |  |  | Non-Lead - Other |  |  | Installation date is after the lead ban |  |  |  |  | Non-Lead |  |  |  | Domestic
MTR_029822 | 14132 SE 238TH LN | LOT 17 THE VILLAGE AT SOOS CREEK |  |  | Non-Lead - Other | No |  | 0 | Installation date is after the lead ban |  |  |  |  | Non-Lead - Other |  |  | Installation date is after the lead ban |  |  |  |  | Non-Lead |  |  |  | Assumed
MTR_024522 | 13005 SE 204TH PL | L91 GREEN ACRES EAST |  |  | Non-Lead - Other | No |  | 0 | Installation date is after the lead ban |  |  |  |  | Non-Lead - Other |  |  | Installation date is after the lead ban |  |  |  |  | Non-Lead |  |  |  | Domestic
MTR_021371 | 14111 SE 195TH PL | L25 LORI LANE |  |  | Non-Lead - Other | No |  | 0 | Installation date is after the lead ban |  |  |  |  | Non-Lead - Other |  |  | Installation date is after the lead ban |  |  |  |  | Non-Lead |  |  |  | Domestic
MTR_011906 | 16805 106TH AVE SE | E 140 LESS N 70.30 LOT 5 BLK 3 AK ER'S FARMS #5 |  |  | Non-Lead - Other | No | 1999-03-24 | 0 | Rectified Plan |  |  |  |  | Non-Lead - Other |  |  | Statistical analysis |  |  |  |  | Non-Lead |  |  |  | Domestic
MTR_003984 | 23429 130TH AVE SE | LOT 9 BUILDING C VILLAGE AT SINGLE |  |  | Non-Lead - Other | No | 1983-07-01 | 0 | Installation date is after the lead ban |  |  |  |  | Non-Lead - Other |  |  | Installation date is after the lead ban |  |  |  |  | Non-Lead |  |  |  | Domestic
MTR_015124 | 16009 123RD AVE SE | L1 B1 CASCADE VILLAGE 2 |  |  | Non-Lead Plastic | No | 2014-04-16 | 1 | Rectified Plan | Yes | Visual inspection at the meter pit | 2024-02-07 |  | Non-Lead Plastic |  |  | Field inspection only with no records | Yes | Visual inspection at the meter pit | 2024-02-07 |  | Non-Lead |  |  |  | Domestic
MTR_018373 | 20225 90TH PL S | LOT 38 SOPHIA GLEN |  |  | Non-Lead - Other | No | 2009-07-07 | 0 | Installation date is after the lead ban |  |  |  |  | Non-Lead - Other |  |  | Installation date is after the lead ban |  |  |  |  | Non-Lead |  |  |  | Domestic
MTR_015820 | 14030 SE 187TH ST | TL76 SEC 34-23-5 |  |  | Non-Lead - Other | Unknown |  | 0 | Statistical analysis |  |  |  |  | Non-Lead - Other |  |  | Statistical analysis |  |  |  |  | Non-Lead |  |  |  | Assumed
MTR_017933 | FAIRWOOD FIRS ENTRANCE/SPR'LER | FAIRWOOD FIRS ENTRANCE/SPR'LER |  |  | Non-Lead Plastic | No | 2004-11-04 | 0 | Rectified Plan | Yes | Visual inspection at the meter pit | 2024-02-23 |  | Non-Lead Plastic |  |  | Field inspection only with no records | Yes | Visual inspection at the meter pit | 2024-02-23 |  | Non-Lead |  |  |  | Domestic
MTR_015123 | 15734 121ST AVE SE | L10 B2 CASCADE VILLAGE 1 |  |  | Non-Lead - Other | No | 2014-04-16 | 1 | Rectified Plan |  |  |  |  | Non-Lead - Other |  |  | Statistical analysis |  |  |  |  | Non-Lead |  |  |  | Domestic
MTR_011924 | 1114 S 35TH ST | LOT 9 WINSPER 2 |  |  | Non-Lead - Other | No | 1998-02-25 | 0 | Installation date is after the lead ban |  |  |  |  | Non-Lead - Other |  |  | Installation date is after the lead ban |  |  |  |  | Non-Lead |  |  |  | Domestic
MTR_029181 | 22523 112TH AVE SE | LOT 3 KENTON FIRS |  |  | Non-Lead - Other | Unknown |  | 0 | Statistical analysis |  |  |  |  | Non-Lead - Other |  |  | Statistical analysis |  |  |  |  | Non-Lead |  |  |  | Domestic
MTR_018196 | 14128 SE 182ND ST | LOT 79 FAIRWOOD FIRS |  |  | Non-Lead - Other | No | 1986-05-01 | 0 | Installation date is after the lead ban |  |  |  |  | Non-Lead - Other |  |  | Installation date is after the lead ban |  |  |  |  | Non-Lead |  |  |  | Domestic
MTR_011353 | 3001 KENNEWICK AVE SE | LOT 3 BLOCK 8 AKERS FARMS #6 |  |  | Non-Lead - Other | Unknown |  | 0.75 | Statistical analysis |  |  |  |  | Non-Lead - Other |  |  | Statistical analysis |  |  |  |  | Non-Lead |  |  |  | Assumed
MTR_016170 | 16221 SE 178TH ST | LOT 66 CANDLEWOOD RIDGE #3 |  |  | Non-Lead - Other | No | 1977-07-13 | 1 | Installation date is after the lead ban |  |  |  |  | Non-Lead - Other |  |  | Installation date is after the lead ban |  |  |  |  | Non-Lead |  |  |  | Domestic
MTR_015747 | 14240 SE 188TH WAY | LOT 16 FAIRHAVEN |  |  | Non-Lead - Other | No | 1995-08-03 | 0 | Installation date is after the lead ban |  |  |  |  | Non-Lead - Other |  |  | Installation date is after the lead ban |  |  |  |  | Non-Lead |  |  |  | Domestic
MTR_029649 | 22624 112TH AVE SE | LOT 135 KENTON FIRS |  |  | Non-Lead - Other | Unknown |  | 0 | Statistical analysis |  |  |  |  | Non-Lead - Other |  |  | Statistical analysis |  |  |  |  | Non-Lead |  |  |  | Domestic
MTR_011360 | 2824 BENSON RD S | N PORTION LOT 6 BLOCK 1 AKERS FARM |  |  | Non-Lead - Other | No | 1999-03-24 | 0 | Rectified Plan |  |  |  |  | Non-Lead - Other |  |  | Statistical analysis |  |  |  |  | Non-Lead |  |  |  | Domestic
MTR_002073 | 11858 SE 236TH ST | TL 37 16-22-5 |  |  | Non-Lead - Other | No |  | 0 | Installation date is after the lead ban |  |  |  |  | Non-Lead - Other |  |  | Installation date is after the lead ban |  |  |  |  | Non-Lead |  |  |  | Assumed
MTR_021485 | 14411 SE 198TH ST | L78 RUDDELLS 3RD ADD |  |  | Non-Lead - Other | No |  | 0 | Installation date is after the lead ban |  |  |  |  | Non-Lead - Other |  |  | Installation date is after the lead ban |  |  |  |  | Non-Lead |  |  |  | Domestic
MTR_011384 | 2625 BENSON RD S | TAX LOT 49 S-T-R- 29-23-5 |  |  | Non-Lead - Other | No | 1999-03-24 | 0 | Installation date is after the lead ban |  |  |  |  | Non-Lead - Other |  |  | Installation date is after the lead ban |  |  |  |  | Non-Lead |  |  |  | Domestic
MTR_029329 | 22815 117TH PL SE | LOT 7 HUNTERS RUN |  |  | Non-Lead - Other | No |  | 0 | Installation date is after the lead ban |  |  |  |  | Non-Lead - Other |  |  | Installation date is after the lead ban |  |  |  |  | Non-Lead |  |  |  | Domestic
MTR_027176 | 23602 128TH AVE SE | L33 TWIN CREEKS |  |  | Non-Lead - Other | No |  | 1 | Installation date is after the lead ban |  |  |  |  | Non-Lead - Other |  |  | Installation date is after the lead ban |  |  |  |  | Non-Lead |  |  |  | Domestic
MTR_021191 | 14115 SE 198TH ST | LOT 6 LAKE YOUNGS PLACE |  |  | Non-Lead - Other | No | 1995-10-23 | 0 | Installation date is after the lead ban |  |  |  |  | Non-Lead - Other |  |  | Installation date is after the lead ban |  |  |  |  | Non-Lead |  |  |  | Domestic
MTR_027375 | 13502 SE 233RD ST | L 22 WILDWOOD ESTATES 1 |  |  | Non-Lead - Other | No |  | 0 | Installation date is after the lead ban |  |  |  |  | Non-Lead - Other |  |  | Installation date is after the lead ban |  |  |  |  | Non-Lead |  |  |  | Domestic
MTR_029625 | 11011 SE 224TH PL | L 86 STOCKTON |  |  | Non-Lead - Other | No |  | 0 | Installation date is after the lead ban |  |  |  |  | Non-Lead - Other |  |  | Installation date is after the lead ban |  |  |  |  | Non-Lead |  |  |  | Domestic
MTR_025974 | 11049 SE 201ST ST | LOT 100 VILA REAL |  |  | Non-Lead - Other | No | 2007-05-03 | 0 | Installation date is after the lead ban |  |  |  |  | Non-Lead - Other |  |  | Installation date is after the lead ban |  |  |  |  | Non-Lead |  |  |  | Domestic
MTR_027535 | 23115 136TH PL SE | L43 WILDWOOD #2 |  |  | Non-Lead - Plastic | No | 1975-07-25 | 1 | Converted CAD | No |  |  |  | Non-Lead - Other |  |  | Installation date is after the lead ban |  |  |  |  | Non-Lead |  |  |  | Domestic
MTR_026732 | 22730 125TH AVE SE | L8 MERIDIAN HIGHLANDS |  |  | Non-Lead - Other | No |  | 0 | Installation date is after the lead ban |  |  |  |  | Non-Lead - Other |  |  | Installation date is after the lead ban |  |  |  |  | Non-Lead |  |  |  | Domestic
MTR_023198 | 21015 99TH AVE S | LOT 2 WESTVIEW TERRACE #2 |  |  | Non-Lead - Other | No | 2008-10-29 | 0 | Rectified Plan |  |  |  |  | Non-Lead - Other |  |  | Statistical analysis |  |  |  |  | Non-Lead |  |  |  | Domestic
MTR_003524 | 12324 SE 237TH PL | LOT 12 OAKDALE |  |  | Non-Lead - Other | No | 1989-04-20 | 6 | Rectified Plan | No |  |  |  | Non-Lead - Other |  |  | Installation date is after the lead ban |  |  |  |  | Non-Lead |  |  |  | Domestic
MTR_005983 | 20127 124TH AVE SE | L 112 4-22-5 |  |  | Non-Lead - Other | No |  | 0 | Installation date is after the lead ban |  |  |  |  | Non-Lead - Other |  |  | Installation date is after the lead ban |  |  |  |  | Non-Lead |  |  |  | Assumed
MTR_016135 | 15908 SE 184TH ST | LOT 13 CARRIAGEWOOD 8 |  |  | Non-Lead - Plastic | No | 1983-07-01 | 0 | Rectified Plan | No |  |  |  | Non-Lead - Other |  |  | Installation date is after the lead ban |  |  |  |  | Non-Lead |  |  |  | Domestic
MTR_029457 | 11706 SE 225TH CT | LOT 20 MAPLEWOOD EAST |  |  | Non-Lead - Other | No |  | 0 | Installation date is after the lead ban |  |  |  |  | Non-Lead - Other |  |  | Installation date is after the lead ban |  |  |  |  | Non-Lead |  |  |  | Domestic
MTR_028268 | 22001 128TH PL SE | LOT 24 SUMMER GLEN EAST (STRATHMORE ) |  |  | Non-Lead - Other | No | 1995-08-28 | 0 | Installation date is after the lead ban |  |  |  |  | Non-Lead - Other |  |  | Installation date is after the lead ban |  |  |  |  | Non-Lead |  |  |  | Domestic
MTR_022963 | 12302 SE 198TH ST | L15 VISTA VIEW HGTS #2 |  |  | Non-Lead - Other | No |  | 0 | Installation date is after the lead ban |  |  |  |  | Non-Lead - Other |  |  | Installation date is after the lead ban |  |  |  |  | Non-Lead |  |  |  | Domestic
MTR_018112 | 14626 SE 181ST ST | LOT 34 CARRIAGE LANE #3 |  |  | Non-Lead - Other | No | 2000-09-21 | 0 | Installation date is after the lead ban |  |  |  |  | Non-Lead - Other |  |  | Installation date is after the lead ban |  |  |  |  | Non-Lead |  |  |  | Domestic
MTR_029856 | 14040 SE 237TH PL | LOT 2 KING CO SHORT PLAT #L95S0062 |  |  | Non-Lead - Other | No |  | 0 | Installation date is after the lead ban |  |  |  |  | Non-Lead - Other |  |  | Installation date is after the lead ban |  |  |  |  | Non-Lead |  |  |  | Assumed
MTR_026329 | 20631 120TH AVE SE | L4 BLK 2 PANTHER LK TERR |  |  | Non-Lead - Other | No |  | 0 | Installation date is after the lead ban |  |  |  |  | Non-Lead - Other |  |  | Installation date is after the lead ban |  |  |  |  | Non-Lead |  |  |  | Domestic
MTR_023134 | 9607 S 213TH ST | 9908-000935 |  |  | Non-Lead - Other | No | 2008-10-29 | 0 | Rectified Plan |  |  |  |  | Non-Lead - Other |  |  | Statistical analysis |  |  |  |  | Non-Lead |  |  |  | Domestic
MTR_016415 | 16001 SE 179TH ST | LOT 9 CANDLEWOOD RIDGE #1 |  |  | Non-Lead - Other | No |  | 0 | Installation date is after the lead ban |  |  |  |  | Non-Lead - Other |  |  | Installation date is after the lead ban |  |  |  |  | Non-Lead |  |  |  | Domestic
MTR_027312 | 13918 SE 238TH PL | LOT 2 COUNTRY CLUB NORTH |  |  | Non-Lead - Plastic | No | 1999-02-03 | 0.75 | Rectified Plan | No |  |  |  | Non-Lead - Other |  |  | Installation date is after the lead ban |  |  |  |  | Non-Lead |  |  |  | Domestic
MTR_015148 | 16054 123RD AVE SE | L1 B3 CASCADE VILLAGE 2 |  |  | Non-Lead - Other | No | 2014-04-16 | 1 | Rectified Plan |  |  |  |  | Non-Lead - Other |  |  | Statistical analysis |  |  |  |  | Non-Lead |  |  |  | Domestic
MTR_023080 | 9615 S 216TH ST | L 36 WESTVIEW TERRACE 3 |  |  | Non-Lead - Other | No | 2008-10-29 | 0 | Rectified Plan |  |  |  |  | Non-Lead - Other |  |  | Statistical analysis |  |  |  |  | Non-Lead |  |  |  | Domestic
MTR_015748 | 14206 SE 188TH WAY | LOT 10 FAIRHAVEN |  |  | Non-Lead - Other | No | 1995-08-03 | 0 | Installation date is after the lead ban |  |  |  |  | Non-Lead - Other |  |  | Installation date is after the lead ban |  |  |  |  | Non-Lead |  |  |  | Domestic
MTR_027288 | 23905 139TH PL SE | LOT 8 COUNTRY CLUB NORTH #1 |  |  | Non-Lead - Plastic | No | 1999-02-03 | 0.75 | Rectified Plan | No |  |  |  | Non-Lead - Other |  |  | Installation date is after the lead ban |  |  |  |  | Non-Lead |  |  |  | Domestic
MTR_029441 | 11733 SE 225TH ST | LOT 13 MAPLEWOOD EAST |  |  | Non-Lead - Other | No |  | 0 | Installation date is after the lead ban |  |  |  |  | Non-Lead - Other |  |  | Installation date is after the lead ban |  |  |  |  | Non-Lead |  |  |  | Domestic
MTR_007645 | 16611 125TH AVE SE | L 70 CASCADE HILLS 7 |  |  | Non-Lead - Other | No | 2019-08-05 | 0 | Rectified Plan |  |  |  |  | Non-Lead - Other |  |  | Statistical analysis |  |  |  |  | Non-Lead |  |  |  | Domestic
MTR_021842 | 19327 135TH AVE SE | LOT 26 FAIRFIELD GLEN |  |  | Non-Lead - Other | No |  | 0 | Converted CAD | No |  |  |  | Non-Lead - Other |  |  | Installation date is after the lead ban |  |  |  |  | Non-Lead |  |  |  | Domestic
MTR_030004 | 12671 SE 161ST ST | L6 BK2 CASCADE VISTA #4 |  |  | Non-Lead - Other | No | 2016-06-22 | 0.75 | Rectified Plan |  |  |  |  | Non-Lead - Other |  |  | Statistical analysis |  |  |  |  | Non-Lead |  |  |  | Domestic
MTR_007515 | 12104 SE 167TH ST | L 71 CASCADE HILLS 6 |  |  | Non-Lead - Other | No | 2019-08-05 | 0.75 | Rectified Plan |  |  |  |  | Non-Lead - Other |  |  | Statistical analysis |  |  |  |  | Non-Lead |  |  |  | Assumed
MTR_019203 | 9637 S 194TH ST | LOT 13 TALBOT ESTATES |  |  | Non-Lead - Other | No | 1995-07-13 | 0 | Installation date is after the lead ban |  |  |  |  | Non-Lead - Other |  |  | Installation date is after the lead ban |  |  |  |  | Non-Lead |  |  |  | Domestic
MTR_024798 | 14307 SE 200TH ST | L1 BLK5 FOWLERS ADD. |  |  | Non-Lead - Other | Unknown |  | 0 | Statistical analysis |  |  |  |  | Non-Lead - Other |  |  | Statistical analysis |  |  |  |  | Non-Lead |  |  |  | Assumed
MTR_011510 | 16520 126TH PL SE | L 99 CASCADE HILLS 8 |  |  | Non-Lead - Other | Unknown |  | 1 | Statistical analysis |  |  |  |  | Non-Lead - Other |  |  | Statistical analysis |  |  |  |  | Non-Lead |  |  |  | Domestic
MTR_001899 | 16632 124TH AVE SE | L 78 CASCADE HILLS 7 |  |  | Non-Lead - Other | No | 2019-08-05 | 1 | Rectified Plan |  |  |  |  | Non-Lead - Other |  |  | Statistical analysis |  |  |  |  | Non-Lead |  |  |  | Domestic
MTR_012399 | 18348 W LK DESIRE DR SE | L 23 LK DESIRE |  |  | Non-Lead - Copper | No | 2010-01-20 | 1 | Rectified Plan | No |  |  |  | Non-Lead - Other |  |  | Installation date is after the lead ban |  |  |  |  | Non-Lead |  |  |  | Domestic
MTR_016416 | 17834 160TH AVE SE | L45 CANDLEWOOD RIDGE #1 |  |  | Non-Lead - Other | No |  | 0 | Installation date is after the lead ban |  |  |  |  | Non-Lead - Other |  |  | Installation date is after the lead ban |  |  |  |  | Non-Lead |  |  |  | Domestic
MTR_011521 | 16710 126TH AVE SE | L2 B5 CASCADE HILLS 4 |  |  | Non-Lead - Other | Unknown |  | 0.75 | Statistical analysis |  |  |  |  | Non-Lead - Other |  |  | Statistical analysis |  |  |  |  | Non-Lead |  |  |  | Assumed
MTR_012611 | 17338 W LK DESIRE DR SE | LOT 10 BLK 4 LAKE DESIRE SUMMER HOME TRACTS |  |  | Non-Lead - Plastic | No | 2010-01-19 | 1 | Rectified Plan |  |  |  |  | Non-Lead - Other |  |  | Installation date is after the lead ban |  |  |  |  | Non-Lead |  |  |  | Domestic
MTR_007535 | 16618 124TH AVE SE | L 76 CASCADE HILLS 7 |  |  | Non-Lead - Other | No | 2019-08-05 | 1 | Rectified Plan |  |  |  |  | Non-Lead - Other |  |  | Statistical analysis |  |  |  |  | Non-Lead |  |  |  | Domestic
MTR_024495 | 20433 131ST PL SE | L78 GREEN ACRES EAST |  |  | Non-Lead - Other | No |  | 0 | Installation date is after the lead ban |  |  |  |  | Non-Lead - Other |  |  | Installation date is after the lead ban |  |  |  |  | Non-Lead |  |  |  | Domestic
MTR_030161 | 16112 111TH PL SE | LOT 3 KING COUNTY SHORT PLAT #78507 2 |  |  | Non-Lead - Other | Unknown |  | 0 | Statistical analysis |  |  |  |  | Non-Lead - Other |  |  | Statistical analysis |  |  |  |  | Non-Lead |  |  |  | Domestic
MTR_026209 | 12224 SE 206TH ST | LOT 40 SWANSON COURT |  |  | Non-Lead - Other | Unknown |  | 0 | Statistical analysis |  |  |  |  | Non-Lead - Other |  |  | Statistical analysis |  |  |  |  | Non-Lead |  |  |  | Assumed
MTR_009511 | 12317 SE 165TH ST | L 35 CASCADE HILLS 7 |  |  | Non-Lead - Other | No | 2019-08-05 | 1 | Rectified Plan |  |  |  |  | Non-Lead - Other |  |  | Statistical analysis |  |  |  |  | Non-Lead |  |  |  | Domestic
MTR_024574 | 20203 126TH PL SE | L44 SHERLYN PARK |  |  | Non-Lead - Other | No |  | 0 | Installation date is after the lead ban |  |  |  |  | Non-Lead - Other |  |  | Installation date is after the lead ban |  |  |  |  | Non-Lead |  |  |  | Domestic
MTR_029992 | 12678 SE 162ND ST | L11 BK2 CASCADE VISTA #4 |  |  | Non-Lead - Other | No | 2016-06-22 | 0.75 | Rectified Plan |  |  |  |  | Non-Lead - Other |  |  | Statistical analysis |  |  |  |  | Non-Lead |  |  |  | Domestic
MTR_007628 | 16531 121ST AVE SE | LOT 86 CASCADE HILLS #6 |  |  | Non-Lead - Other | No | 2019-08-05 | 0.75 | Rectified Plan |  |  |  |  | Non-Lead - Other |  |  | Statistical analysis |  |  |  |  | Non-Lead |  |  |  | Domestic
MTR_029831 | 14113 SE 238TH LN | LOT 47 VILLAGE AT SOOS CREEK |  |  | Non-Lead - Other | No |  | 0 | Installation date is after the lead ban |  |  |  |  | Non-Lead - Other |  |  | Installation date is after the lead ban |  |  |  |  | Non-Lead |  |  |  | Assumed
MTR_011583 | 16309 128TH PL SE | L64 FAIRWOOD DIV. #9 |  |  | Non-Lead - Other | No |  | 1 | Installation date is after the lead ban |  |  |  |  | Non-Lead - Other |  |  | Installation date is after the lead ban |  |  |  |  | Non-Lead |  |  |  | Domestic
MTR_028377 | 12602 SE 217TH PL | L 82 PARKWAY ESTATES |  |  | Non-Lead - Other | No | 1978-07-26 | 0 | Installation date is after the lead ban |  |  |  |  | Non-Lead - Other |  |  | Installation date is after the lead ban |  |  |  |  | Non-Lead |  |  |  | Domestic
MTR_029810 | 23884 140TH LN SE | LOT 41 VILLAGE AT SOOS CREEK |  |  | Non-Lead - Other | No |  | 0 | Installation date is after the lead ban |  |  |  |  | Non-Lead - Other |  |  | Installation date is after the lead ban |  |  |  |  | Non-Lead |  |  |  | Assumed
MTR_011735 | 12811 SE 161ST ST | L1 STAFFORD HANSELL #10 |  |  | Non-Lead - Other | No | 2016-06-22 | 0.75 | Installation date is after the lead ban |  |  |  |  | Non-Lead - Other |  |  | Installation date is after the lead ban |  |  |  |  | Non-Lead |  |  |  | Domestic
MTR_028381 | 21706 125TH AVE SE | LOT 88 PARKWAY ESTATES |  |  | Non-Lead - Other | No | 1978-07-26 | 0 | Installation date is after the lead ban |  |  |  |  | Non-Lead - Other |  |  | Installation date is after the lead ban |  |  |  |  | Non-Lead |  |  |  | Domestic
MTR_029827 | 14016 SE 238TH LN | LOT 23 THE VILLAGE AT SOOS CREEK |  |  | Non-Lead - Other | No |  | 0 | Installation date is after the lead ban |  |  |  |  | Non-Lead - Other |  |  | Installation date is after the lead ban |  |  |  |  | Non-Lead |  |  |  | Assumed
MTR_015142 | 15747 121ST AVE SE | L8 B1 CASCADE VILLAGE 1 |  |  | Non-Lead Plastic | No | 2014-04-16 | 1 | Rectified Plan | Yes | Visual inspection at the meter pit | 2024-02-07 |  | Galvanized Requiring Replacement |  |  | Field inspection only with no records | Yes | Visual inspection at the meter pit | 2024-02-07 |  | Galvanized Requiring Replacement |  |  |  | Domestic
MTR_027555 | 12301 SE 219TH PL | LOT 60 GLEN MAR |  |  | Non-Lead - Plastic | No | 1975-04-29 | 1 | Rectified Plan | No |  |  |  | Non-Lead - Other |  |  | Installation date is after the lead ban |  |  |  |  | Non-Lead |  |  |  | Domestic
MTR_028439 | 21627 127TH PL SE | L 78 PARKWAY ESTATES |  |  | Non-Lead - Other | No | 1978-07-26 | 0 | Installation date is after the lead ban |  |  |  |  | Non-Lead - Other |  |  | Installation date is after the lead ban |  |  |  |  | Non-Lead |  |  |  | Domestic
MTR_028723 | 11409 SE 219TH PL | LOT 29 MONTERA |  |  | Non-Lead - Other | No | 1995-09-05 | 0 | Installation date is after the lead ban |  |  |  |  | Non-Lead - Other |  |  | Installation date is after the lead ban |  |  |  |  | Non-Lead |  |  |  | Domestic
MTR_011221 | 16542 115TH AVE SE | LOT 6 BIEGLER-NILLES ADDITION |  |  | Non-Lead - Other | Unknown |  | 0 | Statistical analysis |  |  |  |  | Non-Lead - Other |  |  | Statistical analysis |  |  |  |  | Non-Lead |  |  |  | Assumed
MTR_028611 | 21610 124TH AVE SE | LOT 39 PARKWAY ESTATES |  |  | Non-Lead - Other | No | 1978-07-26 | 0 | Installation date is after the lead ban |  |  |  |  | Non-Lead - Other |  |  | Installation date is after the lead ban |  |  |  |  | Non-Lead |  |  |  | Domestic
MTR_029825 | 14026 SE 238TH LN | LOT 20 THE VILLAGE AT SOOS CREEK |  |  | Non-Lead - Other | No |  | 0 | Installation date is after the lead ban |  |  |  |  | Non-Lead - Other |  |  | Installation date is after the lead ban |  |  |  |  | Non-Lead |  |  |  | Assumed
MTR_029561 | 10803 SE 226TH ST | LOT 21 KENTON FIRS #2 |  |  | Non-Lead - Other | Unknown |  | 0 | Statistical analysis |  |  |  |  | Non-Lead - Other |  |  | Statistical analysis |  |  |  |  | Non-Lead |  |  |  | Domestic
MTR_021008 | 13601 SE 188TH ST | LOT 25 CEDARWOOD ESTATES (WINDHAM R IDGE) |  |  | Non-Lead - Other | No | 1989-09-20 | 0 | Installation date is after the lead ban |  |  |  |  | Non-Lead - Other |  |  | Installation date is after the lead ban |  |  |  |  | Non-Lead |  |  |  | Domestic
MTR_028143 | 13127 SE 223RD CT | LOT 5 MATHESON PARK #2 |  |  | Non-Lead - Other | No | 1995-07-21 | 0 | Installation date is after the lead ban |  |  |  |  | Non-Lead - Other |  |  | Installation date is after the lead ban |  |  |  |  | Non-Lead |  |  |  | Domestic
MTR_029349 | 11831 SE 229TH PL | LOT 38 HUNTERS RUN TOO |  |  | Non-Lead - Other | No |  | 0 | Installation date is after the lead ban |  |  |  |  | Non-Lead - Other |  |  | Installation date is after the lead ban |  |  |  |  | Non-Lead |  |  |  | Domestic
MTR_024248 | 11304 SE 215TH ST | LOT 15 CARENA GLEN |  |  | Non-Lead - Other | No |  | 0 | Installation date is after the lead ban |  |  |  |  | Non-Lead - Other |  |  | Installation date is after the lead ban |  |  |  |  | Non-Lead |  |  |  | Domestic
MTR_015749 | 14768 SE 187TH CT | LOT 19 FAIRHAVEN 3 |  |  | Non-Lead - Other | No | 2004-03-12 | 0 | Installation date is after the lead ban |  |  |  |  | Non-Lead - Other |  |  | Installation date is after the lead ban |  |  |  |  | Non-Lead |  |  |  | Domestic
MTR_011484 | 12618 SE 165TH ST | LOT 73 CASCADE HILLS #8 |  |  | Non-Lead - Other | No |  | 1 | Installation date is after the lead ban |  |  |  |  | Non-Lead - Other |  |  | Installation date is after the lead ban |  |  |  |  | Non-Lead |  |  |  | Domestic
MTR_010130 | 23622 119TH PL SE | LOT 83 KENT HIGHLANDS |  |  | Non-Lead - Other | No | 2006-11-01 | 0 | Rectified Plan | No |  |  |  | Non-Lead - Other |  |  | Installation date is after the lead ban |  |  |  |  | Non-Lead |  |  |  | Domestic
MTR_024998 | 21507 117TH AVE SE | LOT 6 CEDAR PARKE |  |  | Non-Lead - Other | No | 2001-02-08 | 0 | Installation date is after the lead ban |  |  |  |  | Non-Lead - Other |  |  | Installation date is after the lead ban |  |  |  |  | Non-Lead |  |  |  | Domestic
MTR_021009 | 18927 133RD PL SE | LOT 7 FOREST ESTATES #6 |  |  | Non-Lead - Other | No | 1986-08-21 | 0 | Installation date is after the lead ban |  |  |  |  | Non-Lead - Other |  |  | Installation date is after the lead ban |  |  |  |  | Non-Lead |  |  |  | Domestic
MTR_011475 | 16641 127TH AVE SE | L 108 CASCADE HILLS 8 |  |  | Non-Lead - Other | Unknown |  | 1 | Statistical analysis |  |  |  |  | Non-Lead - Other |  |  | Statistical analysis |  |  |  |  | Non-Lead |  |  |  | Domestic
MTR_029943 | 16407 128TH AVE SE | LOT 8 BLOCK 3 CASCADE VISTA #5 |  |  | Non-Lead - Other | No | 2016-06-22 | 0.75 | Rectified Plan |  |  |  |  | Non-Lead - Other |  |  | Statistical analysis |  |  |  |  | Non-Lead |  |  |  | Domestic
MTR_028982 | 11115 SE 219TH PL | LOT 26 FALCON CREST |  |  | Non-Lead - Other | No |  | 0 | Installation date is after the lead ban |  |  |  |  | Non-Lead - Other |  |  | Installation date is after the lead ban |  |  |  |  | Non-Lead |  |  |  | Domestic
MTR_025966 | 20002 111TH WAY SE | LOT 50 VILA REAL |  |  | Non-Lead - Other | No | 2007-05-03 | 0 | Installation date is after the lead ban |  |  |  |  | Non-Lead - Other |  |  | Installation date is after the lead ban |  |  |  |  | Non-Lead |  |  |  | Domestic
MTR_021848 | 13416 SE 196TH ST | LOT 20 FAIRFIELD GLEN |  |  | Non-Lead - Other | No |  | 0 | Converted CAD | No |  |  |  | Non-Lead - Other |  |  | Installation date is after the lead ban |  |  |  |  | Non-Lead |  |  |  | Domestic
MTR_011410 | 12720 SE 167TH ST | L 42 CASCADE HILLS 8 |  |  | Non-Lead - Other | Unknown |  | 1 | Statistical analysis |  |  |  |  | Non-Lead - Other |  |  | Statistical analysis |  |  |  |  | Non-Lead |  |  |  | Domestic
MTR_028966 | 10923 SE 219TH PL | LOT 16 FALCON CREST |  |  | Non-Lead - Other | No |  | 0 | Installation date is after the lead ban |  |  |  |  | Non-Lead - Other |  |  | Installation date is after the lead ban |  |  |  |  | Non-Lead |  |  |  | Domestic
MTR_029021 | 11027 SE 218TH PL | LOT 7 ALDER HEIGHTS #2 |  |  | Non-Lead - Other | No |  | 0 | Installation date is after the lead ban |  |  |  |  | Non-Lead - Other |  |  | Installation date is after the lead ban |  |  |  |  | Non-Lead |  |  |  | Domestic
MTR_016171 | 17726 163RD PL SE | LOT 18 CANDLEWOOD RIDGE #3 |  |  | Non-Lead - Plastic | No | 1977-07-13 | 1 | Rectified Plan | No |  |  |  | Non-Lead - Other |  |  | Installation date is after the lead ban |  |  |  |  | Non-Lead |  |  |  | Domestic
MTR_011526 | 16608 126TH AVE SE | L6 B4 CASCADE HILLS 4 |  |  | Non-Lead - Other | Unknown |  | 0.75 | Statistical analysis |  |  |  |  | Non-Lead - Other |  |  | Statistical analysis |  |  |  |  | Non-Lead |  |  |  | Assumed
MTR_025242 | 12512 SE 216TH ST | L315 GLENCARIN #2 |  |  | Non-Lead - Other | No | 1968-07-31 | 0 | Installation date is after the lead ban |  |  |  |  | Non-Lead - Other |  |  | Installation date is after the lead ban |  |  |  |  | Non-Lead |  |  |  | Domestic
MTR_025935 | 20229 111TH WAY SE | LOT 58 VILA REAL |  |  | Non-Lead - Other | No | 2007-05-03 | 0 | Installation date is after the lead ban |  |  |  |  | Non-Lead - Other |  |  | Installation date is after the lead ban |  |  |  |  | Non-Lead |  |  |  | Domestic
MTR_022014 | 12220 SE 192ND ST | 9921-003700 |  |  | Non-Lead - Other | No | 2015-06-13 | 0 | Rectified Plan | No |  |  |  | Non-Lead - Other |  |  | Statistical analysis |  |  |  |  | Non-Lead |  |  |  | Domestic
MTR_011442 | 12744 SE 167TH PL | L 19 CASCADE HILLS 8 |  |  | Non-Lead - Other | Unknown |  | 1 | Statistical analysis |  |  |  |  | Non-Lead - Other |  |  | Statistical analysis |  |  |  |  | Non-Lead |  |  |  | Domestic
MTR_025652 | 21409 129TH AVE SE | LOT 21 HILLSHIRE TERRACE |  |  | Non-Lead - Other | No | 1995-09-19 | 0 | Installation date is after the lead ban |  |  |  |  | Non-Lead - Other |  |  | Installation date is after the lead ban |  |  |  |  | Non-Lead |  |  |  | Domestic
MTR_026125 | 11815 SE 206TH ST | L7 PANTHER LK TERR 3 |  |  | Non-Lead - Other | No | 1978-07-26 | 0 | Installation date is after the lead ban |  |  |  |  | Non-Lead - Other |  |  | Installation date is after the lead ban |  |  |  |  | Non-Lead |  |  |  | Domestic
MTR_006853 | 11700 SE 165TH ST | L 76 CASCADE HILLS 5 |  |  | Non-Lead - Other | No | 2019-08-05 | 0.75 | Rectified Plan |  |  |  |  | Non-Lead - Other |  |  | Statistical analysis |  |  |  |  | Non-Lead |  |  |  | Domestic
MTR_023572 | 11215 SE 214TH CT | LOT 3 WEST CREEK PLACE |  |  | Non-Lead - Other | No | 2007-09-28 | 0 | Installation date is after the lead ban |  |  |  |  | Non-Lead - Other |  |  | Installation date is after the lead ban |  |  |  |  | Non-Lead |  |  |  | Domestic
MTR_026278 | 11846 SE 204TH ST | LOT 6 EAST PANTHER #1 |  |  | Non-Lead - Other | No |  | 0 | Installation date is after the lead ban |  |  |  |  | Non-Lead - Other |  |  | Installation date is after the lead ban |  |  |  |  | Non-Lead |  |  |  | Assumed
MTR_023866 | 21713 103RD PL SE | LOT 15 GARRISON GLEN |  |  | Non-Lead - Other | No | 2014-01-15 | 0 | Installation date is after the lead ban |  |  |  |  | Non-Lead - Other |  |  | Installation date is after the lead ban |  |  |  |  | Non-Lead |  |  |  | Domestic
MTR_015114 | 15801 123RD AVE SE | L6 B1 CASCADE VILLAGE 2 |  |  | Non-Lead - Other | No | 2014-04-16 | 1 | Rectified Plan |  |  |  |  | Non-Lead - Other |  |  | Statistical analysis |  |  |  |  | Non-Lead |  |  |  | Domestic
MTR_006857 | 11834 SE 165TH ST | L 16 CASCADE HILLS 6 |  |  | Non-Lead - Other | No | 2019-08-05 | 0.75 | Rectified Plan |  |  |  |  | Non-Lead - Other |  |  | Statistical analysis |  |  |  |  | Non-Lead |  |  |  | Assumed
MTR_026220 | 12231 SE 206TH ST | LOT 51 SWANSON COURT. |  |  | Non-Lead - Other | Unknown |  | 0 | Statistical analysis |  |  |  |  | Non-Lead - Other |  |  | Statistical analysis |  |  |  |  | Non-Lead |  |  |  | Domestic
MTR_025169 | 20824 125TH AVE SE | L64 GLENCARIN # 1 |  |  | Non-Lead - Other | No | 1968-03-08 | 0 | Installation date is after the lead ban |  |  |  |  | Non-Lead - Other |  |  | Installation date is after the lead ban |  |  |  |  | Non-Lead |  |  |  | Domestic
MTR_011272 | 16442 111TH AVE SE | LOT2 BLK6 AKERS FARMS #6 |  |  | Non-Lead - Other | No |  | 0 | Installation date is after the lead ban |  |  |  |  | Non-Lead - Other |  |  | Installation date is after the lead ban |  |  |  |  | Non-Lead |  |  |  | Domestic
MTR_006869 | 16155 121ST AVE SE | L 8 B 2 CASCADE HILLS 3 |  |  | Non-Lead - Other | No | 2006-08-31 | 1 | Rectified Plan |  |  |  |  | Non-Lead - Other |  |  | Statistical analysis |  |  |  |  | Non-Lead |  |  |  | Domestic
MTR_023118 | 9636 S 213TH ST | L5 WESTVIEW TERR. #3 |  |  | Non-Lead - Other | No | 2008-10-29 | 0 | Rectified Plan |  |  |  |  | Non-Lead - Other |  |  | Statistical analysis |  |  |  |  | Non-Lead |  |  |  | Domestic
MTR_023480 | 10904 SE 212TH ST | L5 BENSON HILLS #1 |  |  | Non-Lead - Other | Unknown |  | 0 | Statistical analysis |  |  |  |  | Non-Lead - Other |  |  | Statistical analysis |  |  |  |  | Non-Lead |  |  |  | Assumed
MTR_015053 | 15774 119TH PL SE | L10 B4 CASCADE VISTA 2 |  |  | Non-Lead - Other | No | 2014-04-16 | 1 | Rectified Plan |  |  |  |  | Non-Lead - Other |  |  | Statistical analysis |  |  |  |  | Non-Lead |  |  |  | Domestic
MTR_027539 | 23202 138TH AVE SE | L18 WILDWOOD #2 |  |  | Non-Lead - Plastic | No | 1975-07-25 | 1 | Relative Placement | No |  |  |  | Non-Lead - Other |  |  | Installation date is after the lead ban |  |  |  |  | Non-Lead |  |  |  | Assumed
MTR_023154 | 9820 S 212TH ST | L10 WESTVIEW TERR. #2 |  |  | Non-Lead - Other | No | 2008-10-29 | 0 | Rectified Plan |  |  |  |  | Non-Lead - Other |  |  | Statistical analysis |  |  |  |  | Non-Lead |  |  |  | Domestic
MTR_005320 | 16715 116TH PL SE | L 94 CASCADE HILLS 5 |  |  | Non-Lead - Other | No | 2019-08-05 | 0.75 | Rectified Plan |  |  |  |  | Non-Lead - Other |  |  | Statistical analysis |  |  |  |  | Non-Lead |  |  |  | Assumed
MTR_023231 | 21019 98TH AVE S | L19 WESTVIEW TERR. #2 |  |  | Non-Lead - Other | No | 2008-10-29 | 0 | Rectified Plan |  |  |  |  | Non-Lead - Other |  |  | Statistical analysis |  |  |  |  | Non-Lead |  |  |  | Domestic
MTR_001160 | 11817 SE 157TH ST | L23 B7 CASCADE VISTA 2 |  |  | Non-Lead - Other | No | 2014-04-16 | 0 | Rectified Plan |  |  |  |  | Non-Lead - Other |  |  | Statistical analysis |  |  |  |  | Non-Lead |  |  |  | Domestic
MTR_029002 | 11008 SE 220TH PL | LOT 25 BENSON MEADOWS #1 |  |  | Non-Lead - Other | No |  | 0 | Installation date is after the lead ban |  |  |  |  | Non-Lead - Other |  |  | Installation date is after the lead ban |  |  |  |  | Non-Lead |  |  |  | Domestic
MTR_023242 | 21012 97TH PL S | L29 WESTVIEW TERR. #2 |  |  | Non-Lead Plastic | No | 2008-10-29 | 0 | Rectified Plan | Yes | Visual inspection at the meter pit | 2024-01-31 |  | Galvanized Requiring Replacement |  |  | Field inspection only with no records | Yes | Visual inspection at the meter pit | 2024-01-31 |  | Galvanized Requiring Replacement |  |  |  | Domestic
MTR_026395 | 12555 SE 231ST ST | L62 CORONADO KNOLLS |  |  | Non-Lead - Other | No |  | 0 | Installation date is after the lead ban |  |  |  |  | Non-Lead - Other |  |  | Installation date is after the lead ban |  |  |  |  | Non-Lead |  |  |  | Domestic
MTR_029071 | 11025 SE 220TH PL | LOT 10 BENSON MEADOWS #1 |  |  | Non-Lead - Other | No |  | 0 | Installation date is after the lead ban |  |  |  |  | Non-Lead - Other |  |  | Installation date is after the lead ban |  |  |  |  | Non-Lead |  |  |  | Domestic
MTR_026081 | 20526 121ST WAY SE | LOT 49 FENTON RIDGE |  |  | Non-Lead - Other | No | 1995-08-31 | 0 | Installation date is after the lead ban |  |  |  |  | Non-Lead - Other |  |  | Installation date is after the lead ban |  |  |  |  | Non-Lead |  |  |  | Domestic
MTR_006912 | 16403 120TH AVE SE | L 7 CASCADE HILLS 6 |  |  | Non-Lead - Other | No | 2006-08-31 | 1 | Rectified Plan |  |  |  |  | Non-Lead - Other |  |  | Statistical analysis |  |  |  |  | Non-Lead |  |  |  | Domestic
MTR_027154 | 13028 SE 237TH CT | LOT 58 TWIN CREEKS |  |  | Non-Lead - Other | No |  | 0.75 | Installation date is after the lead ban |  |  |  |  | Non-Lead - Other |  |  | Installation date is after the lead ban |  |  |  |  | Non-Lead |  |  |  | Domestic
MTR_028866 | 11103 SE 222ND ST | LOT 16 BENSON MEADOWS #3 |  |  | Non-Lead - Other | No |  | 0 | Installation date is after the lead ban |  |  |  |  | Non-Lead - Other |  |  | Installation date is after the lead ban |  |  |  |  | Non-Lead |  |  |  | Domestic
MTR_025971 | 11066 SE 201ST ST | LOT 117 VILA REAL |  |  | Non-Lead - Other | No | 2007-05-03 | 0 | Installation date is after the lead ban |  |  |  |  | Non-Lead - Other |  |  | Installation date is after the lead ban |  |  |  |  | Non-Lead |  |  |  | Domestic
MTR_026634 | 12601 SE 231ST ST | L23 MERIDIAN HIGHLANDS |  |  | Non-Lead - Other | No |  | 0 | Installation date is after the lead ban |  |  |  |  | Non-Lead - Other |  |  | Installation date is after the lead ban |  |  |  |  | Non-Lead |  |  |  | Domestic
MTR_026054 | 11705 SE 203RD ST | LOT 13 HEDLUND MEADOWS |  |  | Non-Lead - Other | No | 1995-08-01 | 0 | Installation date is after the lead ban |  |  |  |  | Non-Lead - Other |  |  | Installation date is after the lead ban |  |  |  |  | Non-Lead |  |  |  | Domestic
MTR_029048 | 11008 SE 222ND ST | LOT 19 BENSON MEADOWS #2 |  |  | Non-Lead - Other | No |  | 0 | Installation date is after the lead ban |  |  |  |  | Non-Lead - Other |  |  | Installation date is after the lead ban |  |  |  |  | Non-Lead |  |  |  | Domestic
MTR_028161 | 22211 131ST AVE SE | LOT 22 MATHESON PARK #2 |  |  | Non-Lead - Other | No | 1995-07-21 | 0 | Installation date is after the lead ban |  |  |  |  | Non-Lead - Other |  |  | Installation date is after the lead ban |  |  |  |  | Non-Lead |  |  |  | Domestic
MTR_028928 | 11521 SE 221ST PL | LOT 16 PEDERSON PLACE |  |  | Non-Lead - Other | No |  | 0 | Installation date is after the lead ban |  |  |  |  | Non-Lead - Other |  |  | Installation date is after the lead ban |  |  |  |  | Non-Lead |  |  |  | Domestic
MTR_023368 | 20931 104TH PL SE | LOT 6 WARD PLAT |  |  | Non-Lead - Other | No | 2015-04-13 | 0 | Installation date is after the lead ban |  |  |  |  | Non-Lead - Other |  |  | Installation date is after the lead ban |  |  |  |  | Non-Lead |  |  |  | Domestic
MTR_025595 | 21441 130TH AVE SE | LOT 54 HILLSHIRE TERRACE |  |  | Non-Lead - Other | No | 1995-09-19 | 0 | Installation date is after the lead ban |  |  |  |  | Non-Lead - Other |  |  | Installation date is after the lead ban |  |  |  |  | Non-Lead |  |  |  | Domestic
MTR_028194 | 22225 129TH PL SE | LOT 10 MATHESON PARK |  |  | Non-Lead - Other | No | 1995-07-21 | 0 | Installation date is after the lead ban |  |  |  |  | Non-Lead - Other |  |  | Installation date is after the lead ban |  |  |  |  | Non-Lead |  |  |  | Domestic
MTR_025214 | 21317 125TH AVE SE | L304 GLENCARIN #2 |  |  | Non-Lead - Other | No | 1968-07-31 | 0 | Installation date is after the lead ban |  |  |  |  | Non-Lead - Other |  |  | Installation date is after the lead ban |  |  |  |  | Non-Lead |  |  |  | Domestic
MTR_026688 | 23107 128TH PL SE | LOT 19 MISTY MEADOWS #2 |  |  | Non-Lead - Other | No |  | 0 | Installation date is after the lead ban |  |  |  |  | Non-Lead - Other |  |  | Installation date is after the lead ban |  |  |  |  | Non-Lead |  |  |  | Domestic
MTR_026396 | 12622 SE 226TH ST | LOT 41 PHEASANTS HOLLOW #1 |  |  | Non-Lead - Other | No | 1996-02-26 | 0 | Installation date is after the lead ban |  |  |  |  | Non-Lead - Other |  |  | Installation date is after the lead ban |  |  |  |  | Non-Lead |  |  |  | Domestic
MTR_026351 | 22428 127TH AVE SE | LOT 30 PHEASANTS HOLLOW |  |  | Non-Lead - Other | No | 1996-02-26 | 0 | Installation date is after the lead ban |  |  |  |  | Non-Lead - Other |  |  | Installation date is after the lead ban |  |  |  |  | Non-Lead |  |  |  | Domestic
MTR_025686 | 12791 SE 211TH ST | LOT 14 LAUREL SPRINGS |  |  | Non-Lead - Other | No | 2003-12-11 | 0 | Installation date is after the lead ban |  |  |  |  | Non-Lead - Other |  |  | Installation date is after the lead ban |  |  |  |  | Non-Lead |  |  |  | Domestic
MTR_027524 | 13316 SE 236TH PL | LOT 10 MERIDIAN FOREST |  |  | Non-Lead - Plastic | No | 1995-08-24 | 1 | Rectified Plan | No |  |  |  | Non-Lead - Other |  |  | Installation date is after the lead ban |  |  |  |  | Non-Lead |  |  |  | Domestic
MTR_021294 | 19241 146TH AVE SE | L34 FAIRWOOD GLEN |  |  | Non-Lead - Other | No |  | 0 | Installation date is after the lead ban |  |  |  |  | Non-Lead - Other |  |  | Installation date is after the lead ban |  |  |  |  | Non-Lead |  |  |  | Domestic
MTR_026491 | 22748 129TH PL SE | LOT 108 FERN CREST WEST |  |  | Non-Lead - Other | No | 2006-04-28 | 0 | Installation date is after the lead ban |  |  |  |  | Non-Lead - Other |  |  | Installation date is after the lead ban |  |  |  |  | Non-Lead |  |  |  | Domestic
MTR_025574 | 12609 SE 213TH ST | L 35 GLENCARIN #3 |  |  | Non-Lead - Other | No |  | 0 | Installation date is after the lead ban |  |  |  |  | Non-Lead - Other |  |  | Installation date is after the lead ban |  |  |  |  | Non-Lead |  |  |  | Domestic
MTR_021356 | 19325 140TH PL SE | L12 ECHO GLEN |  |  | Non-Lead - Other | No |  | 0 | Installation date is after the lead ban |  |  |  |  | Non-Lead - Other |  |  | Installation date is after the lead ban |  |  |  |  | Non-Lead |  |  |  | Domestic
MTR_019039 | 18914 104TH PL SE | LOT 26 COUGAR MEADOWS |  |  | Non-Lead - Other | No | 1989-10-23 | 0 | Installation date is after the lead ban |  |  |  |  | Non-Lead - Other |  |  | Installation date is after the lead ban |  |  |  |  | Non-Lead |  |  |  | Domestic
MTR_025302 | 12155 SE 212TH CT | L208 GLENCARIN #2 |  |  | Non-Lead - Other | No | 1968-07-31 | 0 | Installation date is after the lead ban |  |  |  |  | Non-Lead - Other |  |  | Installation date is after the lead ban |  |  |  |  | Non-Lead |  |  |  | Domestic
MTR_024912 | 20410 137TH AVE SE | LOT 1 JERRYS PLACE |  |  | Non-Lead - Other | No | 2002-11-22 | 0 | Installation date is after the lead ban |  |  |  |  | Non-Lead - Other |  |  | Installation date is after the lead ban |  |  |  |  | Non-Lead |  |  |  | Domestic
MTR_018852 | 10409 SE 187TH PL | LOT 34 FREDERICKS PLACE |  |  | Non-Lead - Other | No | 1995-09-21 | 0 | Installation date is after the lead ban |  |  |  |  | Non-Lead - Other |  |  | Installation date is after the lead ban |  |  |  |  | Non-Lead |  |  |  | Domestic
MTR_020999 | 13210 SE 192ND ST | TL 13 W1/2 SEC 34-23-5 |  |  | Non-Lead - Other | Unknown |  | 0 | Statistical analysis |  |  |  |  | Non-Lead - Other |  |  | Statistical analysis |  |  |  |  | Non-Lead |  |  |  | Assumed
MTR_017342 | 11405 SE 182ND ST | LOT 22 VIEW GARDENS #1 |  |  | Non-Lead - Other | No | 1979-09-01 | 0 | Relative Placement |  |  |  |  | Non-Lead - Other |  |  | Statistical analysis |  |  |  |  | Non-Lead |  |  |  | Assumed
MTR_015303 | 17002 129TH AVE SE | L20 RENTON PARK #2 |  |  | Non-Lead - Other | No | 2011-08-10 | 0 | Rectified Plan |  |  |  |  | Non-Lead - Other |  |  | Statistical analysis |  |  |  |  | Non-Lead |  |  |  | Domestic
MTR_023831 | 10504 SE 219TH ST | L 1 B 2 MT.VIEW PARK 2 |  |  | Non-Lead - Other | No | 2004-04-20 | 0 | Rectified Plan |  |  |  |  | Non-Lead - Other |  |  | Statistical analysis |  |  |  |  | Non-Lead |  |  |  | Domestic
MTR_027362 | 13622 SE 233RD ST | L27 WILDWOOD #2 |  |  | Non-Lead - Plastic | No | 1975-07-25 | 1 | Rectified Plan | No |  |  |  | Non-Lead - Other |  |  | Installation date is after the lead ban |  |  |  |  | Non-Lead |  |  |  | Domestic
MTR_015283 | 16948 126TH PL SE | L 63 CASCADE VISTA 3 |  |  | Non-Lead - Other | No | 2010-10-25 | 0 | Rectified Plan |  |  |  |  | Non-Lead - Other |  |  | Statistical analysis |  |  |  |  | Non-Lead |  |  |  | Domestic
MTR_023771 | 22015 101ST PL SE | LOT 14 KARA 3 |  |  | Non-Lead - Other | No | 2003-08-27 | 0 | Installation date is after the lead ban |  |  |  |  | Non-Lead - Other |  |  | Installation date is after the lead ban |  |  |  |  | Non-Lead |  |  |  | Domestic
MTR_026921 | 13225 SE 226TH ST | LOT 58 FERN CREST |  |  | Non-Lead - Other | No | 2005-06-17 | 0 | Installation date is after the lead ban |  |  |  |  | Non-Lead - Other |  |  | Installation date is after the lead ban |  |  |  |  | Non-Lead |  |  |  | Domestic
MTR_008385 | 19027 108TH AVE SE | 9915-000415 |  |  | Non-Lead - Other | Unknown |  | 0.75 | Statistical analysis |  |  |  |  | Non-Lead - Other |  |  | Statistical analysis |  |  |  |  | Non-Lead |  |  |  | Assumed
MTR_023294 | 21310 104TH PL SE | LOT 46 STONEPINE EAST |  |  | Non-Lead - Other | No | 1995-10-18 | 0 | Installation date is after the lead ban |  |  |  |  | Non-Lead - Other |  |  | Installation date is after the lead ban |  |  |  |  | Non-Lead |  |  |  | Domestic
MTR_017225 | 17707 110TH PL SE | LOT 23 SERENITY RIDGE |  |  | Non-Lead - Other | No | 2001-07-10 | 0 | Installation date is after the lead ban |  |  |  |  | Non-Lead - Other |  |  | Installation date is after the lead ban |  |  |  |  | Non-Lead |  |  |  | Domestic
MTR_019062 | 18920 104TH PL SE | LOT 25 COUGAR MEADOWS |  |  | Non-Lead - Other | No | 1989-10-23 | 0 | Installation date is after the lead ban |  |  |  |  | Non-Lead - Other |  |  | Installation date is after the lead ban |  |  |  |  | Non-Lead |  |  |  | Domestic
MTR_017443 | 18037 120TH AVE SE | 9921-009990 |  |  | Non-Lead - Other | No | 1975-08-05 | 0 | Relative Placement |  |  |  |  | Non-Lead - Other |  |  | Statistical analysis |  |  |  |  | Non-Lead |  |  |  | Assumed
MTR_026883 | 12845 SE 225TH CT | LOT 40 FERN CREST WEST |  |  | Non-Lead - Other | No | 2006-04-28 | 0 | Installation date is after the lead ban |  |  |  |  | Non-Lead - Other |  |  | Installation date is after the lead ban |  |  |  |  | Non-Lead |  |  |  | Domestic
MTR_022204 | 18835 120TH AVE SE | 9921-011200 |  |  | Non-Lead - Other | Unknown |  | 0 | Statistical analysis |  |  |  |  | Non-Lead - Other |  |  | Statistical analysis |  |  |  |  | Non-Lead |  |  |  | Assumed
MTR_012586 | 16933 SE 183RD PL | LOT 49 TROVITSKY PARK |  |  | Non-Lead - Other | No | 2003-03-14 | 4 | Rectified Plan | No |  |  |  | Non-Lead - Other |  |  | Installation date is after the lead ban |  |  |  |  | Non-Lead |  |  |  | Domestic
MTR_024009 | 10319 SE 209TH PL | LOT 62 STONEPINE |  |  | Non-Lead - Other | No |  | 0 | Installation date is after the lead ban |  |  |  |  | Non-Lead - Other |  |  | Installation date is after the lead ban |  |  |  |  | Non-Lead |  |  |  | Domestic
MTR_003409 | 11831 SE 232ND PL | LOT 13 PINERIDGE |  |  | Non-Lead - Other | No | 2008-09-03 | 0 | Rectified Plan | No |  |  |  | Non-Lead - Other |  |  | Installation date is after the lead ban |  |  |  |  | Non-Lead |  |  |  | Domestic
MTR_017407 | 11820 SE 180TH ST | 9921-009160 |  |  | Non-Lead - Other | No | 1975-08-05 | 0 | Relative Placement |  |  |  |  | Non-Lead - Other |  |  | Statistical analysis |  |  |  |  | Non-Lead |  |  |  | Assumed
MTR_026086 | 20430 121ST WAY SE | LOT 10 FENTON RIDGE |  |  | Non-Lead - Other | No | 1995-08-31 | 0 | Installation date is after the lead ban |  |  |  |  | Non-Lead - Other |  |  | Installation date is after the lead ban |  |  |  |  | Non-Lead |  |  |  | Domestic
MTR_024011 | 10327 SE 209TH PL | LOT 64 STONEPINE |  |  | Non-Lead - Other | No |  | 0 | Installation date is after the lead ban |  |  |  |  | Non-Lead - Other |  |  | Installation date is after the lead ban |  |  |  |  | Non-Lead |  |  |  | Domestic
MTR_021312 | 19430 144TH PL SE | LOT 47 FAIRWOOD GLEN |  |  | Non-Lead - Other | No |  | 0 | Installation date is after the lead ban |  |  |  |  | Non-Lead - Other |  |  | Installation date is after the lead ban |  |  |  |  | Non-Lead |  |  |  | Domestic
MTR_017420 | 11619 SE 180TH ST | 9921-009800 |  |  | Non-Lead - Other | No | 1975-08-05 | 0 | Relative Placement |  |  |  |  | Non-Lead - Other |  |  | Statistical analysis |  |  |  |  | Non-Lead |  |  |  | Assumed
MTR_018996 | 10717 SE 188TH ST | LOT 19 GREENLEAF |  |  | Non-Lead - Other | No | 2016-01-29 | 0 | Installation date is after the lead ban |  |  |  |  | Non-Lead - Other |  |  | Installation date is after the lead ban |  |  |  |  | Non-Lead |  |  |  | Domestic
MTR_023068 | 20870 100TH AVE SE | LOT 53 GUINN CREST |  |  | Non-Lead - Other | No | 2003-04-23 | 0 | Installation date is after the lead ban |  |  |  |  | Non-Lead - Other |  |  | Installation date is after the lead ban |  |  |  |  | Non-Lead |  |  |  | Domestic
MTR_029321 | 22911 117TH PL SE | LOT 28 HUNTERS RUN DIVISION II |  |  | Non-Lead - Other | No |  | 0 | Installation date is after the lead ban |  |  |  |  | Non-Lead - Other |  |  | Installation date is after the lead ban |  |  |  |  | Non-Lead |  |  |  | Domestic
MTR_017484 | 18415 118TH AVE SE | PARCEL # 619780 0043 |  |  | Non-Lead - Other | No | 1975-09-11 | 0 | Relative Placement |  |  |  |  | Non-Lead - Other |  |  | Statistical analysis |  |  |  |  | Non-Lead |  |  |  | Assumed
MTR_021984 | 19643 140TH AVE SE | 9931-007040 |  |  | Non-Lead - Other | No | 2004-11-04 | 0 | Rectified Plan | No |  |  |  | Non-Lead - Other |  |  | Installation date is after the lead ban |  |  |  |  | Non-Lead |  |  |  | Domestic
MTR_025330 | 12529 SE 212TH PL | L350 GLENCARIN #2 |  |  | Non-Lead - Other | No | 1968-07-31 | 0 | Installation date is after the lead ban |  |  |  |  | Non-Lead - Other |  |  | Installation date is after the lead ban |  |  |  |  | Non-Lead |  |  |  | Domestic
MTR_025193 | 21112 125TH AVE SE | LOT 54 GLENCARIN 1 |  |  | Non-Lead - Other | No | 1968-03-08 | 0 | Installation date is after the lead ban |  |  |  |  | Non-Lead - Other |  |  | Installation date is after the lead ban |  |  |  |  | Non-Lead |  |  |  | Domestic
MTR_022169 | 11831 SE 188TH ST | 9921-011130 |  |  | Non-Lead - Other | Unknown |  | 0 | Statistical analysis |  |  |  |  | Non-Lead - Other |  |  | Statistical analysis |  |  |  |  | Non-Lead |  |  |  | Assumed
MTR_026397 | 22926 126TH PL SE | L35 MEREDIAN HIGHLANDS |  |  | Non-Lead - Other | No |  | 0 | Installation date is after the lead ban |  |  |  |  | Non-Lead - Other |  |  | Installation date is after the lead ban |  |  |  |  | Non-Lead |  |  |  | Domestic
MTR_025651 | 21505 129TH AVE SE | LOT 25 HILLSHIRE TERRACE |  |  | Non-Lead - Other | No | 1995-09-19 | 0 | Installation date is after the lead ban |  |  |  |  | Non-Lead - Other |  |  | Installation date is after the lead ban |  |  |  |  | Non-Lead |  |  |  | Domestic
MTR_028835 | 10847 SE 218TH ST | L 12 B1 TWIN MAPLES |  |  | Non-Lead - Other | Unknown |  | 0 | Statistical analysis |  |  |  |  | Non-Lead - Other |  |  | Statistical analysis |  |  |  |  | Non-Lead |  |  |  | Assumed
MTR_018966 | 1146 S 47TH PL | LOT 18 PANTHER RIDGE |  |  | Non-Lead - Other | No | 2012-08-28 | 0 | Installation date is after the lead ban |  |  |  |  | Non-Lead - Other |  |  | Installation date is after the lead ban |  |  |  |  | Non-Lead |  |  |  | Domestic
MTR_024315 | 22224 104TH PL SE | E128.90 S120 N370.93 TR 45 UNEED |  |  | Non-Lead - Other | Unknown |  | 0 | Statistical analysis |  |  |  |  | Non-Lead - Other |  |  | Statistical analysis |  |  |  |  | Non-Lead |  |  |  | Assumed
MTR_025206 | 21319 122ND PL SE | L213 GLENCARIN #2 |  |  | Non-Lead - Other | No | 1968-07-31 | 0 | Installation date is after the lead ban |  |  |  |  | Non-Lead - Other |  |  | Installation date is after the lead ban |  |  |  |  | Non-Lead |  |  |  | Domestic
MTR_024225 | 20820 109TH LN SE | L26 BENSON H TOWNHOUSE |  |  | Non-Lead - Other | No |  | 0 | Installation date is after the lead ban |  |  |  |  | Non-Lead - Other |  |  | Installation date is after the lead ban |  |  |  |  | Non-Lead |  |  |  | Assumed
MTR_019071 | 10133 SE 188TH ST | LOT 1 KCSP S89S0355 |  |  | Non-Lead - Other | No | 1989-12-12 | 0 | Installation date is after the lead ban |  |  |  |  | Non-Lead - Other |  |  | Installation date is after the lead ban |  |  |  |  | Non-Lead |  |  |  | Domestic
MTR_018831 | 10340 SE 187TH PL | LOT 49 FREDERICKS PLACE |  |  | Non-Lead - Other | No | 1995-09-21 | 0 | Installation date is after the lead ban |  |  |  |  | Non-Lead - Other |  |  | Installation date is after the lead ban |  |  |  |  | Non-Lead |  |  |  | Domestic
MTR_026909 | 12857 SE 225TH CT | LOT 38 FERN CREST WEST |  |  | Non-Lead - Other | No | 2006-04-28 | 0 | Installation date is after the lead ban |  |  |  |  | Non-Lead - Other |  |  | Installation date is after the lead ban |  |  |  |  | Non-Lead |  |  |  | Domestic
MTR_025148 | 20912 125TH AVE SE | L60 GLENCARIN # 1 |  |  | Non-Lead - Other | No | 1968-03-08 | 0 | Installation date is after the lead ban |  |  |  |  | Non-Lead - Other |  |  | Installation date is after the lead ban |  |  |  |  | Non-Lead |  |  |  | Domestic
MTR_018818 | 10234 SE 186TH ST | LOT 5 FREDERICKS PLACE |  |  | Non-Lead - Other | No | 1995-09-21 | 0 | Installation date is after the lead ban |  |  |  |  | Non-Lead - Other |  |  | Installation date is after the lead ban |  |  |  |  | Non-Lead |  |  |  | Domestic
MTR_015197 | 12742 SE 173RD PL | LOT 8-B LAFORTUNA TOWNHOMES |  |  | Non-Lead - Other | No | 2007-05-29 | 0 | Installation date is after the lead ban |  |  |  |  | Non-Lead - Other |  |  | Installation date is after the lead ban |  |  |  |  | Non-Lead |  |  |  | Domestic
MTR_011811 | 10707 SE 170TH ST | LOT 2-A MARVIN GARDENS |  |  | Non-Lead - Plastic | No | 2002-07-28 | 1 | Rectified Plan |  |  |  |  | Non-Lead - Other |  |  | Installation date is after the lead ban |  |  |  |  | Non-Lead |  |  |  | Domestic
MTR_024951 | 11921 SE 209TH PL | LOT 6 BOCEKS FIRST ADDITION |  |  | Non-Lead - Plastic | No | 1995-06-12 | 0 | Rectified Plan | No |  |  |  | Non-Lead - Other |  |  | Installation date is after the lead ban |  |  |  |  | Non-Lead |  |  |  | Domestic
MTR_018854 | 18615 104TH PL SE | LOT 58 FREDERICKS PLACE |  |  | Non-Lead - Other | No | 1995-09-21 | 0 | Installation date is after the lead ban |  |  |  |  | Non-Lead - Other |  |  | Installation date is after the lead ban |  |  |  |  | Non-Lead |  |  |  | Domestic
MTR_028621 | 21730 124TH AVE SE | LOT 31 PKWY ESTATES |  |  | Non-Lead - Other | No | 1978-07-26 | 0 | Installation date is after the lead ban |  |  |  |  | Non-Lead - Other |  |  | Installation date is after the lead ban |  |  |  |  | Non-Lead |  |  |  | Domestic
MTR_029835 | 23846 140TH LN SE | LOT 34 THE VILLAGE AT SOOS CREEK |  |  | Non-Lead - Other | No |  | 0 | Installation date is after the lead ban |  |  |  |  | Non-Lead - Other |  |  | Installation date is after the lead ban |  |  |  |  | Non-Lead |  |  |  | Assumed
MTR_020117 | 19219 99TH PL S | L3 BK2 HIGH PARK TR#1 |  |  | Non-Lead - Other | No |  | 0 | Installation date is after the lead ban |  |  |  |  | Non-Lead - Other |  |  | Installation date is after the lead ban |  |  |  |  | Non-Lead |  |  |  | Assumed
MTR_023121 | 21334 96TH AVE S | 9908-000955 |  |  | Non-Lead - Other | No | 2008-10-29 | 0 | Rectified Plan |  |  |  |  | Non-Lead - Other |  |  | Statistical analysis |  |  |  |  | Non-Lead |  |  |  | Domestic
MTR_029846 | 14004 SE 238TH LN | LOT 27 THE VILLAGE AT SOOS CREEK |  |  | Non-Lead - Other | No |  | 0 | Installation date is after the lead ban |  |  |  |  | Non-Lead - Other |  |  | Installation date is after the lead ban |  |  |  |  | Non-Lead |  |  |  | Assumed
MTR_019992 | 19210 101ST AVE SE | LOT 14 TALBOT RIDGE ESTATES |  |  | Non-Lead - Other | No | 2009-08-19 | 0 | Installation date is after the lead ban |  |  |  |  | Non-Lead - Other |  |  | Installation date is after the lead ban |  |  |  |  | Non-Lead |  |  |  | Domestic
MTR_029717 | 22522 113TH PL SE | LOT 80 KENTON FIRS |  |  | Non-Lead - Other | Unknown |  | 0 | Statistical analysis |  |  |  |  | Non-Lead - Other |  |  | Statistical analysis |  |  |  |  | Non-Lead |  |  |  | Domestic
MTR_029847 | 14002 SE 238TH LN | LOT 28 THE VILLAGE AT SOOS CREEK |  |  | Non-Lead - Other | No |  | 0 | Installation date is after the lead ban |  |  |  |  | Non-Lead - Other |  |  | Installation date is after the lead ban |  |  |  |  | Non-Lead |  |  |  | Assumed
MTR_019438 | 19024 113TH WAY SE | LOT 6 CHINQUAPIN RIDGE |  |  | Non-Lead - Other | No | 1995-09-19 | 0 | Installation date is after the lead ban |  |  |  |  | Non-Lead - Other |  |  | Installation date is after the lead ban |  |  |  |  | Non-Lead |  |  |  | Domestic
MTR_025258 | 21566 123RD AVE SE | L267 GLENCARIN #2 |  |  | Non-Lead - Other | No | 1968-07-31 | 0 | Installation date is after the lead ban |  |  |  |  | Non-Lead - Other |  |  | Installation date is after the lead ban |  |  |  |  | Non-Lead |  |  |  | Domestic
MTR_027391 | 23815 137TH AVE SE | LOT 8 NORTHPEAK CREST |  |  | Non-Lead - Other | No | 1979-07-01 | 0 | Installation date is after the lead ban |  |  |  |  | Non-Lead - Other |  |  | Installation date is after the lead ban |  |  |  |  | Non-Lead |  |  |  | Domestic
MTR_017852 | 12835 SE 176TH ST | LOT 17 EMERALD VISTA |  |  | Non-Lead - Other | No | 2001-03-01 | 0 | Installation date is after the lead ban |  |  |  |  | Non-Lead - Other |  |  | Installation date is after the lead ban |  |  |  |  | Non-Lead |  |  |  | Domestic
MTR_001170 | 16723 116TH PL SE | LOT 95 CASCADE HILLS #5 |  |  | Non-Lead Plastic | No | 2019-08-05 | 0.75 | Rectified Plan | Yes | Visual inspection at the meter pit | 2024-02-08 |  | Non-Lead Plastic |  |  | Field inspection only with no records | Yes | Visual inspection at the meter pit | 2024-02-08 |  | Non-Lead |  |  |  | Assumed
MTR_025372 | 21039 121ST PL SE | L 28 CARENA TERRACE 1 |  |  | Non-Lead - Other | No |  | 0 | Installation date is after the lead ban |  |  |  |  | Non-Lead - Other |  |  | Installation date is after the lead ban |  |  |  |  | Non-Lead |  |  |  | Domestic
MTR_027246 | 13209 SE 236TH PL | LOT 2 MERIDIAN FOREST |  |  | Non-Lead - Plastic | No | 1995-08-24 | 1 | Rectified Plan | No |  |  |  | Non-Lead - Other |  |  | Installation date is after the lead ban |  |  |  |  | Non-Lead |  |  |  | Domestic
MTR_018838 | 10389 SE 187TH PL | LOT 36 FREDERICKS PLACE |  |  | Non-Lead - Other | No | 1995-09-21 | 0 | Installation date is after the lead ban |  |  |  |  | Non-Lead - Other |  |  | Installation date is after the lead ban |  |  |  |  | Non-Lead |  |  |  | Domestic
MTR_026537 | 23011 128TH PL SE | LO 46 MISTY MEADOWS #3 |  |  | Non-Lead - Other | No |  | 0 | Installation date is after the lead ban |  |  |  |  | Non-Lead - Other |  |  | Installation date is after the lead ban |  |  |  |  | Non-Lead |  |  |  | Domestic
MTR_011953 | 1107 S 35TH ST | LOT 38 WINSPER II |  |  | Non-Lead - Other | No | 1998-02-25 | 0 | Installation date is after the lead ban |  |  |  |  | Non-Lead - Other |  |  | Installation date is after the lead ban |  |  |  |  | Non-Lead |  |  |  | Domestic
MTR_027253 | 23420 134TH LN SE | LOT 5 BIRCHWOOD ACRES |  |  | Non-Lead - Plastic | No | 1995-10-18 | 1 | Rectified Plan | No |  |  |  | Non-Lead - Other |  |  | Installation date is after the lead ban |  |  |  |  | Non-Lead |  |  |  | Domestic
MTR_019716 | 18621 109TH AVE SE | LOT 13 PANTHER LAKE EST |  |  | Non-Lead - Other | Unknown |  | 0 | Statistical analysis |  |  |  |  | Non-Lead - Other |  |  | Statistical analysis |  |  |  |  | Non-Lead |  |  |  | Domestic
MTR_011586 | 16324 128TH PL SE | L112 FAIRWOOD DIV. #9 |  |  | Non-Lead - Other | No |  | 1 | Installation date is after the lead ban |  |  |  |  | Non-Lead - Other |  |  | Installation date is after the lead ban |  |  |  |  | Non-Lead |  |  |  | Domestic
MTR_023427 | 10825 SE 213TH ST | L 31 BENSON HILLS NO 1 |  |  | Non-Lead - Other | No |  | 0 | Installation date is after the lead ban |  |  |  |  | Non-Lead - Other |  |  | Installation date is after the lead ban |  |  |  |  | Non-Lead |  |  |  | Assumed
MTR_017386 | 17646 122ND PL SE | 9921-013575 |  |  | Non-Lead - Other | No | 1975-09-26 | 0 | Installation date is after the lead ban |  |  |  |  | Non-Lead - Other |  |  | Installation date is after the lead ban |  |  |  |  | Non-Lead |  |  |  | Domestic
MTR_024195 | 20803 109TH LN SE | LOT18 BENSON H TOWNHOUSE |  |  | Non-Lead - Other | No |  | 5.25 | Installation date is after the lead ban |  |  |  |  | Non-Lead - Other |  |  | Installation date is after the lead ban |  |  |  |  | Non-Lead |  |  |  | Hydrant
MTR_025085 | 12045 SE 212TH CT | L18 GREEN TREE EAST |  |  | Non-Lead - Other | No | 1972-06-01 | 0 | Installation date is after the lead ban |  |  |  |  | Non-Lead - Other |  |  | Installation date is after the lead ban |  |  |  |  | Non-Lead |  |  |  | Domestic
MTR_027717 | 22036 117TH AVE SE | L15 MEADOW GLEN |  |  | Non-Lead - Other | No |  | 0 | Installation date is after the lead ban |  |  |  |  | Non-Lead - Other |  |  | Installation date is after the lead ban |  |  |  |  | Non-Lead |  |  |  | Domestic
MTR_023772 | 22019 101ST PL SE | LOT 15 KARA 3 |  |  | Non-Lead - Other | No | 2003-08-27 | 0 | Installation date is after the lead ban |  |  |  |  | Non-Lead - Other |  |  | Installation date is after the lead ban |  |  |  |  | Non-Lead |  |  |  | Domestic
MTR_003827 | 13028 SE 232ND PL | L6 MISTY MEADOWS 1 |  |  | Non-Lead - Other | No |  | 0 | Installation date is after the lead ban |  |  |  |  | Non-Lead - Other |  |  | Installation date is after the lead ban |  |  |  |  | Non-Lead |  |  |  | Domestic
MTR_027809 | 22137 123RD AVE SE | LOT 16 GLENCARIN SOUTH |  |  | Non-Lead - Other | No |  | 0 | Installation date is after the lead ban |  |  |  |  | Non-Lead - Other |  |  | Installation date is after the lead ban |  |  |  |  | Non-Lead |  |  |  | Domestic
MTR_023737 | 10014 SE 220TH ST | LOT 3 KARA CREST |  |  | Non-Lead - Other | No | 2001-08-23 | 0 | Installation date is after the lead ban |  |  |  |  | Non-Lead - Other |  |  | Installation date is after the lead ban |  |  |  |  | Non-Lead |  |  |  | Domestic
MTR_026367 | 22526 126TH AVE SE | LOT 46 PHEASANTS HOLLOW |  |  | Non-Lead - Other | No | 1996-02-26 | 0 | Installation date is after the lead ban |  |  |  |  | Non-Lead - Other |  |  | Installation date is after the lead ban |  |  |  |  | Non-Lead |  |  |  | Domestic
MTR_027931 | 12013 SE 219TH CT | LOT 18 CROWN ROYAL |  |  | Non-Lead - Other | No |  | 0 | Installation date is after the lead ban |  |  |  |  | Non-Lead - Other |  |  | Installation date is after the lead ban |  |  |  |  | Non-Lead |  |  |  | Assumed
MTR_029126 | 22028 108TH AVE SE | TL 148 SEC. 8-22-5 |  |  | Non-Lead - Other | Unknown |  | 0 | Statistical analysis |  |  |  |  | Non-Lead - Other |  |  | Statistical analysis |  |  |  |  | Non-Lead |  |  |  | Assumed
MTR_011293 | 16466 109TH AVE SE | SOUTH 75 LOT 5 BLOCK 7 AKERS FARM S #6 |  |  | Non-Lead - Other | No |  | 0 | Installation date is after the lead ban |  |  |  |  | Non-Lead - Other |  |  | Installation date is after the lead ban |  |  |  |  | Non-Lead |  |  |  | Assumed
MTR_027935 | 11712 SE 223RD DR | LOT 133 MEADOWGREEN ESTATES |  |  | Non-Lead - Other | No |  | 0 | Installation date is after the lead ban |  |  |  |  | Non-Lead - Other |  |  | Installation date is after the lead ban |  |  |  |  | Non-Lead |  |  |  | Domestic
MTR_029102 | 11026 SE 220TH PL | LOT 22 BENSON MEADOWS #1 |  |  | Non-Lead - Other | No |  | 0 | Installation date is after the lead ban |  |  |  |  | Non-Lead - Other |  |  | Installation date is after the lead ban |  |  |  |  | Non-Lead |  |  |  | Domestic
MTR_014370 | 11406 SE 171ST ST | LOT 14 GLACIER VIEW TOWNHOMES |  |  | Non-Lead - Other | No | 2005-10-28 | 1 | Installation date is after the lead ban |  |  |  |  | Non-Lead - Other |  |  | Installation date is after the lead ban |  |  |  |  | Non-Lead |  |  |  | Domestic
MTR_024178 | 21405 111TH CT SE | LOT 10 WOODHALL |  |  | Non-Lead - Other | No |  | 0 | Installation date is after the lead ban |  |  |  |  | Non-Lead - Other |  |  | Installation date is after the lead ban |  |  |  |  | Non-Lead |  |  |  | Domestic
MTR_022009 | 11814 SE 189TH PL | LOT 7 RYLEE'S PLACE |  |  | Non-Lead - Other | No | 2016-03-21 | 0 | Rectified Plan | No |  |  |  | Non-Lead - Other |  |  | Installation date is after the lead ban |  |  |  |  | Non-Lead |  |  |  | Domestic
MTR_027626 | 11678 SE 217TH PL | LOT 3 ROYAL CREST ESTATES |  |  | Non-Lead - Copper | No | 2005-12-20 | 0 | Rectified Plan | No |  |  |  | Non-Lead - Other |  |  | Installation date is after the lead ban |  |  |  |  | Non-Lead |  |  |  | Domestic
MTR_015836 | 14769 SE 187TH CT | LOT 2 FAIRHAVEN #3 |  |  | Non-Lead - Other | No | 2004-03-12 | 0 | Installation date is after the lead ban |  |  |  |  | Non-Lead - Other |  |  | Installation date is after the lead ban |  |  |  |  | Non-Lead |  |  |  | Domestic
MTR_000509 | 19655 108TH AVE SE | TAX LOT 112 W1/2 SEC 5-22-5 |  |  | Non-Lead - Other | Unknown |  | 0.75 | Statistical analysis |  |  |  |  | Non-Lead - Other |  |  | Statistical analysis |  |  |  |  | Non-Lead |  |  |  | Assumed
MTR_022010 | 11808 SE 189TH PL | LOT 8 RYLEE'S PLACE |  |  | Non-Lead - Other | No | 2016-03-21 | 0 | Rectified Plan | No |  |  |  | Non-Lead - Other |  |  | Installation date is after the lead ban |  |  |  |  | Non-Lead |  |  |  | Domestic
MTR_029754 | 11729 SE 229TH PL | LOT 33 HUNTERS RUN TOO |  |  | Non-Lead - Other | No |  | 0 | Installation date is after the lead ban |  |  |  |  | Non-Lead - Other |  |  | Installation date is after the lead ban |  |  |  |  | Non-Lead |  |  |  | Domestic
MTR_015901 | 19003 146TH AVE SE | L1 KCSP 177046-R |  |  | Non-Lead - Other | No | 1983-09-01 | 0 | Installation date is after the lead ban |  |  |  |  | Non-Lead - Other |  |  | Installation date is after the lead ban |  |  |  |  | Non-Lead |  |  |  | Domestic
MTR_020561 | 19841 104TH AVE SE | LOT 13 PARKRIDGE EAST #1 |  |  | Non-Lead - Other | No |  | 0 | Installation date is after the lead ban |  |  |  |  | Non-Lead - Other |  |  | Installation date is after the lead ban |  |  |  |  | Non-Lead |  |  |  | Domestic
MTR_019488 | 18967 108TH LN SE | LOT 23 BELGROVE @ RENTON PH 2 |  |  | Non-Lead - Other | No | 2004-06-30 | 0 | Installation date is after the lead ban |  |  |  |  | Non-Lead - Other |  |  | Installation date is after the lead ban |  |  |  |  | Non-Lead |  |  |  | Domestic
MTR_029222 | 11630 SE 230TH PL | LOT 12 HUNTERS GROVE |  |  | Non-Lead - Other | No | 1997-08-22 | 0 | Installation date is after the lead ban |  |  |  |  | Non-Lead - Other |  |  | Installation date is after the lead ban |  |  |  |  | Non-Lead |  |  |  | Domestic
MTR_015772 | 19115 146TH AVE SE | LOT 4 BOLLMAN SHORT PLAT |  |  | Non-Lead - Other | No |  | 0 | Installation date is after the lead ban |  |  |  |  | Non-Lead - Other |  |  | Installation date is after the lead ban |  |  |  |  | Non-Lead |  |  |  | Domestic
MTR_028477 | 22225 125TH CT SE | LOT 165 SUMMERGLEN #3 |  |  | Non-Lead - Other | No |  | 5.25 | Installation date is after the lead ban |  |  |  |  | Non-Lead - Other |  |  | Installation date is after the lead ban |  |  |  |  | Non-Lead |  |  |  | Hydrant
MTR_021899 | 13332 SE 196TH ST | LOT 30 FOREST TRAILS #4 |  |  | Non-Lead - Other | No |  | 0 | Rectified Plan | No |  |  |  | Non-Lead - Other |  |  | Installation date is after the lead ban |  |  |  |  | Non-Lead |  |  |  | Domestic
MTR_021636 | 19718 138TH AVE SE | L12 STAFFORD HANSELL 11 |  |  | Non-Lead - Other | No |  | 0 | Rectified Plan | No |  |  |  | Non-Lead - Other |  |  | Installation date is after the lead ban |  |  |  |  | Non-Lead |  |  |  | Domestic
MTR_011195 | 10831 SE 164TH ST | LOT 12 BLOCK 9 AKERS FARMS #6 |  |  | Non-Lead - Other | No |  | 0.75 | Installation date is after the lead ban |  |  |  |  | Non-Lead - Other |  |  | Installation date is after the lead ban |  |  |  |  | Non-Lead |  |  |  | Assumed
MTR_027805 | 11702 SE 219TH PL | LOT 71 CROWN ROYAL |  |  | Non-Lead - Other | No |  | 0 | Installation date is after the lead ban |  |  |  |  | Non-Lead - Other |  |  | Installation date is after the lead ban |  |  |  |  | Non-Lead |  |  |  | Assumed
MTR_027840 | 11917 SE 222ND PL | LOT 105 MEADOWGREEN EST |  |  | Non-Lead - Other | No |  | 0 | Installation date is after the lead ban |  |  |  |  | Non-Lead - Other |  |  | Installation date is after the lead ban |  |  |  |  | Non-Lead |  |  |  | Domestic
MTR_027839 | 22219 120TH AVE SE | L108 MEADOWGREEN EST |  |  | Non-Lead - Other | No |  | 0 | Installation date is after the lead ban |  |  |  |  | Non-Lead - Other |  |  | Installation date is after the lead ban |  |  |  |  | Non-Lead |  |  |  | Domestic
MTR_028120 | 11924 SE 217TH ST | LOT 51 CROWN ROYAL |  |  | Non-Lead - Other | No |  | 0 | Installation date is after the lead ban |  |  |  |  | Non-Lead - Other |  |  | Installation date is after the lead ban |  |  |  |  | Non-Lead |  |  |  | Assumed
MTR_027836 | 11710 SE 222ND CT | LOT 126 MEADOWGREEN EST |  |  | Non-Lead - Other | No |  | 0 | Installation date is after the lead ban |  |  |  |  | Non-Lead - Other |  |  | Installation date is after the lead ban |  |  |  |  | Non-Lead |  |  |  | Domestic
MTR_003702 | 23603 123RD AVE SE | LOT 2 OAKDALE |  |  | Non-Lead - Other | No | 1989-04-20 | 6 | Rectified Plan | No |  |  |  | Non-Lead - Other |  |  | Installation date is after the lead ban |  |  |  |  | Non-Lead |  |  |  | Domestic
MTR_028565 | 22018 126TH CT SE | LOT 86 SUMMERGLEN #2 |  |  | Non-Lead - Other | No |  | 0 | Installation date is after the lead ban |  |  |  |  | Non-Lead - Other |  |  | Installation date is after the lead ban |  |  |  |  | Non-Lead |  |  |  | Domestic
MTR_022557 | 11411 SE 195TH PL | LOT 86 PLATEAU @ PANTHER LAKE |  |  | Non-Lead - Other | No | 2007-03-05 | 0 | Installation date is after the lead ban |  |  |  |  | Non-Lead - Other |  |  | Installation date is after the lead ban |  |  |  |  | Non-Lead |  |  |  | Domestic
MTR_003960 | 23451 130TH AVE SE | LOT 14 BUILDING E VILLAGE AT SINGLE CREEK |  |  | Non-Lead - Other | No | 1983-07-01 | 0 | Installation date is after the lead ban |  |  |  |  | Non-Lead - Other |  |  | Installation date is after the lead ban |  |  |  |  | Non-Lead |  |  |  | Domestic
MTR_028527 | 22216 123RD PL SE | LOT 24 SUMMERGLEN #1 |  |  | Non-Lead - Other | No |  | 5.25 | Installation date is after the lead ban |  |  |  |  | Non-Lead - Other |  |  | Installation date is after the lead ban |  |  |  |  | Non-Lead |  |  |  | Hydrant
MTR_022985 | 12224 SE 200TH ST | L62 VISTA VIEW HGTS #2 |  |  | Non-Lead - Other | No |  | 0 | Installation date is after the lead ban |  |  |  |  | Non-Lead - Other |  |  | Installation date is after the lead ban |  |  |  |  | Non-Lead |  |  |  | Domestic
MTR_019489 | 19163 110TH PL SE | BLDG 11 FORD TOWNHOMES (VILLAGE GATE) |  |  | Non-Lead - Other | No | 1997-06-17 | 0 | Installation date is after the lead ban |  |  |  |  | Non-Lead - Other |  |  | Installation date is after the lead ban |  |  |  |  | Non-Lead |  |  |  | Domestic
MTR_028169 | 22300 129TH PL SE | LOT 2 MATHESON PARK #1 |  |  | Non-Lead - Other | No | 1995-07-21 | 0 | Installation date is after the lead ban |  |  |  |  | Non-Lead - Other |  |  | Installation date is after the lead ban |  |  |  |  | Non-Lead |  |  |  | Domestic
MTR_023450 | 11205 SE 213TH ST | L31 BENSON HILLS #2 |  |  | Non-Lead - Other | Unknown |  | 0 | Statistical analysis |  |  |  |  | Non-Lead - Other |  |  | Statistical analysis |  |  |  |  | Non-Lead |  |  |  | Assumed
MTR_024657 | 12900 SE 202ND PL | L47 LINDA HIGHLANDS |  |  | Non-Lead - Other | No |  | 0 | Installation date is after the lead ban |  |  |  |  | Non-Lead - Other |  |  | Installation date is after the lead ban |  |  |  |  | Non-Lead |  |  |  | Domestic
MTR_014791 | 17442 116TH AVE SE | TL 62 28-23-5 |  |  | Non-Lead - Other | No | 2018-01-18 | 1 | Installation date is after the lead ban |  |  |  |  | Non-Lead - Other |  |  | Installation date is after the lead ban |  |  |  |  | Non-Lead |  |  |  | Domestic
MTR_028132 | 13117 SE 223RD CT | LOT 3 MATHESON PARK #2 |  |  | Non-Lead - Other | No | 1995-07-21 | 0 | Installation date is after the lead ban |  |  |  |  | Non-Lead - Other |  |  | Installation date is after the lead ban |  |  |  |  | Non-Lead |  |  |  | Domestic
MTR_029136 | 10333 SE 225TH PL | LOT 6 COPPER HILL |  |  | Non-Lead - Other | No | 2006-03-28 | 0 | Installation date is after the lead ban |  |  |  |  | Non-Lead - Other |  |  | Installation date is after the lead ban |  |  |  |  | Non-Lead |  |  |  | Domestic
MTR_023059 | 21219 100TH AVE SE | L65 WESTVIEW TERR #2 |  |  | Non-Lead - Other | No | 2003-04-23 | 0 | Rectified Plan |  |  |  |  | Non-Lead - Other |  |  | Statistical analysis |  |  |  |  | Non-Lead |  |  |  | Domestic
MTR_016035 | 18565 W LK DESIRE DR SE | L13 B2 LK DESIRE VIEW AD |  |  | Non-Lead - Other | No | 2010-01-21 | 0 | Installation date is after the lead ban |  |  |  |  | Non-Lead - Other |  |  | Installation date is after the lead ban |  |  |  |  | Non-Lead |  |  |  | Domestic
MTR_027610 | 12300 SE 217TH PL | LOT 33 GLEN MAR |  |  | Non-Lead - Plastic | No | 1975-04-29 | 1 | Rectified Plan | No |  |  |  | Non-Lead - Other |  |  | Installation date is after the lead ban |  |  |  |  | Non-Lead |  |  |  | Domestic
MTR_023635 | 22110 99TH PL S | LOT 22 GLEN KARA |  |  | Non-Lead - Other | No | 1998-03-30 | 0 | Installation date is after the lead ban |  |  |  |  | Non-Lead - Other |  |  | Installation date is after the lead ban |  |  |  |  | Non-Lead |  |  |  | Domestic
MTR_023040 | 21227 100TH AVE SE | L64 WESTVIEW TERR #2 |  |  | Non-Lead - Other | No | 2003-04-23 | 0 | Rectified Plan |  |  |  |  | Non-Lead - Other |  |  | Statistical analysis |  |  |  |  | Non-Lead |  |  |  | Domestic
MTR_012619 | 17807 E LK DESIRE DR SE | 9929-002600 |  |  | Non-Lead - Plastic | No | 2010-01-19 | 1 | Rectified Plan |  |  |  |  | Non-Lead - Other |  |  | Statistical analysis |  |  |  |  | Non-Lead |  |  |  | Domestic
MTR_026932 | 22444 133RD AVE SE | LOT 36 FERN CREST 2 |  |  | Non-Lead - Other | No | 2005-09-02 | 0 | Installation date is after the lead ban |  |  |  |  | Non-Lead - Other |  |  | Installation date is after the lead ban |  |  |  |  | Non-Lead |  |  |  | Domestic
MTR_023778 | 10003 SE 220TH ST | LOT 1 KARA 3 |  |  | Non-Lead - Other | No | 2003-08-27 | 0 | Installation date is after the lead ban |  |  |  |  | Non-Lead - Other |  |  | Installation date is after the lead ban |  |  |  |  | Non-Lead |  |  |  | Domestic
MTR_023282 | 9506 S 213TH ST | LOT 18 EVERGREEN HILLS |  |  | Non-Lead - Other | No |  | 0 | Installation date is after the lead ban |  |  |  |  | Non-Lead - Other |  |  | Installation date is after the lead ban |  |  |  |  | Non-Lead |  |  |  | Domestic
MTR_019934 | 18574 115TH PL SE | LOT 14 WELMAN PLAT |  |  | Non-Lead - Other | No | 2014-10-23 | 0 | Installation date is after the lead ban |  |  |  |  | Non-Lead - Other |  |  | Installation date is after the lead ban |  |  |  |  | Non-Lead |  |  |  | Domestic
MTR_028672 | 21604 112TH CT SE | LOT 46 WESTCREEK MEADOWS |  |  | Non-Lead - Other | No | 1995-09-20 | 0 | Installation date is after the lead ban |  |  |  |  | Non-Lead - Other |  |  | Installation date is after the lead ban |  |  |  |  | Non-Lead |  |  |  | Domestic
MTR_026429 | 23004 126TH AVE SE | L81 CORONADO KNOLLS |  |  | Non-Lead - Other | No |  | 0 | Installation date is after the lead ban |  |  |  |  | Non-Lead - Other |  |  | Installation date is after the lead ban |  |  |  |  | Non-Lead |  |  |  | Domestic
MTR_014682 | 13017 SE 159TH ST | LOT 88 FAIRLANE WOODS |  |  | Non-Lead - Other | No | 1978-09-22 | 0 | Installation date is after the lead ban |  |  |  |  | Non-Lead - Other |  |  | Installation date is after the lead ban |  |  |  |  | Non-Lead |  |  |  | Domestic
MTR_028914 | 21611 116TH AVE SE | TAX LOT 96 8-22-5 |  |  | Non-Lead - Other | No |  | 0 | Installation date is after the lead ban |  |  |  |  | Non-Lead - Other |  |  | Installation date is after the lead ban |  |  |  |  | Non-Lead |  |  |  | Assumed
MTR_027910 | 11909 SE 220TH CT | LOT 27 MEADOW GLEN #2 |  |  | Non-Lead - Other | No |  | 0 | Installation date is after the lead ban |  |  |  |  | Non-Lead - Other |  |  | Installation date is after the lead ban |  |  |  |  | Non-Lead |  |  |  | Domestic
MTR_026435 | 12802 SE 231ST CT | LOT 32 MISTY MEADOWS #2 |  |  | Non-Lead - Other | No |  | 0 | Installation date is after the lead ban |  |  |  |  | Non-Lead - Other |  |  | Installation date is after the lead ban |  |  |  |  | Non-Lead |  |  |  | Domestic
MTR_019935 | 18568 115TH PL SE | LOT 15 WELMAN PLAT |  |  | Non-Lead - Other | No | 2014-10-23 | 0 | Installation date is after the lead ban |  |  |  |  | Non-Lead - Other |  |  | Installation date is after the lead ban |  |  |  |  | Non-Lead |  |  |  | Domestic
MTR_014378 | 16918 114TH AVE SE | TAX LOT 87 S-T-R SE 29-23-5 |  |  | Non-Lead - Other | Unknown |  | 0 | Statistical analysis |  |  |  |  | Non-Lead - Other |  |  | Statistical analysis |  |  |  |  | Non-Lead |  |  |  | Domestic
MTR_021544 | 19327 143RD PL SE | TAX LOT 259 3-22-5 |  |  | Non-Lead - Other | No |  | 0 | Installation date is after the lead ban |  |  |  |  | Non-Lead - Other |  |  | Installation date is after the lead ban |  |  |  |  | Non-Lead |  |  |  | Assumed
MTR_028393 | 21615 125TH AVE SE | LOT 44 PARKWAY ESTATES |  |  | Non-Lead - Other | No | 1978-07-26 | 0 | Installation date is after the lead ban |  |  |  |  | Non-Lead - Other |  |  | Installation date is after the lead ban |  |  |  |  | Non-Lead |  |  |  | Domestic
MTR_028230 | 21809 131ST PL SE | LOT 14 MARILYN PLACE |  |  | Non-Lead - Other | No | 2014-07-17 | 0 | Installation date is after the lead ban |  |  |  |  | Non-Lead - Other |  |  | Installation date is after the lead ban |  |  |  |  | Non-Lead |  |  |  | Domestic
MTR_014337 | 17007 114TH AVE SE | LOT 2 GLACIER VIEW TOWNHOMES |  |  | Non-Lead - Other | No | 2005-10-28 | 1 | Installation date is after the lead ban |  |  |  |  | Non-Lead - Other |  |  | Installation date is after the lead ban |  |  |  |  | Non-Lead |  |  |  | Domestic
MTR_011374 | 1535 S 28TH ST | LOT 9 ROSA MEADOWS |  |  | Non-Lead - Other | No | 2014-09-02 | 0.75 | Installation date is after the lead ban |  |  |  |  | Non-Lead - Other |  |  | Installation date is after the lead ban |  |  |  |  | Non-Lead |  |  |  | Assumed
MTR_027578 | 21738 123RD AVE SE | LOT 78 GLEN MAR |  |  | Non-Lead - Plastic | No | 1975-04-29 | 1 | Rectified Plan | No |  |  |  | Non-Lead - Other |  |  | Installation date is after the lead ban |  |  |  |  | Non-Lead |  |  |  | Domestic
MTR_018997 | 10721 SE 187TH PL | LOT 29 GREENLEAF |  |  | Non-Lead - Other | No | 2016-01-29 | 0 | Installation date is after the lead ban |  |  |  |  | Non-Lead - Other |  |  | Installation date is after the lead ban |  |  |  |  | Non-Lead |  |  |  | Domestic
MTR_017947 | 13325 SE 180TH ST | LOT 3 HOSCHEIT SHORT PLAT |  |  | Non-Lead - Other | No | 2004-11-04 | 0 | Installation date is after the lead ban |  |  |  |  | Non-Lead - Other |  |  | Installation date is after the lead ban |  |  |  |  | Non-Lead |  |  |  | Domestic
MTR_014334 | 16917 114TH AVE SE | TAX LOT 111 S-T-R SE 29-23-5 |  |  | Non-Lead - Other | No |  | 0 | Installation date is after the lead ban |  |  |  |  | Non-Lead - Other |  |  | Installation date is after the lead ban |  |  |  |  | Non-Lead |  |  |  | Domestic
MTR_017605 | 10803 SE 180TH PL | L8 BLK2 BENSON TERR. #3 |  |  | Non-Lead - Other | Unknown |  | 0 | Statistical analysis |  |  |  |  | Non-Lead - Other |  |  | Statistical analysis |  |  |  |  | Non-Lead |  |  |  | Assumed
MTR_029213 | 11616 SE 230TH PL | LOT 10 HUNTERS GROVE |  |  | Non-Lead - Other | No | 1997-08-22 | 0 | Installation date is after the lead ban |  |  |  |  | Non-Lead - Other |  |  | Installation date is after the lead ban |  |  |  |  | Non-Lead |  |  |  | Domestic
MTR_019236 | 9730 S 200TH ST | PTN TR6 SPBRK ACRE TR |  |  | Non-Lead - Other | Unknown |  | 0 | Statistical analysis |  |  |  |  | Non-Lead - Other |  |  | Statistical analysis |  |  |  |  | Non-Lead |  |  |  | Assumed
MTR_016961 | 17817 155TH AVE SE | LOT 21 CANDLEWOOD RIDGE #4 |  |  | Non-Lead - Other | No | 1977-07-01 | 0 | Installation date is after the lead ban |  |  |  |  | Non-Lead - Other |  |  | Installation date is after the lead ban |  |  |  |  | Non-Lead |  |  |  | Domestic
MTR_014053 | 17106 113TH AVE SE | LOT 6 BLOCK A GREEN TRACTS #2 |  |  | Non-Lead - Other | No |  | 0.75 | Installation date is after the lead ban |  |  |  |  | Non-Lead - Other |  |  | Installation date is after the lead ban |  |  |  |  | Non-Lead |  |  |  | Assumed
MTR_027690 | 21622 118TH PL SE | LOT 35 CROWN ROYAL II |  |  | Non-Lead - Other | No |  | 0 | Installation date is after the lead ban |  |  |  |  | Non-Lead - Other |  |  | Installation date is after the lead ban |  |  |  |  | Non-Lead |  |  |  | Assumed
MTR_020465 | 20451 104TH AVE SE | LOT 9 TODDS ADDITION |  |  | Non-Lead - Other | No |  | 0 | Installation date is after the lead ban |  |  |  |  | Non-Lead - Other |  |  | Installation date is after the lead ban |  |  |  |  | Non-Lead |  |  |  | Domestic
MTR_015349 | 16913 126TH PL SE | L166 CASCADE VISTA #3 |  |  | Non-Lead - Other | Unknown | 1960-01-13 | 0 | Statistical analysis |  |  |  |  | Non-Lead - Other |  |  | Statistical analysis |  |  |  |  | Non-Lead |  |  |  | Domestic
MTR_014871 | 16804 124TH AVE SE | LOT 1 BLOCK 1 CASCADE VISTA #1 |  |  | Non-Lead - Other | No | 2010-10-25 | 1 | Rectified Plan |  |  |  |  | Non-Lead - Other |  |  | Statistical analysis |  |  |  |  | Non-Lead |  |  |  | Domestic
MTR_023281 | 21203 95TH PL S | LOT 17 EVERGREEN HILLS |  |  | Non-Lead - Other | No |  | 0 | Installation date is after the lead ban |  |  |  |  | Non-Lead - Other |  |  | Installation date is after the lead ban |  |  |  |  | Non-Lead |  |  |  | Domestic
MTR_028881 | 10903 SE 222ND ST | LOT 7 BENSON MEADOWS #3 |  |  | Non-Lead - Other | No |  | 0 | Installation date is after the lead ban |  |  |  |  | Non-Lead - Other |  |  | Installation date is after the lead ban |  |  |  |  | Non-Lead |  |  |  | Domestic
MTR_015755 | 14014 SE 188TH WAY | LOT 2 FAIRHAVEN #1 |  |  | Non-Lead - Other | No | 1995-08-03 | 0 | Installation date is after the lead ban |  |  |  |  | Non-Lead - Other |  |  | Installation date is after the lead ban |  |  |  |  | Non-Lead |  |  |  | Domestic
MTR_014818 | 11873 SE 170TH PL | L16 BLK8 CASCADE VISTA#1 |  |  | Non-Lead - Other | No | 2010-10-25 | 1 | Rectified Plan |  |  |  |  | Non-Lead - Other |  |  | Statistical analysis |  |  |  |  | Non-Lead |  |  |  | Domestic
MTR_007592 | 16621 123RD AVE SE | L 111 CASCADE HILLS 7 |  |  | Non-Lead - Other | No | 2019-08-05 | 1 | Rectified Plan |  |  |  |  | Non-Lead - Other |  |  | Statistical analysis |  |  |  |  | Non-Lead |  |  |  | Domestic
MTR_019490 | 18909 108TH LN SE | LOT 36 BELGROVE @ RENTON PH 5 |  |  | Non-Lead - Other | No | 2004-06-30 | 0 | Installation date is after the lead ban |  |  |  |  | Non-Lead - Other |  |  | Installation date is after the lead ban |  |  |  |  | Non-Lead |  |  |  | Domestic
MTR_020604 | 10630 SE 199TH ST | TL 169 W1/2 SEC 5-22-5 |  |  | Non-Lead - Other | Unknown |  | 0 | Statistical analysis |  |  |  |  | Non-Lead - Other |  |  | Statistical analysis |  |  |  |  | Non-Lead |  |  |  | Assumed
MTR_025260 | 21583 123RD AVE SE | L276 GLENCARIN #2 |  |  | Non-Lead - Other | No | 1968-07-31 | 0 | Installation date is after the lead ban |  |  |  |  | Non-Lead - Other |  |  | Installation date is after the lead ban |  |  |  |  | Non-Lead |  |  |  | Domestic
MTR_027257 | 23256 133RD AVE SE | L 52 WILDWOOD EST 1 |  |  | Non-Lead - Other | No |  | 0 | Installation date is after the lead ban |  |  |  |  | Non-Lead - Other |  |  | Installation date is after the lead ban |  |  |  |  | Non-Lead |  |  |  | Domestic
MTR_007559 | 16616 123RD AVE SE | L 109 CASCADE HILLS 7 |  |  | Non-Lead - Other | No | 2019-08-05 | 1 | Rectified Plan |  |  |  |  | Non-Lead - Other |  |  | Statistical analysis |  |  |  |  | Non-Lead |  |  |  | Domestic
MTR_006478 | 16171 120TH AVE SE | L 27 B 2 CASCADE HILLS 2 |  |  | Non-Lead - Other | No | 2006-08-31 | 1 | Rectified Plan |  |  |  |  | Non-Lead - Other |  |  | Statistical analysis |  |  |  |  | Non-Lead |  |  |  | Domestic
MTR_029583 | 22514 112TH AVE SE | LOT 146 KENTON FIRS |  |  | Non-Lead - Other | Unknown |  | 0 | Statistical analysis |  |  |  |  | Non-Lead - Other |  |  | Statistical analysis |  |  |  |  | Non-Lead |  |  |  | Domestic
MTR_015471 | 12773 SE 174TH ST | BUILDING 6 UNIT 2 AKA 6-H LA FORTUNA TOWNHOMES |  |  | Non-Lead - Other | No | 2007-05-29 | 0 | Installation date is after the lead ban |  |  |  |  | Non-Lead - Other |  |  | Installation date is after the lead ban |  |  |  |  | Non-Lead |  |  |  | Domestic
MTR_021335 | 19802 140TH AVE SE | TL118 SEC 3-22-5 |  |  | Non-Lead - Other | Unknown |  | 0 | Statistical analysis |  |  |  |  | Non-Lead - Other |  |  | Statistical analysis |  |  |  |  | Non-Lead |  |  |  | Assumed
MTR_011091 | 11446 SE 162ND ST | S 183.72 LOT 3 BLK 2 AKERS FMS #6 |  |  | Non-Lead - Other | Unknown |  | 0 | Statistical analysis |  |  |  |  | Non-Lead - Other |  |  | Statistical analysis |  |  |  |  | Non-Lead |  |  |  | Assumed
MTR_025360 | 21079 120TH PL SE | LOT 12 CARENA TERRACE#1 |  |  | Non-Lead - Other | No |  | 0 | Installation date is after the lead ban |  |  |  |  | Non-Lead - Other |  |  | Installation date is after the lead ban |  |  |  |  | Non-Lead |  |  |  | Domestic
MTR_022958 | 12229 SE 199TH ST | L54 VISTA VIEW HGTS #2 |  |  | Non-Lead - Other | No |  | 0 | Installation date is after the lead ban |  |  |  |  | Non-Lead - Other |  |  | Installation date is after the lead ban |  |  |  |  | Non-Lead |  |  |  | Domestic
MTR_017350 | 17901 123RD CT SE | LOT 26 HIDDEN CEDARS #2 |  |  | Non-Lead - Other | No | 1995-08-30 | 0 | Installation date is after the lead ban |  |  |  |  | Non-Lead - Other |  |  | Installation date is after the lead ban |  |  |  |  | Non-Lead |  |  |  | Domestic
MTR_006083 | 11844 SE 157TH PL | L7 B9 CASCADE VISTA 2 |  |  | Non-Lead - Other | No | 2014-04-16 | 0 | Rectified Plan |  |  |  |  | Non-Lead - Other |  |  | Statistical analysis |  |  |  |  | Non-Lead |  |  |  | Domestic
MTR_018998 | 10720 SE 187TH PL | LOT 3 GREENLEAF PLAT |  |  | Non-Lead - Other | No | 2016-01-29 | 0 | Installation date is after the lead ban |  |  |  |  | Non-Lead - Other |  |  | Installation date is after the lead ban |  |  |  |  | Non-Lead |  |  |  | Domestic
MTR_001912 | 12306 SE 166TH ST | L 38 CASCADE HILLS 7 |  |  | Non-Lead Plastic | No | 2019-08-05 | 1 | Rectified Plan | Yes | Visual inspection at the meter pit | 2024-02-08 |  | Non-Lead Plastic |  |  | Field inspection only with no records | Yes | Visual inspection at the meter pit | 2024-02-08 |  | Non-Lead |  |  |  | Domestic
MTR_011176 | 11422 SE 164TH ST | WEST 100 LOT 2 BLOCK 4 AKERS FARM |  |  | Non-Lead - Other | Unknown |  | 0 | Statistical analysis |  |  |  |  | Non-Lead - Other |  |  | Statistical analysis |  |  |  |  | Non-Lead |  |  |  | Assumed
MTR_029232 | 11048 SE 227TH PL | L30 CLARKS GLEN |  |  | Non-Lead - Other | Unknown |  | 0 | Statistical analysis |  |  |  |  | Non-Lead - Other |  |  | Statistical analysis |  |  |  |  | Non-Lead |  |  |  | Domestic
MTR_021827 | 19320 135TH AVE SE | LOT 7 FAIRFIELD GLEN |  |  | Non-Lead - Other | No |  | 0 | Converted CAD | No |  |  |  | Non-Lead - Other |  |  | Installation date is after the lead ban |  |  |  |  | Non-Lead |  |  |  | Domestic
MTR_019936 | 11336 SE 192ND ST | LOT 2 GURDEV SINGH SP AKA KULDIP TUMBER SP |  |  | Non-Lead - Other | No | 2009-09-29 | 0 | Installation date is after the lead ban |  |  |  |  | Non-Lead - Other |  |  | Installation date is after the lead ban |  |  |  |  | Non-Lead |  |  |  | Domestic
MTR_011276 | 16410 111TH AVE SE | W125 OF S150 LESS S60 L8 BLK 6 A KER'S FARMS #6 |  |  | Non-Lead - Other | No |  | 0 | Installation date is after the lead ban |  |  |  |  | Non-Lead - Other |  |  | Installation date is after the lead ban |  |  |  |  | Non-Lead |  |  |  | Domestic
MTR_023113 | 21421 99TH AVE S | L 14 MCCANNS WESTVIEW |  |  | Non-Lead - Other | No | 2008-10-29 | 0 | Rectified Plan |  |  |  |  | Non-Lead - Other |  |  | Statistical analysis |  |  |  |  | Non-Lead |  |  |  | Domestic
MTR_029628 | 10959 SE 225TH ST | LOT 18 STOCKTON |  |  | Non-Lead - Other | No |  | 0 | Installation date is after the lead ban |  |  |  |  | Non-Lead - Other |  |  | Installation date is after the lead ban |  |  |  |  | Non-Lead |  |  |  | Domestic
MTR_025983 | 11048 SE 201ST PL | LOT 98 VILA REAL |  |  | Non-Lead - Other | No | 2007-05-03 | 0 | Installation date is after the lead ban |  |  |  |  | Non-Lead - Other |  |  | Installation date is after the lead ban |  |  |  |  | Non-Lead |  |  |  | Domestic
MTR_011362 | 1413 S 28TH ST | LOT 20 ROSA MEADOWS |  |  | Non-Lead - Other | No | 2014-09-02 | 0 | Installation date is after the lead ban |  |  |  |  | Non-Lead - Other |  |  | Installation date is after the lead ban |  |  |  |  | Non-Lead |  |  |  | Domestic
MTR_027754 | 21602 121ST PL SE | LOT 36 GLENCARIN TRACE |  |  | Non-Lead - Other | No |  | 0 | Installation date is after the lead ban |  |  |  |  | Non-Lead - Other |  |  | Installation date is after the lead ban |  |  |  |  | Non-Lead |  |  |  | Assumed
MTR_026352 | 12618 SE 226TH ST | LOT 42 PHEASANTS HOLLOW |  |  | Non-Lead - Other | No | 1996-02-26 | 0 | Installation date is after the lead ban |  |  |  |  | Non-Lead - Other |  |  | Installation date is after the lead ban |  |  |  |  | Non-Lead |  |  |  | Domestic
MTR_019491 | 18622 109TH AVE SE | L11 PANTHER LAKE ESTATES |  |  | Non-Lead - Other | Unknown |  | 0 | Statistical analysis |  |  |  |  | Non-Lead - Other |  |  | Statistical analysis |  |  |  |  | Non-Lead |  |  |  | Domestic
MTR_024416 | 20300 131ST PL SE | LOT 10 GREYSTONE |  |  | Non-Lead - Other | No |  | 0 | Installation date is after the lead ban |  |  |  |  | Non-Lead - Other |  |  | Installation date is after the lead ban |  |  |  |  | Non-Lead |  |  |  | Assumed
MTR_024874 | 14405 SE 204TH PL | 9931-014710 |  |  | Non-Lead - Other | Unknown |  | 0 | Statistical analysis |  |  |  |  | Non-Lead - Other |  |  | Statistical analysis |  |  |  |  | Non-Lead |  |  |  | Assumed
MTR_027634 | 11638 SE 217TH PL | LOT 10 ROYAL CREST ESTATES |  |  | Non-Lead - Other | No | 2005-12-20 | 0 | Installation date is after the lead ban |  |  |  |  | Non-Lead - Other |  |  | Installation date is after the lead ban |  |  |  |  | Non-Lead |  |  |  | Domestic
MTR_014223 | 10837 SE 172ND ST #8A | B8 UA KELSEY CT CONDOS |  |  | Non-Lead - Other | No | 1984-11-01 | 0 | Installation date is after the lead ban |  |  |  |  | Non-Lead - Other |  |  | Installation date is after the lead ban |  |  |  |  | Non-Lead |  |  |  | Domestic
MTR_027619 | 12205 SE 216TH ST | LOT 3 GLEN MAR |  |  | Non-Lead - Plastic | No | 1975-04-29 | 1 | Rectified Plan | No |  |  |  | Non-Lead - Other |  |  | Installation date is after the lead ban |  |  |  |  | Non-Lead |  |  |  | Domestic
MTR_028502 | 22324 126TH PL SE | LOT 119 SUMMERGLEN #3 |  |  | Non-Lead - Other | No |  | 0 | Installation date is after the lead ban |  |  |  |  | Non-Lead - Other |  |  | Installation date is after the lead ban |  |  |  |  | Non-Lead |  |  |  | Domestic
MTR_024819 | 14047 SE 201ST ST | L7 BLK2 FOWLERS ADD. |  |  | Non-Lead - Other | Unknown |  | 0 | Statistical analysis |  |  |  |  | Non-Lead - Other |  |  | Statistical analysis |  |  |  |  | Non-Lead |  |  |  | Assumed
MTR_017835 | 11025 SE PETROVITSKY RD | L16 HIGGINBOTHAM ADD. |  |  | Non-Lead - Other | Unknown |  | 0 | Statistical analysis |  |  |  |  | Non-Lead - Other |  |  | Statistical analysis |  |  |  |  | Non-Lead |  |  |  | Assumed
MTR_027888 | 12105 SE 216TH ST | LOT 1 GLENCARIN TRACE |  |  | Non-Lead - Other | No |  | 0 | Installation date is after the lead ban |  |  |  |  | Non-Lead - Other |  |  | Installation date is after the lead ban |  |  |  |  | Non-Lead |  |  |  | Domestic
MTR_022049 | 12205 SE 188TH ST | L5 TR5 N.W. GARDEN TR#5 |  |  | Non-Lead - Other | Unknown |  | 0 | Statistical analysis |  |  |  |  | Non-Lead - Other |  |  | Statistical analysis |  |  |  |  | Non-Lead |  |  |  | Assumed
MTR_024758 | 20615 148TH AVE SE | TL147 E1/2 SEC 3-22-5 |  |  | Non-Lead Plastic | No | 1995-08-14 | 0 | Rectified Plan | Yes | Visual inspection at the meter pit | 2024-02-29 |  | Non-Lead Plastic |  |  | Field inspection only with no records | Yes | Visual inspection at the meter pit | 2024-02-29 |  | Non-Lead |  |  |  | Domestic
MTR_017326 | 11210 SE 183RD ST | LOT 11 BIRCHWOOD ESTATES |  |  | Non-Lead - Other | No | 1986-09-01 | 1 | Installation date is after the lead ban |  |  |  |  | Non-Lead - Other |  |  | Installation date is after the lead ban |  |  |  |  | Non-Lead |  |  |  | Domestic
MTR_027720 | 21806 121ST PL SE | L21 GLENCARIN TRACE |  |  | Non-Lead - Other | No |  | 0 | Installation date is after the lead ban |  |  |  |  | Non-Lead - Other |  |  | Installation date is after the lead ban |  |  |  |  | Non-Lead |  |  |  | Assumed
MTR_028295 | 12614 SE 223RD DR | LOT 132 SUMMERGLEN #3 |  |  | Non-Lead - Other | No |  | 0 | Installation date is after the lead ban |  |  |  |  | Non-Lead - Other |  |  | Installation date is after the lead ban |  |  |  |  | Non-Lead |  |  |  | Assumed
MTR_024749 | 20018 139TH WAY SE | LOT 17 KENT RIDGE PLACE |  |  | Non-Lead - Other | No | 1997-01-08 | 0 | Installation date is after the lead ban |  |  |  |  | Non-Lead - Other |  |  | Installation date is after the lead ban |  |  |  |  | Non-Lead |  |  |  | Domestic
MTR_017583 | 11230 SE 182ND ST | L11 VIEW GARDENS 1 |  |  | Non-Lead - Other | Unknown |  | 0 | Statistical analysis |  |  |  |  | Non-Lead - Other |  |  | Statistical analysis |  |  |  |  | Non-Lead |  |  |  | Assumed
MTR_025250 | 12512 SE 215TH PL | L320 GLENCARIN #2 |  |  | Non-Lead - Other | No | 1968-07-31 | 0 | Installation date is after the lead ban |  |  |  |  | Non-Lead - Other |  |  | Installation date is after the lead ban |  |  |  |  | Non-Lead |  |  |  | Domestic
MTR_021673 | 19325 138TH AVE SE | LOT 5 ROCK CREEK |  |  | Non-Lead - Other | No |  | 0 | Installation date is after the lead ban |  |  |  |  | Non-Lead - Other |  |  | Installation date is after the lead ban |  |  |  |  | Non-Lead |  |  |  | Assumed
MTR_015115 | 12015 SE 160TH ST | L3 B3 CASCADE VILLAGE 1 |  |  | Non-Lead - Other | No | 2014-04-16 | 1 | Rectified Plan |  |  |  |  | Non-Lead - Other |  |  | Statistical analysis |  |  |  |  | Non-Lead |  |  |  | Domestic
MTR_028318 | 21631 129TH AVE SE | LOT 17 BEGONIA PLACE |  |  | Non-Lead - Other | No | 2001-02-23 | 0 | Installation date is after the lead ban |  |  |  |  | Non-Lead - Other |  |  | Installation date is after the lead ban |  |  |  |  | Non-Lead |  |  |  | Domestic
MTR_025588 | 12628 SE 216TH ST | L 74 GLENCARIN #3 |  |  | Non-Lead - Other | No |  | 0 | Installation date is after the lead ban |  |  |  |  | Non-Lead - Other |  |  | Installation date is after the lead ban |  |  |  |  | Non-Lead |  |  |  | Domestic
MTR_023929 | 21007 101ST AVE SE | L39 GUINN CREST |  |  | Non-Lead - Other | Unknown |  | 0 | Statistical analysis |  |  |  |  | Non-Lead - Other |  |  | Statistical analysis |  |  |  |  | Non-Lead |  |  |  | Domestic
MTR_017486 | 18427 118TH AVE SE | PARCEL 619780 0041 |  |  | Non-Lead - Other | No | 1975-09-11 | 0 | Relative Placement |  |  |  |  | Non-Lead - Other |  |  | Statistical analysis |  |  |  |  | Non-Lead |  |  |  | Assumed
MTR_027054 | 22652 128TH PL SE | LOT 60 FERN CREST WEST |  |  | Non-Lead - Other | No | 2006-04-28 | 0 | Installation date is after the lead ban |  |  |  |  | Non-Lead - Other |  |  | Installation date is after the lead ban |  |  |  |  | Non-Lead |  |  |  | Domestic
MTR_028917 | 11517 SE 217TH ST | LOT 60 WEST CREEK MEADOWS |  |  | Non-Lead - Other | No |  | 0 | Installation date is after the lead ban |  |  |  |  | Non-Lead - Other |  |  | Installation date is after the lead ban |  |  |  |  | Non-Lead |  |  |  | Assumed
MTR_025605 | 12918 SE 214TH PL | LOT 17 HILLSHIRE TERRACE |  |  | Non-Lead - Other | No | 1995-09-19 | 0 | Installation date is after the lead ban |  |  |  |  | Non-Lead - Other |  |  | Installation date is after the lead ban |  |  |  |  | Non-Lead |  |  |  | Domestic
MTR_017489 | 17832 118TH AVE SE | L7 BLK2 N W GARDEN TR1 |  |  | Non-Lead - Other | No | 1975-09-11 | 0 | Relative Placement |  |  |  |  | Non-Lead - Other |  |  | Statistical analysis |  |  |  |  | Non-Lead |  |  |  | Assumed
MTR_027108 | 22644 129TH PL SE | LOT 90 FERN CREST WEST |  |  | Non-Lead - Other | No | 2006-04-28 | 0 | Installation date is after the lead ban |  |  |  |  | Non-Lead - Other |  |  | Installation date is after the lead ban |  |  |  |  | Non-Lead |  |  |  | Domestic
MTR_020958 | 18513 134TH AVE SE | LOT 78 FOREST ESTATES |  |  | Non-Lead - Other | No | 1978-08-01 | 0 | Installation date is after the lead ban |  |  |  |  | Non-Lead - Other |  |  | Installation date is after the lead ban |  |  |  |  | Non-Lead |  |  |  | Domestic
MTR_022907 | 19726 121ST AVE SE | L6 SPRINGBROOK RANCH |  |  | Non-Lead - Other | Unknown |  | 0 | Statistical analysis |  |  |  |  | Non-Lead - Other |  |  | Statistical analysis |  |  |  |  | Non-Lead |  |  |  | Assumed
MTR_022423 | 11454 SE 193RD TER | LOT 32 PLATEAU @ PANTHER LAKE |  |  | Non-Lead - Other | No | 2007-03-05 | 0 | Installation date is after the lead ban |  |  |  |  | Non-Lead - Other |  |  | Installation date is after the lead ban |  |  |  |  | Non-Lead |  |  |  | Domestic
MTR_018076 | 18109 132ND PL SE | LOT 28 FOREST ESTATES #5 |  |  | Non-Lead - Other | No |  | 0 | Installation date is after the lead ban |  |  |  |  | Non-Lead - Other |  |  | Installation date is after the lead ban |  |  |  |  | Non-Lead |  |  |  | Domestic
MTR_030304 | 21050 142ND AVE SE | L12 HOMESTEAD HILLS |  |  | Non-Lead Plastic | No |  | 1.25 | Field inspection only with no records | Yes | Visual inspection at meter pit | 2023-11-04 |  | Non-Lead Plastic |  |  | Field inspection only with no records | Yes | Visual inspection at meter pit | 2023-11-04 |  | Non-Lead |  |  |  | Domestic
MTR_022424 | 11427 SE 193RD TER | LOT 20 PLATEAU @ PANTHER LAKE |  |  | Non-Lead - Other | No | 2007-03-05 | 0 | Installation date is after the lead ban |  |  |  |  | Non-Lead - Other |  |  | Installation date is after the lead ban |  |  |  |  | Non-Lead |  |  |  | Domestic
MTR_003828 | 23143 131ST AVE SE | LOT 5 MISTY MEADOWS#1 |  |  | Non-Lead - Other | No |  | 0 | Installation date is after the lead ban |  |  |  |  | Non-Lead - Other |  |  | Installation date is after the lead ban |  |  |  |  | Non-Lead |  |  |  | Domestic
MTR_019894 | 19030 108TH AVE SE | TAX LOT 59 SE 32-23-5 |  |  | Non-Lead - Other | Unknown |  | 0 | Statistical analysis |  |  |  |  | Non-Lead - Other |  |  | Statistical analysis |  |  |  |  | Non-Lead |  |  |  | Domestic
MTR_030305 | 21112 143RD AVE SE | LOT 1 ANDERSONS SH PLAT |  |  | Non-Lead - Other | No |  | 1 | Installation date is after the lead ban |  |  |  |  | Non-Lead - Other |  |  | Installation date is after the lead ban |  |  |  |  | Non-Lead |  |  |  | Domestic
MTR_022676 | 19506 120TH PL SE | LOT 7 SPRINGBROOK PH 2 |  |  | Non-Lead - Other | No | 2013-04-30 | 0 | Installation date is after the lead ban |  |  |  |  | Non-Lead - Other |  |  | Installation date is after the lead ban |  |  |  |  | Non-Lead |  |  |  | Domestic
MTR_026566 | 22919 125TH AVE SE | L7 CORONADO KNOLLS |  |  | Non-Lead - Other | No |  | 0 | Installation date is after the lead ban |  |  |  |  | Non-Lead - Other |  |  | Installation date is after the lead ban |  |  |  |  | Non-Lead |  |  |  | Domestic
MTR_021091 | 13506 SE 189TH PL | LOT 17 CEDAR ESTATES |  |  | Non-Lead - Other | No | 1984-04-04 | 0 | Installation date is after the lead ban |  |  |  |  | Non-Lead - Other |  |  | Installation date is after the lead ban |  |  |  |  | Non-Lead |  |  |  | Domestic
MTR_030306 | 21000 143RD AVE SE | LOT 2 PARCEL A, K.C.S.P. 786008 |  |  | Non-Lead - Other | No |  | 0 | Installation date is after the lead ban |  |  |  |  | Non-Lead - Other |  |  | Installation date is after the lead ban |  |  |  |  | Non-Lead |  |  |  | Assumed
MTR_022425 | 19437 115TH PL SE | LOT 72 PLATEAU @ PANTHER LAKE |  |  | Non-Lead - Other | No | 2007-03-05 | 0 | Installation date is after the lead ban |  |  |  |  | Non-Lead - Other |  |  | Installation date is after the lead ban |  |  |  |  | Non-Lead |  |  |  | Domestic
MTR_026724 | 23035 128TH PL SE | LOT 52 MISTY MEADOWS #3 |  |  | Non-Lead - Other | No |  | 0 | Installation date is after the lead ban |  |  |  |  | Non-Lead - Other |  |  | Installation date is after the lead ban |  |  |  |  | Non-Lead |  |  |  | Domestic
MTR_021078 | 18464 135TH PL SE | LOT 213 FOREST ESTATES#2 |  |  | Non-Lead - Other | No |  | 0 | Installation date is after the lead ban |  |  |  |  | Non-Lead - Other |  |  | Installation date is after the lead ban |  |  |  |  | Non-Lead |  |  |  | Domestic
MTR_030307 | 14229 SE 213TH ST | L 1 HOMESTEAD HILL EST |  |  | Non-Lead - Other | No |  | 1 | Installation date is after the lead ban |  |  |  |  | Non-Lead - Other |  |  | Installation date is after the lead ban |  |  |  |  | Non-Lead |  |  |  | Domestic
MTR_022206 | 19003 120TH AVE SE | LOT 5 BLK 2 NW GARDEN TRACTS 4 |  |  | Non-Lead - Other | No | 2016-03-21 | 0 | Rectified Plan | No |  |  |  | Non-Lead - Other |  |  | Statistical analysis |  |  |  |  | Non-Lead |  |  |  | Domestic
MTR_020917 | 13422 SE 187TH PL | LOT 20 FOREST ESTATES |  |  | Non-Lead - Other | No | 1978-08-01 | 1 | Installation date is after the lead ban |  |  |  |  | Non-Lead - Other |  |  | Installation date is after the lead ban |  |  |  |  | Non-Lead |  |  |  | Domestic
MTR_030308 | 21225 142ND AVE SE | L5 HOMESTEAD HILLS #2 |  |  | Non-Lead - Other | No |  | 0 | Installation date is after the lead ban |  |  |  |  | Non-Lead - Other |  |  | Installation date is after the lead ban |  |  |  |  | Non-Lead |  |  |  | Assumed
MTR_019492 | 18918 108TH LN SE | LOT 24 BELGROVE @ RENTON PH 5 |  |  | Non-Lead - Other | No | 2004-06-30 | 0 | Installation date is after the lead ban |  |  |  |  | Non-Lead - Other |  |  | Installation date is after the lead ban |  |  |  |  | Non-Lead |  |  |  | Domestic
MTR_029941 | 16315 126TH AVE SE | L1 B1 CASCADE VISTA 8 |  |  | Non-Lead - Other | No | 2016-06-22 | 0.75 | Rectified Plan |  |  |  |  | Non-Lead - Other |  |  | Statistical analysis |  |  |  |  | Non-Lead |  |  |  | Domestic
MTR_027951 | 22310 122ND AVE SE | LOT 43 MEADOWGREEN EST. |  |  | Non-Lead - Other | No |  | 5.25 | Installation date is after the lead ban |  |  |  |  | Non-Lead - Other |  |  | Installation date is after the lead ban |  |  |  |  | Non-Lead |  |  |  | Hydrant
MTR_025747 | 21522 116TH AVE SE | TAX LOT 74 NW 9-22-5 |  |  | Non-Lead - Other | Unknown |  | 0 | Statistical analysis |  |  |  |  | Non-Lead - Other |  |  | Statistical analysis |  |  |  |  | Non-Lead |  |  |  | Assumed
MTR_019493 | 18943 108TH LN SE | LOT 17 BELGROVE @ RENTON PH 2 |  |  | Non-Lead - Other | No | 2004-06-30 | 0 | Installation date is after the lead ban |  |  |  |  | Non-Lead - Other |  |  | Installation date is after the lead ban |  |  |  |  | Non-Lead |  |  |  | Domestic
MTR_006089 | 11730 SE 157TH ST | L8 B8 CASCADE VISTA 2 |  |  | Non-Lead - Other | No | 2014-04-16 | 0 | Rectified Plan |  |  |  |  | Non-Lead - Other |  |  | Statistical analysis |  |  |  |  | Non-Lead |  |  |  | Domestic
MTR_028482 | 12505 SE 223RD DR | LOT 103 SUMMERGLEN #3 |  |  | Non-Lead - Other | No |  | 0 | Installation date is after the lead ban |  |  |  |  | Non-Lead - Other |  |  | Installation date is after the lead ban |  |  |  |  | Non-Lead |  |  |  | Domestic
MTR_028953 | 10908 SE 219TH PL | LOT 8 FALCON CREST |  |  | Non-Lead - Other | No |  | 0 | Installation date is after the lead ban |  |  |  |  | Non-Lead - Other |  |  | Installation date is after the lead ban |  |  |  |  | Non-Lead |  |  |  | Domestic
MTR_022055 | 12048 SE 188TH ST | 9921-005590 |  |  | Non-Lead - Other | Unknown |  | 0 | Statistical analysis |  |  |  |  | Non-Lead - Other |  |  | Statistical analysis |  |  |  |  | Non-Lead |  |  |  | Assumed
MTR_002383 | 11710 SE 157TH ST | L5 B8 CASCADE VISTA 2 |  |  | Non-Lead - Other | No | 2014-04-16 | 0 | Rectified Plan |  |  |  |  | Non-Lead - Other |  |  | Statistical analysis |  |  |  |  | Non-Lead |  |  |  | Domestic
MTR_028412 | 12621 SE 216TH ST | L 111 PARKWAY ESTATES |  |  | Non-Lead - Other | No | 1978-07-26 | 0 | Installation date is after the lead ban |  |  |  |  | Non-Lead - Other |  |  | Installation date is after the lead ban |  |  |  |  | Non-Lead |  |  |  | Domestic
MTR_023115 | 21408 99TH AVE S | 9908-001315 |  |  | Non-Lead - Other | No | 2008-10-29 | 0 | Installation date is after the lead ban |  |  |  |  | Non-Lead - Other |  |  | Installation date is after the lead ban |  |  |  |  | Non-Lead |  |  |  | Domestic
MTR_012558 | 18229 168TH WAY SE | LOT 20 TROVITSKY PARK 2 |  |  | Non-Lead - Other | No | 2003-03-14 | 4 | Rectified Plan | No |  |  |  | Non-Lead - Other |  |  | Installation date is after the lead ban |  |  |  |  | Non-Lead |  |  |  | Domestic
MTR_011299 | 16409 109TH AVE SE | LOT 12 BLOCK 9 AKERS FARMS #6 |  |  | Non-Lead - Other | No |  | 0 | Installation date is after the lead ban |  |  |  |  | Non-Lead - Other |  |  | Installation date is after the lead ban |  |  |  |  | Non-Lead |  |  |  | Assumed
MTR_023372 | 20930 104TH PL SE | LOT 7 WARD PLAT |  |  | Non-Lead - Other | No | 2015-04-13 | 0 | Installation date is after the lead ban |  |  |  |  | Non-Lead - Other |  |  | Installation date is after the lead ban |  |  |  |  | Non-Lead |  |  |  | Domestic
MTR_021298 | 19330 144TH CT SE | L30 FAIRWOOD GLEN |  |  | Non-Lead - Other | No |  | 0 | Installation date is after the lead ban |  |  |  |  | Non-Lead - Other |  |  | Installation date is after the lead ban |  |  |  |  | Non-Lead |  |  |  | Domestic
MTR_006113 | 11766 SE 158TH PL | L17 BLK7 CASCADE VISTA#2 |  |  | Non-Lead - Other | No | 2014-04-16 | 0 | Rectified Plan |  |  |  |  | Non-Lead - Other |  |  | Statistical analysis |  |  |  |  | Non-Lead |  |  |  | Domestic
MTR_027867 | 11905 SE 220TH CT | L26 MEADOW GLEN II |  |  | Non-Lead - Other | No |  | 0 | Installation date is after the lead ban |  |  |  |  | Non-Lead - Other |  |  | Installation date is after the lead ban |  |  |  |  | Non-Lead |  |  |  | Domestic
MTR_005670 | 19830 118TH AVE SE | LOT 32 SPRING HILL |  |  | Non-Lead - Other | No | 1995-07-13 | 0 | Installation date is after the lead ban |  |  |  |  | Non-Lead - Other |  |  | Installation date is after the lead ban |  |  |  |  | Non-Lead |  |  |  | Domestic
MTR_016682 | 14922 SE 183RD ST | L18 CARRIAGEWOOD #3 |  |  | Non-Lead - Other | No | 1983-04-01 | 0 | Installation date is after the lead ban |  |  |  |  | Non-Lead - Other |  |  | Installation date is after the lead ban |  |  |  |  | Non-Lead |  |  |  | Domestic
MTR_006112 | 11756 SE 158TH PL | L16 BLK7 CASCADE VISTA#2 |  |  | Non-Lead - Other | No | 2014-04-16 | 0 | Rectified Plan |  |  |  |  | Non-Lead - Other |  |  | Statistical analysis |  |  |  |  | Non-Lead |  |  |  | Domestic
MTR_027600 | 12223 SE 217TH ST | LOT 25 GLEN MAR |  |  | Non-Lead - Plastic | No | 1975-04-29 | 1 | Rectified Plan | No |  |  |  | Non-Lead - Other |  |  | Installation date is after the lead ban |  |  |  |  | Non-Lead |  |  |  | Domestic
MTR_022713 | 11615 SE 196TH ST | 9904-004560 |  |  | Non-Lead - Other | No | 2001-03-28 | 0 | Rectified Plan |  |  |  |  | Non-Lead - Other |  |  | Statistical analysis |  |  |  |  | Non-Lead |  |  |  | Domestic
MTR_016654 | 18116 150TH CT SE | L23 CARRIAGEWOOD #2 |  |  | Non-Lead - Other | No | 1982-09-01 | 0 | Installation date is after the lead ban |  |  |  |  | Non-Lead - Other |  |  | Installation date is after the lead ban |  |  |  |  | Non-Lead |  |  |  | Domestic
MTR_028755 | 22215 110TH AVE SE | LOT 10 BENSON MEADOWS #3 |  |  | Non-Lead - Other | No |  | 0 | Installation date is after the lead ban |  |  |  |  | Non-Lead - Other |  |  | Installation date is after the lead ban |  |  |  |  | Non-Lead |  |  |  | Domestic
MTR_006980 | 16721 125TH AVE SE | L 64 CASCADE HILLS 7 |  |  | Non-Lead - Other | No | 2019-08-05 | 0 | Rectified Plan |  |  |  |  | Non-Lead - Other |  |  | Statistical analysis |  |  |  |  | Non-Lead |  |  |  | Domestic
MTR_023224 | 21011 97TH PL S | L39 WESTVIEW TERR. #2 |  |  | Non-Lead - Other | No | 2008-10-29 | 0 | Rectified Plan |  |  |  |  | Non-Lead - Other |  |  | Statistical analysis |  |  |  |  | Non-Lead |  |  |  | Domestic
MTR_021440 | 19817 144TH PL SE | RUDDELLS 3RD L 65 |  |  | Non-Lead - Other | No |  | 0 | Installation date is after the lead ban |  |  |  |  | Non-Lead - Other |  |  | Installation date is after the lead ban |  |  |  |  | Non-Lead |  |  |  | Domestic
MTR_011782 | 13058 SE 161ST ST | L24 FAIRWOOD DIV. #9 |  |  | Non-Lead - Other | No |  | 1 | Installation date is after the lead ban |  |  |  |  | Non-Lead - Other |  |  | Installation date is after the lead ban |  |  |  |  | Non-Lead |  |  |  | Domestic
MTR_023228 | 21219 97TH PL S | 9908-000390 |  |  | Non-Lead - Other | No | 2008-10-29 | 0 | Installation date is after the lead ban |  |  |  |  | Non-Lead - Other |  |  | Installation date is after the lead ban |  |  |  |  | Non-Lead |  |  |  | Domestic
MTR_021187 | 14122 SE 198TH ST | LOT 2 LAKE YOUNGS PLACE |  |  | Non-Lead - Other | No | 1995-10-23 | 0 | Installation date is after the lead ban |  |  |  |  | Non-Lead - Other |  |  | Installation date is after the lead ban |  |  |  |  | Non-Lead |  |  |  | Domestic
MTR_029568 | 22527 113TH PL SE | LOT 84 KENTON FIRS |  |  | Non-Lead - Other | Unknown |  | 0 | Statistical analysis |  |  |  |  | Non-Lead - Other |  |  | Statistical analysis |  |  |  |  | Non-Lead |  |  |  | Domestic
MTR_027316 | 13214 SE 234TH ST | LOT 4 MEGANS MEADOW |  |  | Non-Lead - Plastic | No |  | 0 | Rectified Plan | No |  |  |  | Non-Lead - Other |  |  | Installation date is after the lead ban |  |  |  |  | Non-Lead |  |  |  | Domestic
MTR_027969 | 22113 123RD AVE SE | LOT 12 GLENCARIN SOUTH |  |  | Non-Lead - Other | No |  | 0 | Installation date is after the lead ban |  |  |  |  | Non-Lead - Other |  |  | Installation date is after the lead ban |  |  |  |  | Non-Lead |  |  |  | Domestic
MTR_029173 | 11321 SE 226TH ST | LOT 92 KENTON FIRS |  |  | Non-Lead - Other | Unknown |  | 0 | Statistical analysis |  |  |  |  | Non-Lead - Other |  |  | Statistical analysis |  |  |  |  | Non-Lead |  |  |  | Domestic
MTR_029097 | 22110 111TH PL SE | L4 BENSON MEADOWS #2 |  |  | Non-Lead - Other | No |  | 0 | Installation date is after the lead ban |  |  |  |  | Non-Lead - Other |  |  | Installation date is after the lead ban |  |  |  |  | Non-Lead |  |  |  | Domestic
MTR_027735 | 12330 SE 221ST ST | LOT 41 GLENCARIN SOUTH |  |  | Non-Lead - Other | No |  | 0 | Installation date is after the lead ban |  |  |  |  | Non-Lead - Other |  |  | Installation date is after the lead ban |  |  |  |  | Non-Lead |  |  |  | Domestic
MTR_025240 | 12530 SE 212TH PL | L351 GLENCARIN #2 |  |  | Non-Lead - Other | No | 1968-07-31 | 0 | Installation date is after the lead ban |  |  |  |  | Non-Lead - Other |  |  | Installation date is after the lead ban |  |  |  |  | Non-Lead |  |  |  | Domestic
MTR_021794 | 19830 133RD PL SE | LOT 37 FOREST TRAILS #2 |  |  | Non-Lead - Other | No |  | 0 | Installation date is after the lead ban |  |  |  |  | Non-Lead - Other |  |  | Installation date is after the lead ban |  |  |  |  | Non-Lead |  |  |  | Assumed
MTR_029642 | 11503 SE 227TH PL | L41 KENTON FIRS |  |  | Non-Lead - Other | Unknown |  | 0 | Statistical analysis |  |  |  |  | Non-Lead - Other |  |  | Statistical analysis |  |  |  |  | Non-Lead |  |  |  | Domestic
MTR_027668 | 12030 SE 223RD DR | LOT 75 MEADOWGREEN EST |  |  | Non-Lead - Other | No |  | 0 | Installation date is after the lead ban |  |  |  |  | Non-Lead - Other |  |  | Installation date is after the lead ban |  |  |  |  | Non-Lead |  |  |  | Domestic
MTR_027380 | 23600 137TH AVE SE | LOT 21 NORTHPEAK CREST |  |  | Non-Lead - Other | No | 1979-07-01 | 0 | Installation date is after the lead ban |  |  |  |  | Non-Lead - Other |  |  | Installation date is after the lead ban |  |  |  |  | Non-Lead |  |  |  | Domestic
MTR_016829 | 15440 SE 183RD DR | LOT 36 CARRIAGEWOOD #6 |  |  | Non-Lead - Other | No | 1983-08-01 | 0 | Installation date is after the lead ban |  |  |  |  | Non-Lead - Other |  |  | Installation date is after the lead ban |  |  |  |  | Non-Lead |  |  |  | Domestic
MTR_027972 | 11624 SE 223RD DR | LOT 136 MEADOWGREEN EST. |  |  | Non-Lead - Other | No |  | 0 | Installation date is after the lead ban |  |  |  |  | Non-Lead - Other |  |  | Installation date is after the lead ban |  |  |  |  | Non-Lead |  |  |  | Domestic
MTR_027499 | 13512 SE 239TH ST | LOT 7 MERIDIAN EAST |  |  | Non-Lead - Other | No | 1988-04-01 | 0 | Installation date is after the lead ban |  |  |  |  | Non-Lead - Other |  |  | Installation date is after the lead ban |  |  |  |  | Non-Lead |  |  |  | Domestic
MTR_023008 | 12419 SE 198TH PL | LOT 4 MORFORD PARK |  |  | Non-Lead - Other | No |  | 0 | Installation date is after the lead ban |  |  |  |  | Non-Lead - Other |  |  | Installation date is after the lead ban |  |  |  |  | Non-Lead |  |  |  | Assumed
MTR_029540 | 11147 SE 226TH ST | LOT 44 KENTON FIRS 2 |  |  | Non-Lead - Other | Unknown |  | 0 | Statistical analysis |  |  |  |  | Non-Lead - Other |  |  | Statistical analysis |  |  |  |  | Non-Lead |  |  |  | Domestic
MTR_027976 | 21725 119TH LN SE | TAX LOT 131 9-22-5 |  |  | Non-Lead - Other | No |  | 0 | Installation date is after the lead ban |  |  |  |  | Non-Lead - Other |  |  | Installation date is after the lead ban |  |  |  |  | Non-Lead |  |  |  | Domestic
MTR_024953 | 11917 SE 209TH PL | LOT 5 BOCEKS FIRST ADDITION |  |  | Non-Lead - Plastic | No | 1995-06-12 | 0 | Rectified Plan | No |  |  |  | Non-Lead - Other |  |  | Installation date is after the lead ban |  |  |  |  | Non-Lead |  |  |  | Domestic
MTR_015751 | 18918 140TH AVE SE | 9925-000540 |  |  | Non-Lead - Other | No | 2004-11-04 | 0 | Rectified Plan |  |  |  |  | Non-Lead - Other |  |  | Statistical analysis |  |  |  |  | Non-Lead |  |  |  | Domestic
MTR_025328 | 21559 123RD AVE SE | L272 GLENCARIN #2 |  |  | Non-Lead - Other | No | 1968-07-31 | 0 | Installation date is after the lead ban |  |  |  |  | Non-Lead - Other |  |  | Installation date is after the lead ban |  |  |  |  | Non-Lead |  |  |  | Domestic
MTR_027985 | 11919 SE 219TH PL | LOT 11 CROWN ROYAL |  |  | Non-Lead - Other | No |  | 0 | Installation date is after the lead ban |  |  |  |  | Non-Lead - Other |  |  | Installation date is after the lead ban |  |  |  |  | Non-Lead |  |  |  | Assumed
MTR_024976 | 11608 SE 210TH PL | LOT 39 VILLA ESTATES |  |  | Non-Lead - Plastic | No | 1977-08-01 | 1 | Rectified Plan | No |  |  |  | Non-Lead - Other |  |  | Installation date is after the lead ban |  |  |  |  | Non-Lead |  |  |  | Domestic
MTR_018184 | 14134 SE 182ND ST | LOT 78 FAIRWOOD FIRS |  |  | Non-Lead - Other | No | 1986-05-01 | 0 | Installation date is after the lead ban |  |  |  |  | Non-Lead - Other |  |  | Installation date is after the lead ban |  |  |  |  | Non-Lead |  |  |  | Domestic
MTR_025224 | 21417 122ND PL SE | L217 GLENCARIN #2 |  |  | Non-Lead - Other | No | 1968-07-31 | 0 | Installation date is after the lead ban |  |  |  |  | Non-Lead - Other |  |  | Installation date is after the lead ban |  |  |  |  | Non-Lead |  |  |  | Domestic
MTR_011282 | 16451 111TH AVE SE | LOT 11 BLOCK 7 AKERS FARMS #6 |  |  | Non-Lead - Other | Unknown |  | 0 | Statistical analysis |  |  |  |  | Non-Lead - Other |  |  | Statistical analysis |  |  |  |  | Non-Lead |  |  |  | Domestic
MTR_019250 | 9501 S 199TH ST | L10 SPBROOK RANCHETTES#2 |  |  | Non-Lead - Other | Unknown |  | 0 | Statistical analysis |  |  |  |  | Non-Lead - Other |  |  | Statistical analysis |  |  |  |  | Non-Lead |  |  |  | Assumed
MTR_020106 | 10042 SE 192ND ST | LOT 16 HI-VIEW HEIGHTS |  |  | Non-Lead - Other | No | 2004-01-26 | 0 | Installation date is after the lead ban |  |  |  |  | Non-Lead - Other |  |  | Installation date is after the lead ban |  |  |  |  | Non-Lead |  |  |  | Domestic
MTR_011229 | 16519 116TH AVE SE | LOT 13 BIEGLER-NILLES ADDITION |  |  | Non-Lead - Other | Unknown |  | 0 | Statistical analysis |  |  |  |  | Non-Lead - Other |  |  | Statistical analysis |  |  |  |  | Non-Lead |  |  |  | Assumed
MTR_020070 | 20112 105TH AVE SE | LOT 13 MURPHEYS LANDING |  |  | Non-Lead - Other | No | 2002-12-17 | 0 | Installation date is after the lead ban |  |  |  |  | Non-Lead - Other |  |  | Installation date is after the lead ban |  |  |  |  | Non-Lead |  |  |  | Domestic
MTR_028231 | 13107 SE 219TH ST | LOT 7 MARYLYN PLACE |  |  | Non-Lead - Other | No | 2014-07-17 | 0 | Installation date is after the lead ban |  |  |  |  | Non-Lead - Other |  |  | Installation date is after the lead ban |  |  |  |  | Non-Lead |  |  |  | Domestic
MTR_024940 | 11907 SE 209TH PL | LOT 3 BOCEKS 1ST ADDITION |  |  | Non-Lead - Plastic | No | 1995-06-12 | 0 | Rectified Plan | No |  |  |  | Non-Lead - Other |  |  | Installation date is after the lead ban |  |  |  |  | Non-Lead |  |  |  | Domestic
MTR_011267 | 11116 SE 166TH PL | LOT 2 KCSP #385022 |  |  | Non-Lead - Other | Unknown |  | 0 | Statistical analysis |  |  |  |  | Non-Lead - Other |  |  | Statistical analysis |  |  |  |  | Non-Lead |  |  |  | Assumed
MTR_018507 | 20510 93RD PL S | UNIT 4 BLDG 5 COPPER RIDGE |  |  | Non-Lead - Other | No | 2014-02-18 | 0 | Installation date is after the lead ban |  |  |  |  | Non-Lead - Other |  |  | Installation date is after the lead ban |  |  |  |  | Non-Lead |  |  |  | Domestic
MTR_029997 | 12648 SE 162ND ST | L16 BK2 CASCADE VISTA #4 |  |  | Non-Lead - Other | No | 2016-06-22 | 0.75 | Rectified Plan |  |  |  |  | Non-Lead - Other |  |  | Statistical analysis |  |  |  |  | Non-Lead |  |  |  | Domestic
MTR_014141 | 17445 116TH AVE SE | TAX LOT 97 29-23-5 |  |  | Non-Lead - Other | No | 2018-01-18 | 1 | Statistical analysis |  |  |  |  | Non-Lead - Other |  |  | Statistical analysis |  |  |  |  | Non-Lead |  |  |  | Domestic
MTR_011202 | 11307 SE 164TH ST | 9901-002400 |  |  | Non-Lead Plastic | No | 2007-09-20 | 0 | Rectified Plan | Yes | Visual inspection at the meter pit | 2024-02-06 |  | Galvanized Requiring Replacement |  |  | Field inspection only with no records | Yes | Visual inspection at the meter pit | 2024-02-06 |  | Galvanized Requiring Replacement |  |  |  | Domestic
MTR_025749 | 21323 116TH AVE SE | 9910-004200 |  |  | Non-Lead - Other | No |  | 0 | Installation date is after the lead ban |  |  |  |  | Non-Lead - Other |  |  | Installation date is after the lead ban |  |  |  |  | Non-Lead |  |  |  | Assumed
MTR_030007 | 12672 SE 161ST ST | L 13 V 1 CASCADE VISTA 4 |  |  | Non-Lead - Other | No | 2016-06-22 | 0.75 | Rectified Plan |  |  |  |  | Non-Lead - Other |  |  | Statistical analysis |  |  |  |  | Non-Lead |  |  |  | Domestic
MTR_025373 | 21003 121ST PL SE | L 22 CARENA TERRACE 1 |  |  | Non-Lead - Other | No |  | 0 | Installation date is after the lead ban |  |  |  |  | Non-Lead - Other |  |  | Installation date is after the lead ban |  |  |  |  | Non-Lead |  |  |  | Domestic
MTR_011150 | 16239 114TH AVE SE |  |  |  | Non-Lead - Other | No |  | 0 | Installation date is after the lead ban |  |  |  |  | Non-Lead - Other |  |  | Installation date is after the lead ban |  |  |  |  | Non-Lead |  |  |  | Domestic
MTR_018501 | 20609 93RD PL S | BUILDING 10 UNIT 1 COPPER RIDGE |  |  | Non-Lead - Other | No | 2014-02-18 | 0 | Installation date is after the lead ban |  |  |  |  | Non-Lead - Other |  |  | Installation date is after the lead ban |  |  |  |  | Non-Lead |  |  |  | Domestic
MTR_011317 | 16410 108TH AVE SE | LOT 2 KCSPL02S0004 |  |  | Non-Lead - Other | No |  | 0.75 | Installation date is after the lead ban |  |  |  |  | Non-Lead - Other |  |  | Installation date is after the lead ban |  |  |  |  | Non-Lead |  |  |  | Assumed
MTR_011114 | 16030 113TH AVE SE | N92 OF S242 LOT5 BLK1 AKERS FARM |  |  | Non-Lead - Other | Unknown |  | 0 | Statistical analysis |  |  |  |  | Non-Lead - Other |  |  | Statistical analysis |  |  |  |  | Non-Lead |  |  |  | Domestic
MTR_018717 | 20028 92ND AVE S | TAX LOT 18 SEC 6-22-5 |  |  | Non-Lead - Other | Unknown |  | 0 | Statistical analysis |  |  |  |  | Non-Lead - Other |  |  | Statistical analysis |  |  |  |  | Non-Lead |  |  |  | Assumed
MTR_015472 | 12749 SE 174TH ST | BUILDING 6 UNIT 8 AKA 6-B LA FORTUNA TOWNHOMES |  |  | Non-Lead - Other | No | 2007-05-29 | 0 | Installation date is after the lead ban |  |  |  |  | Non-Lead - Other |  |  | Installation date is after the lead ban |  |  |  |  | Non-Lead |  |  |  | Domestic
MTR_018147 | 17822 145TH AVE SE | L38 CARRIAGE LANE #2 |  |  | Non-Lead - Other | No | 2004-04-02 | 0 | Rectified Plan |  |  |  |  | Non-Lead - Other |  |  | Statistical analysis |  |  |  |  | Non-Lead |  |  |  | Domestic
MTR_013983 | 17405 116TH AVE SE | REC BLDG-GAINSBOROUGH COMMONS |  |  | Non-Lead - Other | No |  | 1 | Installation date is after the lead ban |  |  |  |  | Non-Lead - Other |  |  | Installation date is after the lead ban |  |  |  |  | Non-Lead |  |  |  | Unknown
MTR_015474 | 12753 SE 174TH ST | BUILDING 6 UNIT 7 AKA 6-C LA FORTUNA TOWNHOMES |  |  | Non-Lead - Other | No | 2007-05-29 | 0 | Installation date is after the lead ban |  |  |  |  | Non-Lead - Other |  |  | Installation date is after the lead ban |  |  |  |  | Non-Lead |  |  |  | Domestic
MTR_018136 | 14600 SE 178TH PL | L63 CARRAIGE LANE #2 |  |  | Non-Lead - Other | No | 2004-04-02 | 0 | Installation date is after the lead ban |  |  |  |  | Non-Lead - Other |  |  | Installation date is after the lead ban |  |  |  |  | Non-Lead |  |  |  | Domestic
MTR_020170 | 19221 108TH AVE SE | POR L18 PANT LK GARD TRT |  |  | Non-Lead - Other | Unknown |  | 0 | Statistical analysis |  |  |  |  | Non-Lead - Other |  |  | Statistical analysis |  |  |  |  | Non-Lead |  |  |  | Assumed
MTR_025197 | 21525 122ND PL SE | L222 GLENCARIN #2 |  |  | Non-Lead - Other | No | 1968-07-31 | 0 | Installation date is after the lead ban |  |  |  |  | Non-Lead - Other |  |  | Installation date is after the lead ban |  |  |  |  | Non-Lead |  |  |  | Domestic
MTR_015475 | 12757 SE 174TH ST | BUILDING 6 UNIT 6 AKA 6-D LA FORTUNA TOWNHOMES |  |  | Non-Lead - Other | No | 2007-05-29 | 0 | Installation date is after the lead ban |  |  |  |  | Non-Lead - Other |  |  | Installation date is after the lead ban |  |  |  |  | Non-Lead |  |  |  | Domestic
MTR_016069 | 18008 161ST CT SE | LOT 3 SHORT PLAT #1087011/WHITNEY P LACE |  |  | Non-Lead - Other | No |  | 0 | Installation date is after the lead ban |  |  |  |  | Non-Lead - Other |  |  | Installation date is after the lead ban |  |  |  |  | Non-Lead |  |  |  | Domestic
MTR_023597 | 22119 96TH PL S | LOT 18 CANYON CREST ESTATES (CANYON CREEK) |  |  | Non-Lead - Other | No | 1996-09-25 | 0 | Installation date is after the lead ban |  |  |  |  | Non-Lead - Other |  |  | Installation date is after the lead ban |  |  |  |  | Non-Lead |  |  |  | Domestic
MTR_026105 | 20537 122ND PL SE | TAX LOT 109 4-22-5 |  |  | Non-Lead - Other | No | 1995-08-31 | 0 | Rectified Plan |  |  |  |  | Non-Lead - Other |  |  | Statistical analysis |  |  |  |  | Non-Lead |  |  |  | Domestic
MTR_015476 | 12761 SE 174TH ST | BUILDING 6 UNIT 5 AKA 6-E LA FORTUNA TOWNHOMES |  |  | Non-Lead - Other | No | 2007-05-29 | 0 | Installation date is after the lead ban |  |  |  |  | Non-Lead - Other |  |  | Installation date is after the lead ban |  |  |  |  | Non-Lead |  |  |  | Domestic
MTR_016238 | 17610 162ND AVE SE | LOT 79 CANDLEWOOD RIDGE #3 |  |  | Non-Lead - Other | No | 1977-07-13 | 1 | Installation date is after the lead ban |  |  |  |  | Non-Lead - Other |  |  | Installation date is after the lead ban |  |  |  |  | Non-Lead |  |  |  | Domestic
MTR_015759 | 14110 SE 188TH WAY | LOT 6 FAIRHAVEN #1 |  |  | Non-Lead - Other | No | 1995-08-03 | 0 | Installation date is after the lead ban |  |  |  |  | Non-Lead - Other |  |  | Installation date is after the lead ban |  |  |  |  | Non-Lead |  |  |  | Domestic
MTR_026282 | 11826 SE 204TH ST | LOT 10 EAST PANTHER #1 |  |  | Non-Lead - Other | No |  | 0 | Installation date is after the lead ban |  |  |  |  | Non-Lead - Other |  |  | Installation date is after the lead ban |  |  |  |  | Non-Lead |  |  |  | Assumed
MTR_015477 | 12765 SE 174TH ST | BUILDING 6 UNIT 4 AKA 6-F LA FORTUNA TOWNHOMES |  |  | Non-Lead - Other | No | 2007-05-29 | 0 | Installation date is after the lead ban |  |  |  |  | Non-Lead - Other |  |  | Installation date is after the lead ban |  |  |  |  | Non-Lead |  |  |  | Domestic
MTR_019627 | IRRIGATION-MORGAN | IRRIGATION-MORGAN CT-BTN BLDGS E/F |  |  | Non-Lead - Other | No |  |  | Installation date is after the lead ban |  |  |  |  | Non-Lead - Other |  |  | Installation date is after the lead ban |  |  |  |  | Non-Lead
MTR_018480 | 20409 98TH PL S | LOT 8 PAZOOKI SHORT PLAT |  |  | Non-Lead - Other | No | 2009-03-27 | 0 | Installation date is after the lead ban |  |  |  |  | Non-Lead - Other |  |  | Installation date is after the lead ban |  |  |  |  | Non-Lead |  |  |  | Domestic
MTR_018354 | 14243 SE 179TH PL | L8 CARRIAGE LANE#1 |  |  | Non-Lead - Other | No |  | 0 | Installation date is after the lead ban |  |  |  |  | Non-Lead - Other |  |  | Installation date is after the lead ban |  |  |  |  | Non-Lead |  |  |  | Assumed
MTR_001189 | 12316 SE 236TH PL | LOT 34 OAKDALE |  |  | Non-Lead - Other | No | 1989-04-20 | 6 | Rectified Plan | No |  |  |  | Non-Lead - Other |  |  | Installation date is after the lead ban |  |  |  |  | Non-Lead |  |  |  | Domestic
MTR_012654 | 17213 174TH AVE SE | LOT 2 KING COUNTRY SHORT PLAT 48409 4 |  |  | Non-Lead - Plastic | No | 2010-01-19 | 1 | Rectified Plan |  |  |  |  | Non-Lead - Other |  |  | Installation date is after the lead ban |  |  |  |  | Non-Lead |  |  |  | Domestic
MTR_026173 | 20716 123RD PL SE | LOT 19 SWANSON COURT. |  |  | Non-Lead - Other | Unknown |  | 0 | Statistical analysis |  |  |  |  | Non-Lead - Other |  |  | Statistical analysis |  |  |  |  | Non-Lead |  |  |  | Domestic
MTR_015133 | 12126 SE 160TH ST | L2 B1 CASCADE VILLAGE 2 |  |  | Non-Lead - Other | No | 2014-04-16 | 1 | Rectified Plan |  |  |  |  | Non-Lead - Other |  |  | Statistical analysis |  |  |  |  | Non-Lead |  |  |  | Domestic
MTR_001190 | 12520 SE PETROVITSKY RD |  |  |  | Non-Lead - Other | Unknown |  | 0 | Statistical analysis |  |  |  |  | Non-Lead - Other |  |  | Statistical analysis |  |  |  |  | Non-Lead |  |  |  | Domestic
MTR_019336 | 9729 S 200TH ST | LOT 2 K.C.S.P. 683031 |  |  | Non-Lead - Other | No |  | 0 | Installation date is after the lead ban |  |  |  |  | Non-Lead - Other |  |  | Installation date is after the lead ban |  |  |  |  | Non-Lead |  |  |  | Assumed
MTR_026095 | 20418 121ST WAY SE | LOT 12 FENTON RIDGE (WILLOW RIDGE) |  |  | Non-Lead - Other | No | 1995-08-31 | 0 | Installation date is after the lead ban |  |  |  |  | Non-Lead - Other |  |  | Installation date is after the lead ban |  |  |  |  | Non-Lead |  |  |  | Domestic
MTR_015064 | 15782 118TH PL SE | L9 BLK5 CASCADE VISTA#2 |  |  | Non-Lead - Other | No | 2014-04-16 | 1 | Rectified Plan |  |  |  |  | Non-Lead - Other |  |  | Statistical analysis |  |  |  |  | Non-Lead |  |  |  | Domestic
MTR_020555 | 19804 104TH AVE SE | L3 MORTGAGE MANOR |  |  | Non-Lead - Other | Unknown |  | 0 | Statistical analysis |  |  |  |  | Non-Lead - Other |  |  | Statistical analysis |  |  |  |  | Non-Lead |  |  |  | Assumed
MTR_014117 | 16827 BENSON RD S | W 100 OF E 200 LOT 20 BLOCK 4 AKE R'S FARMS #5 |  |  | Non-Lead - Other | Unknown |  | 0.75 | Statistical analysis |  |  |  |  | Non-Lead - Other |  |  | Statistical analysis |  |  |  |  | Non-Lead |  |  |  | Assumed
MTR_026289 | 20503 120TH AVE SE | LOT 19 PANTHER LAKE TERRACE #2 |  |  | Non-Lead - Other | No |  | 0 | Installation date is after the lead ban |  |  |  |  | Non-Lead - Other |  |  | Installation date is after the lead ban |  |  |  |  | Non-Lead |  |  |  | Domestic
MTR_015076 | 15744 120TH AVE SE | L7 B1 CASCADE VILLAGE 1 |  |  | Non-Lead - Other | No | 2014-04-16 | 1 | Rectified Plan |  |  |  |  | Non-Lead - Other |  |  | Statistical analysis |  |  |  |  | Non-Lead |  |  |  | Domestic
MTR_017578 | 18314 130TH AVE SE | LOT 4 FOX ESTATES |  |  | Non-Lead - Other | No | 1988-01-19 | 0 | Installation date is after the lead ban |  |  |  |  | Non-Lead - Other |  |  | Installation date is after the lead ban |  |  |  |  | Non-Lead |  |  |  | Domestic
MTR_023289 | 21420 95TH PL S | LOT 7 GARRISON HEIGHTS |  |  | Non-Lead - Other | No |  | 0 | Installation date is after the lead ban |  |  |  |  | Non-Lead - Other |  |  | Installation date is after the lead ban |  |  |  |  | Non-Lead |  |  |  | Assumed
MTR_011189 | 1810 S 27TH ST | LOT 4 BLOCK 10 AKERS FARMS #6 |  |  | Non-Lead - Other | Unknown |  | 0.75 | Statistical analysis |  |  |  |  | Non-Lead - Other |  |  | Statistical analysis |  |  |  |  | Non-Lead |  |  |  | Assumed
MTR_017581 | 18325 130TH AVE SE | LOT 11 FOX ESTATES |  |  | Non-Lead - Other | No | 1988-01-19 | 0 | Installation date is after the lead ban |  |  |  |  | Non-Lead - Other |  |  | Installation date is after the lead ban |  |  |  |  | Non-Lead |  |  |  | Domestic
MTR_006097 | 15735 117TH AVE SE | LOT 18 BLOCK 1 CASCADE VISTA #2 |  |  | Non-Lead - Other | No | 2014-04-16 | 0 | Rectified Plan |  |  |  |  | Non-Lead - Other |  |  | Statistical analysis |  |  |  |  | Non-Lead |  |  |  | Domestic
MTR_023288 | 21508 95TH PL S | LOT 10 GARRISON HEIGHTS |  |  | Non-Lead - Other | No |  | 0 | Installation date is after the lead ban |  |  |  |  | Non-Lead - Other |  |  | Installation date is after the lead ban |  |  |  |  | Non-Lead |  |  |  | Assumed
MTR_020959 | 18517 134TH AVE SE | LOT 79 FOREST ESTATES |  |  | Non-Lead - Other | No | 1978-08-01 | 0 | Installation date is after the lead ban |  |  |  |  | Non-Lead - Other |  |  | Installation date is after the lead ban |  |  |  |  | Non-Lead |  |  |  | Domestic
MTR_006111 | 15751 118TH AVE SE | L22 BLK7 CASCADE VISTA#2 |  |  | Non-Lead Plastic | No | 2014-04-16 | 0 | Rectified Plan | Yes | Visual inspection at the meter pit | 2024-02-07 |  | Galvanized Requiring Replacement |  |  | Field inspection only with no records | Yes | Visual inspection at the meter pit | 2024-02-07 |  | Galvanized Requiring Replacement |  |  |  | Domestic
MTR_012398 | 18354 W LK DESIRE DR SE | 9929-002113-LOT 24 BLK 1 LK DESIRE SUMMER HOME TRACTS |  |  | Non-Lead - Plastic | No | 2010-01-20 | 1 | Rectified Plan |  |  |  |  | Non-Lead - Other |  |  | Installation date is after the lead ban |  |  |  |  | Non-Lead |  |  |  | Domestic
MTR_020800 | 18603 131ST AVE SE | L 52 BLVD. LANE 4 |  |  | Non-Lead - Other | No | 1968-06-14 | 0 | Installation date is after the lead ban |  |  |  |  | Non-Lead - Other |  |  | Installation date is after the lead ban |  |  |  |  | Non-Lead |  |  |  | Domestic
MTR_028043 | 11729 SE 221ST ST | LOT 10 MEADOW GLEN |  |  | Non-Lead - Other | No |  | 0 | Installation date is after the lead ban |  |  |  |  | Non-Lead - Other |  |  | Installation date is after the lead ban |  |  |  |  | Non-Lead |  |  |  | Domestic
MTR_000217 | 10717 SE 172ND ST | E 231 OF S120 OF N150 OF SE1/4 O F SW1/2 29-23-5 |  |  | Non-Lead - Other | No | 2019-02-19 | 0.75 | Installation date is after the lead ban |  |  |  |  | Non-Lead - Other |  |  | Installation date is after the lead ban |  |  |  |  | Non-Lead |  |  |  | Domestic
MTR_028146 | 22250 131ST AVE SE | LOT 13 MATHESON PARK #2 |  |  | Non-Lead - Other | No | 1995-07-21 | 0 | Installation date is after the lead ban |  |  |  |  | Non-Lead - Other |  |  | Installation date is after the lead ban |  |  |  |  | Non-Lead |  |  |  | Domestic
MTR_029450 | 11613 SE 225TH ST | LOT 4 MAPLEWOOD EAST |  |  | Non-Lead - Other | No |  | 0 | Installation date is after the lead ban |  |  |  |  | Non-Lead - Other |  |  | Installation date is after the lead ban |  |  |  |  | Non-Lead |  |  |  | Domestic
MTR_027622 | 22124 117TH PL SE | TAX LOT 44 S-T-R 9-22-5 |  |  | Non-Lead - Copper | No |  | 1 | Rectified Plan | No |  |  |  | Non-Lead - Other |  |  | Installation date is after the lead ban |  |  |  |  | Non-Lead |  |  |  | Domestic
MTR_022546 | NE CORNER OF SE 194TH ST & 114TH PL SE | IRRIGATION TRACT F PLATEAU @ PANTHER LK |  |  | Non-Lead - Other | No | 2007-03-05 | 0 | Statistical analysis |  |  |  |  | Non-Lead - Other |  |  | Statistical analysis |  |  |  |  | Non-Lead |  |  |  | Domestic
MTR_018619 | 9431 S 204TH PL | LOT 15 CHESTNUT RIDGE #2 |  |  | Non-Lead - Other | No |  | 0 | Installation date is after the lead ban |  |  |  |  | Non-Lead - Other |  |  | Installation date is after the lead ban |  |  |  |  | Non-Lead |  |  |  | Domestic
MTR_029415 | 11652 SE 227TH PL | LOT 7 SUNNY HILL |  |  | Non-Lead - Other | No | 2007-05-23 | 0 | Rectified Plan |  |  |  |  | Non-Lead - Other |  |  | Statistical analysis |  |  |  |  | Non-Lead |  |  |  | Domestic
MTR_020128 | 10215 SE 192ND ST | L2 SP 1177007 |  |  | Non-Lead - Other | No |  | 0 | Installation date is after the lead ban |  |  |  |  | Non-Lead - Other |  |  | Installation date is after the lead ban |  |  |  |  | Non-Lead |  |  |  | Assumed
MTR_028936 | 22116 112TH PL SE | LOT 13 PEDERSON PLACE #2 (VICTORIA |  |  | Non-Lead - Other | No |  | 0 | Installation date is after the lead ban |  |  |  |  | Non-Lead - Other |  |  | Installation date is after the lead ban |  |  |  |  | Non-Lead |  |  |  | Domestic
MTR_018432 | 9301 S 203RD PL | LOT 12 WHITNEY HEIGHTS |  |  | Non-Lead - Other | No | 1995-11-22 | 0 | Installation date is after the lead ban |  |  |  |  | Non-Lead - Other |  |  | Installation date is after the lead ban |  |  |  |  | Non-Lead |  |  |  | Domestic
MTR_020316 | 20125 108TH AVE SE | TAX LOT 96 SECTION 5-22-5 |  |  | Non-Lead - Other | Unknown |  | 0 | Statistical analysis |  |  |  |  | Non-Lead - Other |  |  | Statistical analysis |  |  |  |  | Non-Lead |  |  |  | Assumed
MTR_029419 | 11910 SE 228TH PL | LOT 24 HUNTERS RUN |  |  | Non-Lead - Other | No |  | 0 | Installation date is after the lead ban |  |  |  |  | Non-Lead - Other |  |  | Installation date is after the lead ban |  |  |  |  | Non-Lead |  |  |  | Domestic
MTR_020044 | 10502 SE 204TH PL | LOT 1 KAYWOOD ESTATES 2 |  |  | Non-Lead - Other | No | 1998-02-02 | 0 | Installation date is after the lead ban |  |  |  |  | Non-Lead - Other |  |  | Installation date is after the lead ban |  |  |  |  | Non-Lead |  |  |  | Domestic
MTR_020012 | 20303 102ND AVE SE | LOT 10 MAPLE TREE ESTATES |  |  | Non-Lead - Other | No | 2009-08-19 | 0 | Installation date is after the lead ban |  |  |  |  | Non-Lead - Other |  |  | Installation date is after the lead ban |  |  |  |  | Non-Lead |  |  |  | Domestic
MTR_024272 | 21905 95TH PL S | LOT 3 GARRISON CREEK #2/PARCEL # |  |  | Non-Lead - Other | No |  | 0 | Installation date is after the lead ban |  |  |  |  | Non-Lead - Other |  |  | Installation date is after the lead ban |  |  |  |  | Non-Lead |  |  |  | Assumed
MTR_029339 | 22808 117TH PL SE | LOT 9 HUNTERS RUN |  |  | Non-Lead - Other | No |  | 0 | Installation date is after the lead ban |  |  |  |  | Non-Lead - Other |  |  | Installation date is after the lead ban |  |  |  |  | Non-Lead |  |  |  | Domestic
MTR_001194 | 23448 127TH AVE SE | L 61 MERIDIAN VILLA EST |  |  | Non-Lead - Other | No |  | 0 | Installation date is after the lead ban |  |  |  |  | Non-Lead - Other |  |  | Installation date is after the lead ban |  |  |  |  | Non-Lead |  |  |  | Assumed
MTR_028543 | 22328 123RD PL SE | LOT 46 SUMMERGLEN #1 |  |  | Non-Lead - Other | No |  | 0 | Installation date is after the lead ban |  |  |  |  | Non-Lead - Other |  |  | Installation date is after the lead ban |  |  |  |  | Non-Lead |  |  |  | Domestic
MTR_014242 | 17022 108TH AVE SE | W 1/2 TL 31 SEC 29-23-5 |  |  | Non-Lead - Other | Unknown |  | 1 | Statistical analysis |  |  |  |  | Non-Lead - Other |  |  | Statistical analysis |  |  |  |  | Non-Lead |  |  |  | Domestic
MTR_027173 | 13022 SE 236TH PL | L4 TWIN CREEKS |  |  | Non-Lead - Other | No |  | 1 | Installation date is after the lead ban |  |  |  |  | Non-Lead - Other |  |  | Installation date is after the lead ban |  |  |  |  | Non-Lead |  |  |  | Domestic
MTR_026398 | 13405 SE 230TH ST | LOT 4 BLK3 STARCREST ADD |  |  | Non-Lead - Other | No | 2005-06-17 | 0 | Rectified Plan |  |  |  |  | Non-Lead - Other |  |  | Statistical analysis |  |  |  |  | Non-Lead |  |  |  | Domestic
MTR_028454 | 22343 126TH PL SE | LOT 110 SUMMERGLEN #3 |  |  | Non-Lead - Other | No |  | 0 | Installation date is after the lead ban |  |  |  |  | Non-Lead - Other |  |  | Installation date is after the lead ban |  |  |  |  | Non-Lead |  |  |  | Domestic
MTR_018495 | 20403 93RD PL S | LOT 6 UNIT 1 COPPER RIDGE |  |  | Non-Lead - Other | No | 2014-02-18 | 0 | Installation date is after the lead ban |  |  |  |  | Non-Lead - Other |  |  | Installation date is after the lead ban |  |  |  |  | Non-Lead |  |  |  | Domestic
MTR_024287 | 21642 98TH AVE S | L 13 VERDE MESA |  |  | Non-Lead - Other | Unknown |  | 0 | Statistical analysis |  |  |  |  | Non-Lead - Other |  |  | Statistical analysis |  |  |  |  | Non-Lead |  |  |  | Assumed
MTR_015478 | 12769 SE 174TH ST | BUILDING 6 UNIT 3 AKA 6-G LA FORTUNA TOWNHOMES |  |  | Non-Lead - Other | No | 2007-05-29 | 0 | Installation date is after the lead ban |  |  |  |  | Non-Lead - Other |  |  | Installation date is after the lead ban |  |  |  |  | Non-Lead |  |  |  | Domestic
MTR_018984 | 18700 107TH AVE SE | LOT 27 GREENLEAF |  |  | Non-Lead - Other | No | 2016-01-29 | 0 | Installation date is after the lead ban |  |  |  |  | Non-Lead - Other |  |  | Installation date is after the lead ban |  |  |  |  | Non-Lead |  |  |  | Domestic
MTR_023252 | 21431 94TH CT S | LOT 21 GARRISON HEIGHTS |  |  | Non-Lead - Other | No |  | 0 | Installation date is after the lead ban |  |  |  |  | Non-Lead - Other |  |  | Installation date is after the lead ban |  |  |  |  | Non-Lead |  |  |  | Assumed
MTR_015126 | 15716 121ST AVE SE | LOT 7 BLK 2 CASCADE VILLAGE 1 |  |  | Non-Lead - Other | No | 2014-04-16 | 1 | Installation date is after the lead ban |  |  |  |  | Non-Lead - Other |  |  | Installation date is after the lead ban |  |  |  |  | Non-Lead |  |  |  | Domestic
MTR_024307 | 21918 95TH PL S | LOT 7 GARRISON CREEK #2 |  |  | Non-Lead - Other | No |  | 0 | Installation date is after the lead ban |  |  |  |  | Non-Lead - Other |  |  | Installation date is after the lead ban |  |  |  |  | Non-Lead |  |  |  | Assumed
MTR_028074 | 12013 SE 223RD DR | LOT 16 MEADOWGREEN ESTATES |  |  | Non-Lead - Other | No |  | 0 | Installation date is after the lead ban |  |  |  |  | Non-Lead - Other |  |  | Installation date is after the lead ban |  |  |  |  | Non-Lead |  |  |  | Domestic
MTR_029174 | 22605 115TH PL SE | LOT 65 KENTON FIRS |  |  | Non-Lead - Other | Unknown |  | 0 | Statistical analysis |  |  |  |  | Non-Lead - Other |  |  | Statistical analysis |  |  |  |  | Non-Lead |  |  |  | Domestic
MTR_014559 | 11902 SE 168TH ST | L 66 CASCADE HILLS 6 |  |  | Non-Lead - Other | No | 2006-06-08 | 1 | Rectified Plan |  |  |  |  | Non-Lead - Other |  |  | Statistical analysis |  |  |  |  | Non-Lead |  |  |  | Domestic
MTR_018864 | 10332 SE 187TH PL | LOT 47 FREDERICKS PLACE |  |  | Non-Lead - Other | No | 1995-09-21 | 0 | Installation date is after the lead ban |  |  |  |  | Non-Lead - Other |  |  | Installation date is after the lead ban |  |  |  |  | Non-Lead |  |  |  | Domestic
MTR_028076 | 12021 SE 223RD DR | L18 MEADOWGREEN ESTATES |  |  | Non-Lead - Other | No |  | 0 | Installation date is after the lead ban |  |  |  |  | Non-Lead - Other |  |  | Installation date is after the lead ban |  |  |  |  | Non-Lead |  |  |  | Domestic
MTR_028584 | 12373 SE 221ST ST | LOT 10 SUMMERGLEN #1 |  |  | Non-Lead - Other | No |  | 0 | Installation date is after the lead ban |  |  |  |  | Non-Lead - Other |  |  | Installation date is after the lead ban |  |  |  |  | Non-Lead |  |  |  | Domestic
MTR_007541 | 16553 119TH AVE SE | L 44 CASCADE HILLS 6 |  |  | Non-Lead - Other | No | 2019-08-05 | 0.75 | Rectified Plan |  |  |  |  | Non-Lead - Other |  |  | Statistical analysis |  |  |  |  | Non-Lead |  |  |  | Assumed
MTR_017401 | 18033 120TH AVE SE | 9921-009980 |  |  | Non-Lead - Other | No | 1975-08-05 | 0 | Relative Placement |  |  |  |  | Non-Lead - Other |  |  | Statistical analysis |  |  |  |  | Non-Lead |  |  |  | Assumed
MTR_028266 | 22004 128TH PL SE | LOT 40 SUMMER GLEN EAST (STRATHMORE |  |  | Non-Lead - Other | No | 1995-08-28 | 0 | Installation date is after the lead ban |  |  |  |  | Non-Lead - Other |  |  | Installation date is after the lead ban |  |  |  |  | Non-Lead |  |  |  | Domestic
MTR_027705 | 21724 120TH AVE SE | LOT 37 CROWN ROYAL |  |  | Non-Lead - Other | No |  | 0 | Installation date is after the lead ban |  |  |  |  | Non-Lead - Other |  |  | Installation date is after the lead ban |  |  |  |  | Non-Lead |  |  |  | Assumed
MTR_007550 | 16544 119TH AVE SE | L 34 CASCADE HILLS 6 |  |  | Non-Lead - Other | No | 2019-08-05 | 0.75 | Rectified Plan |  |  |  |  | Non-Lead - Other |  |  | Statistical analysis |  |  |  |  | Non-Lead |  |  |  | Assumed
MTR_028523 | 22224 123RD PL SE | LOT 22 SUMMERGLEN #1 |  |  | Non-Lead - Other | No |  | 5.25 | Installation date is after the lead ban |  |  |  |  | Non-Lead - Other |  |  | Installation date is after the lead ban |  |  |  |  | Non-Lead |  |  |  | Hydrant
MTR_027706 | 11908 SE 219TH PL | LOT 62 CROWN ROYAL I |  |  | Non-Lead - Other | No |  | 0 | Installation date is after the lead ban |  |  |  |  | Non-Lead - Other |  |  | Installation date is after the lead ban |  |  |  |  | Non-Lead |  |  |  | Assumed
MTR_007375 | 16412 125TH AVE SE | L6 B2 CASCADE VISTA 8 |  |  | Non-Lead - Other | No | 2019-08-05 | 1 | Rectified Plan |  |  |  |  | Non-Lead - Other |  |  | Statistical analysis |  |  |  |  | Non-Lead |  |  |  | Domestic
MTR_028655 | 21610 112TH CT SE | LOT 45 WEST CREEK MEADOWS |  |  | Non-Lead - Other | No | 1995-09-20 | 0 | Installation date is after the lead ban |  |  |  |  | Non-Lead - Other |  |  | Installation date is after the lead ban |  |  |  |  | Non-Lead |  |  |  | Domestic
MTR_027591 | 21708 122ND PL SE | LOT 28 GLEN MAR |  |  | Non-Lead - Plastic | No | 1975-04-29 | 1 | Rectified Plan | No |  |  |  | Non-Lead - Other |  |  | Installation date is after the lead ban |  |  |  |  | Non-Lead |  |  |  | Domestic
MTR_020880 | 13102 SE 188TH ST | L 32 BLVD. LANE 4 |  |  | Non-Lead - Other | No |  | 0 | Installation date is after the lead ban |  |  |  |  | Non-Lead - Other |  |  | Installation date is after the lead ban |  |  |  |  | Non-Lead |  |  |  | Domestic
MTR_007314 | 12101 SE 164TH ST | L 108 CASCADE HILLS 6 |  |  | Non-Lead - Other | No | 2007-07-01 | 1 | Rectified Plan |  |  |  |  | Non-Lead - Other |  |  | Statistical analysis |  |  |  |  | Non-Lead |  |  |  | Domestic
MTR_015117 | 15704 121ST AVE SE | LOT 5 BLOCK 2 CASCADE VILLAGE #1 |  |  | Non-Lead - Other | No | 2014-04-16 | 1 | Installation date is after the lead ban |  |  |  |  | Non-Lead - Other |  |  | Installation date is after the lead ban |  |  |  |  | Non-Lead |  |  |  | Domestic
MTR_028653 | 21745 113TH PL SE | LOT 3 KING CO SHORT PLAT #S90S0192 |  |  | Non-Lead - Other | No | 1995-09-20 | 0 | Installation date is after the lead ban |  |  |  |  | Non-Lead - Other |  |  | Installation date is after the lead ban |  |  |  |  | Non-Lead |  |  |  | Domestic
MTR_021080 | 18417 134TH AVE SE | L39 FOREST ESTATES 1 |  |  | Non-Lead - Other | No | 1978-08-01 | 0 | Installation date is after the lead ban |  |  |  |  | Non-Lead - Other |  |  | Installation date is after the lead ban |  |  |  |  | Non-Lead |  |  |  | Domestic
MTR_014228 | 10841 SE 172ND ST #9A | BUILDING 9 UNIT A KELSEY COURT COND |  |  | Non-Lead - Other | No | 1984-11-01 | 0 | Installation date is after the lead ban |  |  |  |  | Non-Lead - Other |  |  | Installation date is after the lead ban |  |  |  |  | Non-Lead |  |  |  | Domestic
MTR_027270 | 23134 135TH AVE SE | LOT 23 WILDWOOD ESTATES #1 |  |  | Non-Lead - Other | No |  | 0 | Installation date is after the lead ban |  |  |  |  | Non-Lead - Other |  |  | Installation date is after the lead ban |  |  |  |  | Non-Lead |  |  |  | Domestic
MTR_025431 | 21127 126TH AVE SE | LOT 2 KING CO SHORT PLAT #888016 |  |  | Non-Lead - Other | No | 1987-11-25 | 0 | Installation date is after the lead ban |  |  |  |  | Non-Lead - Other |  |  | Installation date is after the lead ban |  |  |  |  | Non-Lead |  |  |  | Domestic
MTR_018095 | 18206 132ND PL SE | LOT 14 FOREST ESTATES #5 |  |  | Non-Lead - Other | No |  | 0 | Installation date is after the lead ban |  |  |  |  | Non-Lead - Other |  |  | Installation date is after the lead ban |  |  |  |  | Non-Lead |  |  |  | Domestic
MTR_014187 | 11004 SE 173RD ST | LOT 1 ERICKSONS SPRING GLEN |  |  | Non-Lead - Other | Unknown |  | 1 | Statistical analysis |  |  |  |  | Non-Lead - Other |  |  | Statistical analysis |  |  |  |  | Non-Lead |  |  |  | Domestic
MTR_011879 | 16829 105TH AVE SE | EAST 1/2 LOT 9 BLOCK 2 AKERS FARMS #5 |  |  | Non-Lead - Other | No | 1999-03-24 | 0 | Rectified Plan |  |  |  |  | Non-Lead - Other |  |  | Statistical analysis |  |  |  |  | Non-Lead |  |  |  | Domestic
MTR_023184 | 21020 98TH AVE S | L17 WESTVIEW TERR. #2 |  |  | Non-Lead - Other | No | 2008-10-29 | 0 | Rectified Plan |  |  |  |  | Non-Lead - Other |  |  | Statistical analysis |  |  |  |  | Non-Lead |  |  |  | Domestic
MTR_018096 | 18213 133RD AVE SE | LOT 9 FOREST ESTATES #5 |  |  | Non-Lead - Other | No |  | 0 | Installation date is after the lead ban |  |  |  |  | Non-Lead - Other |  |  | Installation date is after the lead ban |  |  |  |  | Non-Lead |  |  |  | Domestic
MTR_025596 | 21417 130TH AVE SE | LOT 50 HILLSHIRE TERRACE |  |  | Non-Lead - Other | No | 1995-09-19 | 0 | Installation date is after the lead ban |  |  |  |  | Non-Lead - Other |  |  | Installation date is after the lead ban |  |  |  |  | Non-Lead |  |  |  | Domestic
MTR_014287 | 10940 SE 169TH PL | LOT 23 THRESHOLD 1 |  |  | Non-Lead - Other | No | 1995-08-21 | 1 | Rectified Plan | No |  |  |  | Non-Lead - Other |  |  | Installation date is after the lead ban |  |  |  |  | Non-Lead |  |  |  | Domestic
MTR_017061 | 11409 SE 177TH PL | LOT 6 MORNING GLEN |  |  | Non-Lead - Other | No | 1996-03-12 | 0 | Installation date is after the lead ban |  |  |  |  | Non-Lead - Other |  |  | Installation date is after the lead ban |  |  |  |  | Non-Lead |  |  |  | Domestic
MTR_018083 | 18227 132ND PL SE | LOT 36 FOREST ESTATES #5 |  |  | Non-Lead - Other | No |  | 0 | Installation date is after the lead ban |  |  |  |  | Non-Lead - Other |  |  | Installation date is after the lead ban |  |  |  |  | Non-Lead |  |  |  | Domestic
MTR_025138 | 12314 SE 209TH ST | L2 GLENCARIN #1 |  |  | Non-Lead - Other | No |  | 0 | Installation date is after the lead ban |  |  |  |  | Non-Lead - Other |  |  | Installation date is after the lead ban |  |  |  |  | Non-Lead |  |  |  | Domestic
MTR_014258 | 17025 110TH PL SE | LOT 38 THRESHOLD I |  |  | Non-Lead - Other | No | 1995-08-21 | 1 | Installation date is after the lead ban |  |  |  |  | Non-Lead - Other |  |  | Installation date is after the lead ban |  |  |  |  | Non-Lead |  |  |  | Domestic
MTR_026075 | 20518 121ST WAY SE | LOT 48 FENTON RIDGE (WILLOW RIDGE) |  |  | Non-Lead - Other | No | 1995-08-31 | 0 | Installation date is after the lead ban |  |  |  |  | Non-Lead - Other |  |  | Installation date is after the lead ban |  |  |  |  | Non-Lead |  |  |  | Domestic
MTR_018069 | 13313 SE 183RD ST | LOT 43 FOREST ESTATES #5 |  |  | Non-Lead - Other | No |  | 0 | Installation date is after the lead ban |  |  |  |  | Non-Lead - Other |  |  | Installation date is after the lead ban |  |  |  |  | Non-Lead |  |  |  | Domestic
MTR_025203 | 21134 124TH AVE SE | L294 GLENCARIN #2 |  |  | Non-Lead - Other | No | 1968-07-31 | 0 | Installation date is after the lead ban |  |  |  |  | Non-Lead - Other |  |  | Installation date is after the lead ban |  |  |  |  | Non-Lead |  |  |  | Domestic
MTR_017787 | 10818 SE 182ND ST | L3 BLK1 BENSON TERR. #4 |  |  | Non-Lead - Other | Unknown |  | 0 | Statistical analysis |  |  |  |  | Non-Lead - Other |  |  | Statistical analysis |  |  |  |  | Non-Lead |  |  |  | Assumed
MTR_017066 | 17710 114TH PL SE | LOT 7 MORNING GLEN |  |  | Non-Lead - Other | No | 1996-03-12 | 0 | Installation date is after the lead ban |  |  |  |  | Non-Lead - Other |  |  | Installation date is after the lead ban |  |  |  |  | Non-Lead |  |  |  | Domestic
MTR_009532 | 23623 119TH PL SE | LOT 78 KENT HIGHLANDS |  |  | Non-Lead - Other | No | 2006-11-01 | 0 | Rectified Plan | No |  |  |  | Non-Lead - Other |  |  | Installation date is after the lead ban |  |  |  |  | Non-Lead |  |  |  | Domestic
MTR_017139 | 11125 SE 183RD PL | LOT 76 MAPLE GLEN |  |  | Non-Lead - Other | No | 1977-03-18 | 0 | Installation date is after the lead ban |  |  |  |  | Non-Lead - Other |  |  | Installation date is after the lead ban |  |  |  |  | Non-Lead |  |  |  | Domestic
MTR_026419 | 12603 SE 226TH ST | LOT 94 PHEASANTS HOLLOW |  |  | Non-Lead Plastic | No | 1996-02-26 | 0 | Field inspection only with no records | Yes | Visual inspection at meter pit | 2023-09-01 |  | Non-Lead Copper |  |  | Field inspection only with no records | Yes | Visual inspection at meter pit | 2023-09-01 |  | Non-Lead |  |  |  | Domestic
MTR_000997 | 23746 126TH PL SE | LOT 45 WINSBERG HAVEN (FIELDSTONE) |  |  | Non-Lead - Other | No | 1995-08-22 | 4 | Rectified Plan | No |  |  |  | Non-Lead - Other |  |  | Installation date is after the lead ban |  |  |  |  | Non-Lead |  |  |  | Domestic
MTR_017772 | 18005 113TH AVE SE | L13 BLK2 BANKERS 1ST |  |  | Non-Lead - Other | Unknown |  | 0 | Statistical analysis |  |  |  |  | Non-Lead - Other |  |  | Statistical analysis |  |  |  |  | Non-Lead |  |  |  | Assumed
MTR_026420 | 12535 SE 226TH ST | LOT 91 PHEASANTS HOLLOW |  |  | Non-Lead - Other | No | 1996-02-26 | 0 | Installation date is after the lead ban |  |  |  |  | Non-Lead - Other |  |  | Installation date is after the lead ban |  |  |  |  | Non-Lead |  |  |  | Domestic
MTR_003719 | 23416 128TH PL SE | LOT 19 SINGLE CREEK #1 |  |  | Non-Lead - Plastic | No | 1978-04-01 | 1 | Rectified Plan |  |  |  |  | Non-Lead - Other |  |  | Installation date is after the lead ban |  |  |  |  | Non-Lead |  |  |  | Domestic
MTR_017595 | 10834 SE 180TH PL | L1 BLK1 BENSON TERR. #3 |  |  | Non-Lead - Other | Unknown |  | 0 | Statistical analysis |  |  |  |  | Non-Lead - Other |  |  | Statistical analysis |  |  |  |  | Non-Lead |  |  |  | Assumed
MTR_023185 | 9716 S 212TH ST | L25 WESTVIEW TERR. #2 |  |  | Non-Lead Plastic | No | 2008-10-29 | 0 | Rectified Plan | Yes | Visual inspection at the meter pit | 2024-01-31 |  | Copper |  |  | Field inspection only with no records | Yes | Visual inspection at the meter pit | 2024-01-31 |  | Non-Lead |  |  |  | Domestic
MTR_011068 | 12409 SE 233RD ST | LOT 71 MERIDIAN VILLA ESTATES |  |  | Non-Lead - Other | Unknown | 1966-09-01 | 4 | Rectified Plan | No |  |  |  | Non-Lead - Other |  |  | Statistical analysis |  |  |  |  | Non-Lead |  |  |  | Hydrant
MTR_019869 | 11403 SE 185TH PL | LOT 1 TOTH ESTATES (EMERALD GLEN) |  |  | Non-Lead - Other | No | 1996-08-20 | 0 | Installation date is after the lead ban |  |  |  |  | Non-Lead - Other |  |  | Installation date is after the lead ban |  |  |  |  | Non-Lead |  |  |  | Domestic
MTR_017411 | 11839 SE 180TH ST | L5 L.J. KENNEDY ADDITION |  |  | Non-Lead Plastic | No | 1975-08-05 | 0 | Field inspection only with no records | Yes | Visual inspection at meter pit | 2023-01-27 |  | Non-Lead Plastic |  |  | Field inspection only with no records | Yes | Visual inspection at meter pit | 2023-01-27 |  | Non-Lead |  |  |  | Assumed
MTR_004036 | 23642 123RD PL SE | LOT 24 OAKDALE |  |  | Non-Lead - Other | No |  | 0 | Installation date is after the lead ban |  |  |  |  | Non-Lead - Other |  |  | Installation date is after the lead ban |  |  |  |  | Non-Lead |  |  |  | Assumed
MTR_020405 | 10215 SE 204TH ST | TL213 W1/2 SEC 5-22-5 |  |  | Non-Lead - Other | Unknown |  | 0 | Statistical analysis |  |  |  |  | Non-Lead - Other |  |  | Statistical analysis |  |  |  |  | Non-Lead |  |  |  | Assumed
MTR_017221 | 18465 114TH AVE SE | LOT 11 LARSON PARKE |  |  | Non-Lead - Other | No | 2002-01-16 | 0 | Installation date is after the lead ban |  |  |  |  | Non-Lead - Other |  |  | Installation date is after the lead ban |  |  |  |  | Non-Lead |  |  |  | Domestic
MTR_021256 | 14008 SE 197TH PL | LOT 6 MARMAK |  |  | Non-Lead - Other | Unknown |  | 0 | Statistical analysis |  |  |  |  | Non-Lead - Other |  |  | Statistical analysis |  |  |  |  | Non-Lead |  |  |  | Assumed
MTR_018999 | 18706 107TH AVE SE | LOT 26 GREENLEAF |  |  | Non-Lead - Other | No | 2016-01-29 | 0 | Installation date is after the lead ban |  |  |  |  | Non-Lead - Other |  |  | Installation date is after the lead ban |  |  |  |  | Non-Lead |  |  |  | Domestic
MTR_019711 | 18635 111TH PL SE | LOT27 RUDDELLS 1ST ADDN |  |  | Non-Lead - Other | No |  | 0 | Installation date is after the lead ban |  |  |  |  | Non-Lead - Other |  |  | Installation date is after the lead ban |  |  |  |  | Non-Lead |  |  |  | Domestic
MTR_026122 | 11818 SE 206TH ST | L4 PANTHER LK TERR 3 |  |  | Non-Lead - Other | No | 1978-07-26 | 0 | Installation date is after the lead ban |  |  |  |  | Non-Lead - Other |  |  | Installation date is after the lead ban |  |  |  |  | Non-Lead |  |  |  | Domestic
MTR_026590 | 12526 SE 232ND ST | L32 CORONADO KNOLLS |  |  | Non-Lead - Other | No |  | 0 | Installation date is after the lead ban |  |  |  |  | Non-Lead - Other |  |  | Installation date is after the lead ban |  |  |  |  | Non-Lead |  |  |  | Domestic
MTR_019713 | 11050 SE 187TH CT | LOT29 RUDDELLS 1ST ADDN |  |  | Non-Lead - Other | No |  | 0 | Installation date is after the lead ban |  |  |  |  | Non-Lead - Other |  |  | Installation date is after the lead ban |  |  |  |  | Non-Lead |  |  |  | Domestic
MTR_022168 | 11828 SE 188TH ST | EAST 1/2 LOT 8 TRACT 3 NORTH WEST G GARDEN TRACTS#3 |  |  | Non-Lead - Other | Unknown |  | 0 | Statistical analysis |  |  |  |  | Non-Lead - Other |  |  | Statistical analysis |  |  |  |  | Non-Lead |  |  |  | Assumed
MTR_001208 | 11610 SE 208TH ST | E 1/2 TL 78 4-22-5 |  |  | Non-Lead - Other | Unknown |  | 0 | Statistical analysis |  |  |  |  | Non-Lead - Other |  |  | Statistical analysis |  |  |  |  | Non-Lead |  |  |  | Assumed
MTR_018456 | 20028 95TH PL S | LOT 4 BRIARMOUNT |  |  | Non-Lead - Other | No | 1998-08-21 | 0 | Installation date is after the lead ban |  |  |  |  | Non-Lead - Other |  |  | Installation date is after the lead ban |  |  |  |  | Non-Lead |  |  |  | Domestic
MTR_019606 | 10925 SE 187TH LN | LOT 15 MORGAN COURT CONDOMINIMUMS |  |  | Non-Lead - Other | No | 2000-09-14 | 0 | Installation date is after the lead ban |  |  |  |  | Non-Lead - Other |  |  | Installation date is after the lead ban |  |  |  |  | Non-Lead |  |  |  | Domestic
MTR_022234 | 18416 116TH AVE SE | 9921-012675 |  |  | Non-Lead Plastic | Unknown |  | 0 | Field inspection only with no records | Yes | Visual inspection at meter pit | 2023-11-17 |  | Non-Lead Plastic |  |  | Field inspection only with no records | Yes | Visual inspection at meter pit | 2023-11-17 |  | Non-Lead |  |  |  | Assumed
MTR_026304 | 20410 120TH AVE SE | L8 PANTHER LK TERR 2 |  |  | Non-Lead - Other | No |  | 0 | Installation date is after the lead ban |  |  |  |  | Non-Lead - Other |  |  | Installation date is after the lead ban |  |  |  |  | Non-Lead |  |  |  | Assumed
MTR_020502 | 20025 103RD PL SE | L3 KCSP #6771100 |  |  | Non-Lead - Other | No |  | 0 | Installation date is after the lead ban |  |  |  |  | Non-Lead - Other |  |  | Installation date is after the lead ban |  |  |  |  | Non-Lead |  |  |  | Assumed
MTR_019557 | 18650 110TH PL SE | LOT 20 RUDDELLS 1ST ADD. |  |  | Non-Lead - Other | No |  | 0 | Installation date is after the lead ban |  |  |  |  | Non-Lead - Other |  |  | Installation date is after the lead ban |  |  |  |  | Non-Lead |  |  |  | Domestic
MTR_001497 | 21221 108TH AVE SE | TAX LOT 137 8-22-5 |  |  | Non-Lead - Other | Unknown |  | 0 | Statistical analysis |  |  |  |  | Non-Lead Plastic |  |  | Field inspection only with no records | Yes | Visual inspection at meter pit | 2023-01-17 |  | Non-Lead |  |  |  | Assumed
MTR_030021 | 12700 SE 163RD ST | L19 BK3 CASCADE VISTA #7 |  |  | Non-Lead - Other | No | 2016-06-22 | 0.75 | Rectified Plan |  |  |  |  | Non-Lead - Other |  |  | Statistical analysis |  |  |  |  | Non-Lead |  |  |  | Domestic
MTR_019453 | 19014 114TH CT SE | LOT 22 CHINQUAPIN RIDGE |  |  | Non-Lead - Other | No | 1995-09-19 | 0 | Installation date is after the lead ban |  |  |  |  | Non-Lead - Other |  |  | Installation date is after the lead ban |  |  |  |  | Non-Lead |  |  |  | Domestic
MTR_001498 | 11842 SE 234TH ST | TAX LOT 85 SW 16-22-5 |  |  | Non-Lead - Other | No | 2008-09-03 | 0 | Rectified Plan | No |  |  |  | Non-Lead - Other |  |  | Installation date is after the lead ban |  |  |  |  | Non-Lead |  |  |  | Domestic
MTR_020364 | 20601 100TH AVE SE | 9902-013350 |  |  | Non-Lead - Other | Unknown |  | 0 | Statistical analysis |  |  |  |  | Non-Lead - Other |  |  | Statistical analysis |  |  |  |  | Non-Lead |  |  |  | Assumed
MTR_020517 | 20209 102ND PL SE | LOT 24 PARKRIDGE EAST #2 |  |  | Non-Lead - Other | No |  | 0 | Installation date is after the lead ban |  |  |  |  | Non-Lead - Other |  |  | Installation date is after the lead ban |  |  |  |  | Non-Lead |  |  |  | Domestic
MTR_022608 | 19370 114TH PL SE | LOT 12 PLATEAU @ PANTHER LAKE |  |  | Non-Lead - Other | No | 2007-03-05 | 0 | Installation date is after the lead ban |  |  |  |  | Non-Lead - Other |  |  | Installation date is after the lead ban |  |  |  |  | Non-Lead |  |  |  | Domestic
MTR_029127 | 22527 104TH AVE SE | TL 100 W 1/2 SEC 17-22-5 |  |  | Non-Lead - Other | Unknown |  | 0 | Statistical analysis |  |  |  |  | Non-Lead - Other |  |  | Statistical analysis |  |  |  |  | Non-Lead |  |  |  | Assumed
MTR_023657 | 21620 99TH AVE S | L 7 VERDE MESA |  |  | Non-Lead - Other | No | 2008-10-29 | 0 | Installation date is after the lead ban |  |  |  |  | Non-Lead - Other |  |  | Installation date is after the lead ban |  |  |  |  | Non-Lead |  |  |  | Domestic
MTR_018457 | 20116 95TH PL S | LOT 13 BRIARMOUNT |  |  | Non-Lead - Other | No | 1998-08-21 | 0 | Installation date is after the lead ban |  |  |  |  | Non-Lead - Other |  |  | Installation date is after the lead ban |  |  |  |  | Non-Lead |  |  |  | Domestic
MTR_014731 | 15652 129TH CT SE | LOT 58 FAIRLANE WOODS |  |  | Non-Lead - Other | No | 1978-09-22 | 0 | Installation date is after the lead ban |  |  |  |  | Non-Lead - Other |  |  | Installation date is after the lead ban |  |  |  |  | Non-Lead |  |  |  | Domestic
MTR_018712 | 9300 S 203RD PL | TL23 SEC 6-22-5 |  |  | Non-Lead - Other | Unknown |  | 0 | Statistical analysis |  |  |  |  | Non-Lead - Other |  |  | Statistical analysis |  |  |  |  | Non-Lead |  |  |  | Assumed
MTR_029175 | 11828 SE 231ST PL | L26 TERRA HEIGHTS |  |  | Non-Lead - Other | No |  | 0 | Installation date is after the lead ban |  |  |  |  | Non-Lead - Other |  |  | Installation date is after the lead ban |  |  |  |  | Non-Lead |  |  |  | Domestic
MTR_020458 | 10124 SE 207TH ST | L8 MAYVILLA PARK #2 |  |  | Non-Lead - Other | Unknown |  | 0 | Statistical analysis |  |  |  |  | Non-Lead - Other |  |  | Statistical analysis |  |  |  |  | Non-Lead |  |  |  | Assumed
MTR_014751 | 12906 SE 158TH PL | LOT 69 FAIRLANE WOODS |  |  | Non-Lead - Other | No | 1978-09-22 | 0 | Installation date is after the lead ban |  |  |  |  | Non-Lead - Other |  |  | Installation date is after the lead ban |  |  |  |  | Non-Lead |  |  |  | Domestic
MTR_018713 | 9221 S 202ND ST | LOT 2 KCSP #883022 |  |  | Non-Lead - Other | Unknown |  | 0 | Statistical analysis |  |  |  |  | Non-Lead - Other |  |  | Statistical analysis |  |  |  |  | Non-Lead |  |  |  | Assumed
MTR_001213 | 21024 132ND AVE SE | 9920-031000 |  |  | Non-Lead - Other | Unknown |  | 0.75 | Statistical analysis |  |  |  |  | Non-Lead - Other |  |  | Statistical analysis |  |  |  |  | Non-Lead |  |  |  | Assumed
MTR_014692 | 13014 SE 159TH PL | LOT 98 FAIRLANE WOODS |  |  | Non-Lead - Other | No | 1978-09-22 | 0 | Installation date is after the lead ban |  |  |  |  | Non-Lead - Other |  |  | Installation date is after the lead ban |  |  |  |  | Non-Lead |  |  |  | Domestic
MTR_029783 | 14022 SE 237TH PL | LOT 3 SHAMROCK PARK |  |  | Non-Lead - Other | No | 1995-08-21 | 0 | Installation date is after the lead ban |  |  |  |  | Non-Lead - Other |  |  | Installation date is after the lead ban |  |  |  |  | Non-Lead |  |  |  | Domestic
MTR_019000 | 10702 SE 187TH PL | LOT 6 GREENLEAF |  |  | Non-Lead - Other | No | 2016-01-29 | 0 | Installation date is after the lead ban |  |  |  |  | Non-Lead - Other |  |  | Installation date is after the lead ban |  |  |  |  | Non-Lead |  |  |  | Domestic
MTR_010851 | 20307 91ST PL S | LOT 16 SOPHIA GLEN |  |  | Non-Lead - Other | No |  |  | Installation date is after the lead ban |  |  |  |  | Non-Lead - Other |  |  | Installation date is after the lead ban |  |  |  |  | Non-Lead
MTR_029785 | 14030 SE 237TH PL | LOT 5 SHAMROCK PARK |  |  | Non-Lead Plastic | No | 1995-08-21 | 0 | Field inspection only with no records | Yes | Visual inspection at meter pit | 2023-10-20 |  | Non-Lead Plastic |  |  | Field inspection only with no records | Yes | Visual inspection at meter pit | 2023-10-20 |  | Non-Lead |  |  |  | Domestic
MTR_014740 | 15607 129TH PL SE | LOT 49 FAIRLANE WOODS |  |  | Non-Lead - Other | No | 1978-09-22 | 0 | Installation date is after the lead ban |  |  |  |  | Non-Lead - Other |  |  | Installation date is after the lead ban |  |  |  |  | Non-Lead |  |  |  | Domestic
MTR_019001 | 10622 SE 187TH PL | LOT 8 GREENLEAF |  |  | Non-Lead - Other | No | 2016-01-29 | 0 | Installation date is after the lead ban |  |  |  |  | Non-Lead - Other |  |  | Installation date is after the lead ban |  |  |  |  | Non-Lead |  |  |  | Domestic
MTR_018861 | 10407 SE 187TH CT | LOT 25 FREDERICKS PLACE |  |  | Non-Lead - Other | No | 1995-09-21 | 0 | Installation date is after the lead ban |  |  |  |  | Non-Lead - Other |  |  | Installation date is after the lead ban |  |  |  |  | Non-Lead |  |  |  | Domestic
MTR_023914 | 10104 SE 212TH ST | LOT 25 GUINN CREST |  |  | Non-Lead - Other | No |  | 0 | Installation date is after the lead ban |  |  |  |  | Non-Lead - Other |  |  | Installation date is after the lead ban |  |  |  |  | Non-Lead |  |  |  | Domestic
MTR_030098 | 12402 SE 160TH ST | L1 B3 CASCADE VILLAGE 3 |  |  | Non-Lead - Other | No | 2016-06-22 | 0.75 | Rectified Plan |  |  |  |  | Non-Lead - Other |  |  | Statistical analysis |  |  |  |  | Non-Lead |  |  |  | Domestic
MTR_019002 | 10715 SE 187TH PL | LOT 28 GREENLEAF |  |  | Non-Lead - Other | No | 2016-01-29 | 0 | Installation date is after the lead ban |  |  |  |  | Non-Lead - Other |  |  | Installation date is after the lead ban |  |  |  |  | Non-Lead |  |  |  | Domestic
MTR_014214 | 10809 SE 172ND ST #1B | UNIT B KELSEY CT CONDOS |  |  | Non-Lead - Other | No | 1984-11-01 | 0 | Installation date is after the lead ban |  |  |  |  | Non-Lead - Other |  |  | Installation date is after the lead ban |  |  |  |  | Non-Lead |  |  |  | Domestic
MTR_022803 | 12126 SE 200TH ST | L11B VISTA VIEW #2 |  |  | Non-Lead - Other | No | 1995-07-13 | 0 | Installation date is after the lead ban |  |  |  |  | Non-Lead - Other |  |  | Installation date is after the lead ban |  |  |  |  | Non-Lead |  |  |  | Domestic
MTR_011858 | 17014 104TH AVE SE | W 1/2 LOT 10 BLK 2 AKERS FARMS #5 |  |  | Non-Lead - Other | No |  | 0.75 | Installation date is after the lead ban |  |  |  |  | Non-Lead - Other |  |  | Installation date is after the lead ban |  |  |  |  | Non-Lead |  |  |  | Assumed
MTR_028228 | 13112 SE 219TH ST | LOT 3 MARYLYN PLACE DIVISION 1 |  |  | Non-Lead - Other | No | 2014-07-17 | 0 | Installation date is after the lead ban |  |  |  |  | Non-Lead - Other |  |  | Installation date is after the lead ban |  |  |  |  | Non-Lead |  |  |  | Domestic
MTR_023915 | 21046 102ND AVE SE | L 26 GUINN CREST |  |  | Non-Lead - Other | No |  | 0 | Installation date is after the lead ban |  |  |  |  | Non-Lead - Other |  |  | Installation date is after the lead ban |  |  |  |  | Non-Lead |  |  |  | Domestic
MTR_014192 | 10830 SE 173RD ST | L4 B1 CLIFFORDS ADDN |  |  | Non-Lead - Other | Unknown |  | 1 | Statistical analysis |  |  |  |  | Non-Lead - Other |  |  | Statistical analysis |  |  |  |  | Non-Lead |  |  |  | Domestic
MTR_028232 | 21817 131ST PL SE | LOT 15 MARYLYN PLACE |  |  | Non-Lead - Other | No | 2014-07-17 | 0 | Installation date is after the lead ban |  |  |  |  | Non-Lead - Other |  |  | Installation date is after the lead ban |  |  |  |  | Non-Lead |  |  |  | Domestic
MTR_019060 | 10413 SE 188TH CT | LOT 15 COUGAR MEADOWS |  |  | Non-Lead - Other | No | 1989-10-23 | 0 | Installation date is after the lead ban |  |  |  |  | Non-Lead - Other |  |  | Installation date is after the lead ban |  |  |  |  | Non-Lead |  |  |  | Domestic
MTR_030047 | 16116 128TH AVE SE | LOT 3 BLOCK 3 CASCADE VISTA #4 |  |  | Non-Lead - Other | No | 2016-06-22 | 0.75 | Rectified Plan |  |  |  |  | Non-Lead - Other |  |  | Statistical analysis |  |  |  |  | Non-Lead |  |  |  | Domestic
MTR_015021 | 11868 SE 170TH PL | L12 BL7 CASCADE VISTA #1 |  |  | Non-Lead - Other | No | 2010-10-25 | 1 | Rectified Plan |  |  |  |  | Non-Lead - Other |  |  | Statistical analysis |  |  |  |  | Non-Lead |  |  |  | Domestic
MTR_018865 | 10406 SE 186TH PL | LOT 10 FREDERICKS PLACE |  |  | Non-Lead Plastic | No | 1995-09-21 | 0 | Field inspection only with no records | Yes | Visual inspection at meter pit | 2023-02-13 |  | Non-Lead Plastic |  |  | Field inspection only with no records | Yes | Visual inspection at meter pit | 2023-02-13 |  | Non-Lead |  |  |  | Domestic
MTR_029923 | 16053 123RD PL SE | L8 BK3 CASCADE VILLAGE#2 |  |  | Non-Lead - Other | No | 2016-06-22 | 0.75 | Rectified Plan |  |  |  |  | Non-Lead - Other |  |  | Statistical analysis |  |  |  |  | Non-Lead |  |  |  | Domestic
MTR_015001 | 11909 SE 169TH PL | L32 BL7 CASCADE VISTA 31 |  |  | Non-Lead - Other | No | 2002-05-02 | 0 | Rectified Plan |  |  |  |  | Non-Lead - Other |  |  | Statistical analysis |  |  |  |  | Non-Lead |  |  |  | Domestic
MTR_018866 | 10408 SE 187TH CT | LOT 21 FREDERICKS PLACE |  |  | Non-Lead - Other | No | 1995-09-21 | 0 | Installation date is after the lead ban |  |  |  |  | Non-Lead - Other |  |  | Installation date is after the lead ban |  |  |  |  | Non-Lead |  |  |  | Domestic
MTR_030046 | 16122 128TH AVE SE | L 4 B 3 CASCCADE VISTA 4 |  |  | Non-Lead - Other | No | 2016-06-22 | 0.75 | Rectified Plan |  |  |  |  | Non-Lead - Other |  |  | Statistical analysis |  |  |  |  | Non-Lead |  |  |  | Domestic
MTR_030148 | 12311 SE 158TH ST | L2 B4 CASCADE VILLAGE 2 |  |  | Non-Lead - Other | No | 2016-06-22 | 0.75 | Rectified Plan |  |  |  |  | Non-Lead - Other |  |  | Statistical analysis |  |  |  |  | Non-Lead |  |  |  | Domestic
MTR_029786 | 14010 SE 237TH PL | LOT 1 SHAMROCK PARK |  |  | Non-Lead Plastic | No | 1995-08-21 | 0 | Field inspection only with no records | Yes | Visual inspection at meter pit | 2023-10-20 |  | Non-Lead Plastic |  |  | Field inspection only with no records | Yes | Visual inspection at meter pit | 2023-10-20 |  | Non-Lead |  |  |  | Domestic
MTR_030016 | 12734 SE 163RD ST | L4 BK1 CASCADE VISTA #5 |  |  | Non-Lead - Other | No | 2016-06-22 | 0.75 | Rectified Plan |  |  |  |  | Non-Lead - Other |  |  | Statistical analysis |  |  |  |  | Non-Lead |  |  |  | Domestic
MTR_022085 | 11744 SE 191ST ST | LOT 2 BOB SINGH SHORT PLAT |  |  | Non-Lead - Other | No |  | 0 | Installation date is after the lead ban |  |  |  |  | Non-Lead - Other |  |  | Installation date is after the lead ban |  |  |  |  | Non-Lead |  |  |  | Assumed
MTR_030104 | 12605 SE 158TH ST | L3 B2 CASCADE VILLAGE 4 |  |  | Non-Lead - Other | No | 2016-06-22 | 0.75 | Rectified Plan |  |  |  |  | Non-Lead - Other |  |  | Statistical analysis |  |  |  |  | Non-Lead |  |  |  | Domestic
MTR_029787 | 14016 SE 237TH PL | LOT 2 SHAMROCK PARK |  |  | Non-Lead Plastic | No | 1995-08-21 | 0 | Field inspection only with no records | Yes | Visual inspection at meter pit | 2023-10-20 |  | Non-Lead Plastic |  |  | Field inspection only with no records | Yes | Visual inspection at meter pit | 2023-10-20 |  | Non-Lead |  |  |  | Domestic
MTR_014683 | 13023 SE 159TH ST | LOT 89 FAIRLANE WOODS |  |  | Non-Lead - Other | No | 1978-09-22 | 0 | Installation date is after the lead ban |  |  |  |  | Non-Lead - Other |  |  | Installation date is after the lead ban |  |  |  |  | Non-Lead |  |  |  | Domestic
MTR_028810 | 11011 SE 217TH ST | L8 B2 TWIN MAPLES |  |  | Non-Lead - Other | No |  | 0 | Installation date is after the lead ban |  |  |  |  | Non-Lead - Other |  |  | Installation date is after the lead ban |  |  |  |  | Non-Lead |  |  |  | Assumed
MTR_015248 | 17244 129TH AVE SE | L5&6 BLK2 RENTON PARK |  |  | Non-Lead - Other | No | 2011-08-10 | 0 | Rectified Plan |  |  |  |  | Non-Lead - Other |  |  | Statistical analysis |  |  |  |  | Non-Lead |  |  |  | Domestic
MTR_030065 | 12379 SE 160TH ST | L12 B3 CASCADE VILLAGE#2 |  |  | Non-Lead - Other | No | 2016-06-22 | 0.75 | Rectified Plan |  |  |  |  | Non-Lead - Other |  |  | Statistical analysis |  |  |  |  | Non-Lead |  |  |  | Domestic
MTR_023916 | 21022 102ND AVE SE | L 11 GUINN CREST |  |  | Non-Lead - Other | No |  | 0 | Installation date is after the lead ban |  |  |  |  | Non-Lead - Other |  |  | Installation date is after the lead ban |  |  |  |  | Non-Lead |  |  |  | Assumed
MTR_019822 | 18893 108TH LN SE | LOT 38 BELGROVE @ RENTON PH 4 |  |  | Non-Lead - Other | No | 2004-06-30 | 0 | Installation date is after the lead ban |  |  |  |  | Non-Lead - Other |  |  | Installation date is after the lead ban |  |  |  |  | Non-Lead |  |  |  | Domestic
MTR_028811 | 21725 111TH AVE SE | L 11 B2 TWIN MAPLES |  |  | Non-Lead - Other | No |  | 0 | Installation date is after the lead ban |  |  |  |  | Non-Lead - Other |  |  | Installation date is after the lead ban |  |  |  |  | Non-Lead |  |  |  | Assumed
MTR_015035 | 11911 SE 168TH ST | L11 BL6 CASCADE VISTA #1 |  |  | Non-Lead - Other | No | 2006-06-08 | 1 | Rectified Plan |  |  |  |  | Non-Lead - Other |  |  | Statistical analysis |  |  |  |  | Non-Lead |  |  |  | Domestic
MTR_019937 | 11503 SE 186TH PL | LOT 3 LAKESIDE FAIRWOOD |  |  | Non-Lead - Other | No | 2014-09-23 | 0 | Installation date is after the lead ban |  |  |  |  | Non-Lead - Other |  |  | Installation date is after the lead ban |  |  |  |  | Non-Lead |  |  |  | Domestic
MTR_022751 | 11603 SE 193RD PL | LOT 25 LYNDEN PLACE |  |  | Non-Lead - Other | No | 1999-03-24 | 0 | Installation date is after the lead ban |  |  |  |  | Non-Lead - Other |  |  | Installation date is after the lead ban |  |  |  |  | Non-Lead |  |  |  | Domestic
MTR_028812 | 10866 SE 218TH ST | L 15 B2 TWIN MAPLES |  |  | Non-Lead - Other | Unknown |  | 0 | Statistical analysis |  |  |  |  | Non-Lead - Other |  |  | Statistical analysis |  |  |  |  | Non-Lead |  |  |  | Assumed
MTR_020881 | 13122 SE 188TH ST | LOT 38 BOULEVARD LANE #7 |  |  | Non-Lead - Other | No |  | 0 | Installation date is after the lead ban |  |  |  |  | Non-Lead - Other |  |  | Installation date is after the lead ban |  |  |  |  | Non-Lead |  |  |  | Domestic
MTR_022084 | 11748 SE 191ST ST | LOT 3 BOB SINGH SHORT PLAT |  |  | Non-Lead - Other | No |  | 0 | Installation date is after the lead ban |  |  |  |  | Non-Lead - Other |  |  | Installation date is after the lead ban |  |  |  |  | Non-Lead |  |  |  | Assumed
MTR_022615 | 11448 SE 193RD TER | LOT 33 PLATEAU @ PANTHER LAKE |  |  | Non-Lead - Other | No | 2007-03-05 | 0 | Installation date is after the lead ban |  |  |  |  | Non-Lead - Other |  |  | Installation date is after the lead ban |  |  |  |  | Non-Lead |  |  |  | Domestic
MTR_018793 | 10208 SE 185TH PL | LOT 20 WINDSOR HEIGHTS |  |  | Non-Lead - Other | No | 1995-06-28 | 0 | Installation date is after the lead ban |  |  |  |  | Non-Lead - Other |  |  | Installation date is after the lead ban |  |  |  |  | Non-Lead |  |  |  | Domestic
MTR_019712 | 18641 111TH PL SE | LOT28 RUDDELLS 1ST ADDN |  |  | Non-Lead - Other | No |  | 0 | Installation date is after the lead ban |  |  |  |  | Non-Lead - Other |  |  | Installation date is after the lead ban |  |  |  |  | Non-Lead |  |  |  | Domestic
MTR_017606 | 11217 SE 181ST ST | L6 VIEW GARDENS #2 |  |  | Non-Lead - Other | Unknown |  | 0 | Statistical analysis |  |  |  |  | Non-Lead - Other |  |  | Statistical analysis |  |  |  |  | Non-Lead |  |  |  | Assumed
MTR_022581 | 19307 114TH PL SE | LOT 40 PLATEAU @ PANTHER LAKE |  |  | Non-Lead - Other | No | 2007-03-05 | 0 | Installation date is after the lead ban |  |  |  |  | Non-Lead - Other |  |  | Installation date is after the lead ban |  |  |  |  | Non-Lead |  |  |  | Domestic
MTR_021341 | 14108 SE 193RD ST | L8 LORI LANE |  |  | Non-Lead - Other | No |  | 0 | Installation date is after the lead ban |  |  |  |  | Non-Lead - Other |  |  | Installation date is after the lead ban |  |  |  |  | Non-Lead |  |  |  | Domestic
MTR_020678 | 19020 131ST AVE SE | L 15 BLVD. LANE 7 |  |  | Non-Lead - Other | No | 1976-05-24 | 0 | Installation date is after the lead ban |  |  |  |  | Non-Lead - Other |  |  | Installation date is after the lead ban |  |  |  |  | Non-Lead |  |  |  | Domestic
MTR_019003 | 10711 SE 188TH ST | LOT 18 GREENLEAF |  |  | Non-Lead - Other | No | 2016-01-29 | 0 | Installation date is after the lead ban |  |  |  |  | Non-Lead - Other |  |  | Installation date is after the lead ban |  |  |  |  | Non-Lead |  |  |  | Domestic
MTR_001215 | 11714 SE 165TH ST | L 74 CASCADE HILLS 5 |  |  | Non-Lead - Other | No | 2019-08-05 | 0.75 | Rectified Plan |  |  |  |  | Non-Lead - Other |  |  | Statistical analysis |  |  |  |  | Non-Lead |  |  |  | Domestic
MTR_028127 | 12032 SE 220TH PL | LOT 65 GLENCARIN SOUTH |  |  | Non-Lead - Other | No |  | 0 | Installation date is after the lead ban |  |  |  |  | Non-Lead Plastic |  |  | Field inspection only with no records | Yes | Visual inspection at meter pit | 2022-12-23 |  | Non-Lead |  |  |  | Domestic
MTR_019688 | 18651 110TH PL SE | LOT 14 RUDDELLS 1ST ADD. |  |  | Non-Lead - Other | No |  | 0 | Installation date is after the lead ban |  |  |  |  | Non-Lead - Other |  |  | Installation date is after the lead ban |  |  |  |  | Non-Lead |  |  |  | Domestic
MTR_019821 | 18862 108TH LN SE | LOT 49 BELGROVE @ RENTON PH 3 |  |  | Non-Lead - Other | No | 2004-06-30 | 0 | Installation date is after the lead ban |  |  |  |  | Non-Lead - Other |  |  | Installation date is after the lead ban |  |  |  |  | Non-Lead |  |  |  | Domestic
MTR_001530 | 12329 SE 238TH PL | LOT 3 KING CO SHORT PLAT #386068 |  |  | Non-Lead - Other | No |  | 0.75 | Installation date is after the lead ban |  |  |  |  | Non-Lead - Other |  |  | Installation date is after the lead ban |  |  |  |  | Non-Lead |  |  |  | Assumed
MTR_019481 | 19128 113TH WAY SE | LOT 2 CHINQUAPIN RIDGE |  |  | Non-Lead - Other | No | 1995-09-19 | 0 | Installation date is after the lead ban |  |  |  |  | Non-Lead - Other |  |  | Installation date is after the lead ban |  |  |  |  | Non-Lead |  |  |  | Domestic
MTR_022756 | 11633 SE 193RD PL | LOT 20 LYNDEN PLACE |  |  | Non-Lead - Other | No | 1999-03-24 | 0 | Installation date is after the lead ban |  |  |  |  | Non-Lead - Other |  |  | Installation date is after the lead ban |  |  |  |  | Non-Lead |  |  |  | Domestic
MTR_023109 | 21412 98TH AVE S | L 5 MCCANNS WESTVIEW |  |  | Non-Lead - Other | No | 2008-10-29 | 0 | Installation date is after the lead ban |  |  |  |  | Non-Lead - Other |  |  | Installation date is after the lead ban |  |  |  |  | Non-Lead |  |  |  | Domestic
MTR_019431 | 18937 114TH CT SE | LOT 12 CHINQUAPIN RIDGE |  |  | Non-Lead - Other | No | 1995-09-19 | 0 | Installation date is after the lead ban |  |  |  |  | Non-Lead - Other |  |  | Installation date is after the lead ban |  |  |  |  | Non-Lead |  |  |  | Domestic
MTR_029823 | 14130 SE 238TH LN | LOT 18 THE VILLAGE AT SOOS CREEK |  |  | Non-Lead - Other | No |  | 0 | Installation date is after the lead ban |  |  |  |  | Non-Lead - Other |  |  | Installation date is after the lead ban |  |  |  |  | Non-Lead |  |  |  | Assumed
MTR_023335 | 10620 SE 213TH ST | TAX LOT 159 NW 8-22-5 |  |  | Non-Lead - Other | No | 1995-10-18 | 0 | Rectified Plan |  |  |  |  | Non-Lead - Other |  |  | Statistical analysis |  |  |  |  | Non-Lead |  |  |  | Domestic
MTR_021085 | 13413 SE 189TH PL | LOT 2 CEDAR ESTATES |  |  | Non-Lead - Other | No | 1984-04-04 | 0 | Installation date is after the lead ban |  |  |  |  | Non-Lead - Other |  |  | Installation date is after the lead ban |  |  |  |  | Non-Lead |  |  |  | Domestic
MTR_029844 | 14148 SE 238TH LN | LOT 11 THE VILLAGE AT SOOS CREEK |  |  | Non-Lead - Other | No |  | 0 | Installation date is after the lead ban |  |  |  |  | Non-Lead - Other |  |  | Installation date is after the lead ban |  |  |  |  | Non-Lead |  |  |  | Assumed
MTR_017067 | 17714 114TH PL SE | LOT 8 MORNING GLEN |  |  | Non-Lead - Other | No | 1996-03-12 | 0 | Installation date is after the lead ban |  |  |  |  | Non-Lead - Other |  |  | Installation date is after the lead ban |  |  |  |  | Non-Lead |  |  |  | Domestic
MTR_021162 | 18631 139TH WAY SE | LOT 48 CEDARWOOD ESTATES |  |  | Non-Lead - Other | No | 1989-09-20 | 0 | Installation date is after the lead ban |  |  |  |  | Non-Lead - Other |  |  | Installation date is after the lead ban |  |  |  |  | Non-Lead |  |  |  | Domestic
MTR_017893 | 13313 SE 177TH CT | LOT 34 FAIRWOOD GROVES CONDOS |  |  | Non-Lead - Other | No | 1998-02-27 | 0 | Installation date is after the lead ban |  |  |  |  | Non-Lead - Other |  |  | Installation date is after the lead ban |  |  |  |  | Non-Lead |  |  |  | Domestic
MTR_024708 | 13705 SE 202ND CT | LOT 18 FOREST GLEN SOUTH 2ND CT |  |  | Non-Lead - Other | No |  | 0 | Installation date is after the lead ban |  |  |  |  | Non-Lead - Other |  |  | Installation date is after the lead ban |  |  |  |  | Non-Lead |  |  |  | Domestic
MTR_029808 | 14136 SE 238TH LN | LOT 16 THE VILLAGE AT SOOS CREEK |  |  | Non-Lead - Other | No |  | 0 | Installation date is after the lead ban |  |  |  |  | Non-Lead - Other |  |  | Installation date is after the lead ban |  |  |  |  | Non-Lead |  |  |  | Assumed
MTR_017074 | 17728 114TH PL SE | LOT 11 MORNING GLEN |  |  | Non-Lead - Other | No | 1996-03-12 | 0 | Installation date is after the lead ban |  |  |  |  | Non-Lead - Other |  |  | Installation date is after the lead ban |  |  |  |  | Non-Lead |  |  |  | Domestic
MTR_026320 | 20616 120TH AVE SE | L6 BLK 1 PANTHER LK TERR |  |  | Non-Lead - Other | No |  | 0 | Installation date is after the lead ban |  |  |  |  | Non-Lead - Other |  |  | Installation date is after the lead ban |  |  |  |  | Non-Lead |  |  |  | Domestic
MTR_017976 | 18008 135TH PL SE | LOT 14 BALLARD SHORT PLAT |  |  | Non-Lead - Other | No | 2012-03-06 | 0 | Installation date is after the lead ban |  |  |  |  | Non-Lead - Other |  |  | Installation date is after the lead ban |  |  |  |  | Non-Lead |  |  |  | Domestic
MTR_029853 | 23849 140TH LN SE | LOT 6 VILLAGE AT SOOS CREEK |  |  | Non-Lead - Other | No |  | 0 | Installation date is after the lead ban |  |  |  |  | Non-Lead - Other |  |  | Installation date is after the lead ban |  |  |  |  | Non-Lead |  |  |  | Assumed
MTR_011351 | 1509 S 28TH PL | LOT 3 S-T-R 00-87-00 |  |  | Non-Lead - Other | No | 2003-03-28 | 0 | Installation date is after the lead ban |  |  |  |  | Non-Lead - Other |  |  | Installation date is after the lead ban |  |  |  |  | Non-Lead |  |  |  | Domestic
MTR_015204 | 12913 SE 172ND ST | LOT 1 BLK 2 RENTON PARK |  |  | Non-Lead Plastic | Unknown |  | 0 | Field inspection only with no records | Yes | Visual inspection at meter pit | 2023-09-22 |  | Non-Lead Plastic |  |  | Field inspection only with no records | Yes | Visual inspection at meter pit | 2023-09-22 |  | Non-Lead |  |  |  | Domestic
MTR_017821 | 17702 116TH AVE SE | 9921-013065 |  |  | Non-Lead - Other | Unknown |  | 0 | Statistical analysis |  |  |  |  | Non-Lead - Other |  |  | Statistical analysis |  |  |  |  | Non-Lead |  |  |  | Assumed
MTR_027459 | 23618 137TH AVE SE | LOT 25 NORTHPEAK CREST |  |  | Non-Lead - Other | No | 1979-07-01 | 0 | Installation date is after the lead ban |  |  |  |  | Non-Lead - Other |  |  | Installation date is after the lead ban |  |  |  |  | Non-Lead |  |  |  | Domestic
MTR_017048 | 11510 SE 178TH PL | TL276 SEC 32-23-5 |  |  | Non-Lead - Other | No |  | 0 | Installation date is after the lead ban |  |  |  |  | Non-Lead - Other |  |  | Installation date is after the lead ban |  |  |  |  | Non-Lead |  |  |  | Domestic
MTR_026325 | 20640 120TH AVE SE | L3 BLK1 PANTHER LK TER 1 |  |  | Non-Lead - Other | No |  | 0 | Installation date is after the lead ban |  |  |  |  | Non-Lead - Other |  |  | Installation date is after the lead ban |  |  |  |  | Non-Lead |  |  |  | Domestic
MTR_022102 | 11731 SE 191ST ST | LOT 39 JESSIE GLEN |  |  | Non-Lead - Other | No | 2007-07-19 | 0 | Rectified Plan | No |  |  |  | Non-Lead - Other |  |  | Installation date is after the lead ban |  |  |  |  | Non-Lead |  |  |  | Domestic
MTR_029770 | 23820 141ST LN SE | LOT 3 THE VILLAGE @ SOOS CREEK 2 |  |  | Non-Lead - Other | No |  | 0 | Installation date is after the lead ban |  |  |  |  | Non-Lead - Other |  |  | Installation date is after the lead ban |  |  |  |  | Non-Lead |  |  |  | Assumed
MTR_022086 | 11740 SE 191ST ST | LOT 1 BOB SINGH SHORT PLAT |  |  | Non-Lead - Other | No |  | 0 | Installation date is after the lead ban |  |  |  |  | Non-Lead - Other |  |  | Installation date is after the lead ban |  |  |  |  | Non-Lead |  |  |  | Assumed
MTR_011577 | 16201 128TH PL SE | L58 FAIRWOOD DIV. #9 |  |  | Non-Lead - Other | No |  | 1 | Installation date is after the lead ban |  |  |  |  | Non-Lead - Other |  |  | Installation date is after the lead ban |  |  |  |  | Non-Lead |  |  |  | Domestic
MTR_029981 | 16117 126TH PL SE | L5 BLK4 CASCADE VISTA #4 |  |  | Non-Lead Plastic | No | 2016-06-22 | 0.75 | Rectified Plan | Yes | Visual inspection at the meter pit | 2024-02-09 |  | Galvanized Requiring Replacement |  |  | Field inspection only with no records | Yes | Visual inspection at the meter pit | 2024-02-09 |  | Galvanized Requiring Replacement |  |  |  | Domestic
MTR_019997 | 20302 102ND AVE SE | LOT 8 MAPLE TREE ESTATES |  |  | Non-Lead - Other | No | 2009-08-19 | 0 | Installation date is after the lead ban |  |  |  |  | Non-Lead - Other |  |  | Installation date is after the lead ban |  |  |  |  | Non-Lead |  |  |  | Domestic
MTR_026421 | 12523 SE 226TH ST | LOT 89 PHEASANTS HOLLOW |  |  | Non-Lead Plastic | No | 1996-02-26 | 0 | Field inspection only with no records | Yes | Visual inspection at meter pit | 2023-09-20 |  | Non-Lead Copper |  |  | Field inspection only with no records | Yes | Visual inspection at meter pit | 2023-09-20 |  | Non-Lead |  |  |  | Domestic
MTR_029958 | 12770 SE 164TH ST | L8 B2 CASCADE VISTA 5 |  |  | Non-Lead - Other | No | 2016-06-22 | 0.75 | Installation date is after the lead ban |  |  |  |  | Non-Lead - Other |  |  | Installation date is after the lead ban |  |  |  |  | Non-Lead |  |  |  | Domestic
MTR_029995 | 12660 SE 162ND ST | L14 BK2 CASCADE VISTA #4 |  |  | Non-Lead - Other | No | 2016-06-22 | 0.75 | Rectified Plan |  |  |  |  | Non-Lead - Other |  |  | Statistical analysis |  |  |  |  | Non-Lead |  |  |  | Domestic
MTR_011262 | 16606 111TH AVE SE | S 100 OF THE W 335.52 L 4 BLK 6 A KER'S FARMS #6 |  |  | Non-Lead Plastic | Unknown |  | 0 | Converted CAD | Yes | Visual inspection at the meter pit | 2024-02-06 |  | Copper |  |  | Field inspection only with no records | Yes | Visual inspection at the meter pit | 2024-02-06 |  | Non-Lead |  |  |  | Domestic
MTR_024316 | 22021 103RD PL SE | E128.76 N147+ S411+ TR 21 UNEEDAN ORCHARD |  |  | Non-Lead - Other | Unknown |  | 0 | Statistical analysis |  |  |  |  | Non-Lead - Other |  |  | Statistical analysis |  |  |  |  | Non-Lead |  |  |  | Domestic
MTR_011834 | 16606 106TH AVE SE | LOT 1 BLK 4 AKERS FARMS #5 - N 238 .76' - S 148' |  |  | Non-Lead - Other | No | 1999-03-24 | 0 | Rectified Plan |  |  |  |  | Non-Lead - Other |  |  | Statistical analysis |  |  |  |  | Non-Lead |  |  |  | Domestic
MTR_011533 | 13122 SE 164TH ST | LOT 36 FAIRWOOD DIVISION #9 |  |  | Non-Lead - Other | No | 2007-10-01 | 0 | Installation date is after the lead ban |  |  |  |  | Non-Lead - Other |  |  | Installation date is after the lead ban |  |  |  |  | Non-Lead |  |  |  | Domestic
MTR_019004 | 18713 107TH AVE SE | LOT 11 GREENLEAF |  |  | Non-Lead - Other | No | 2016-01-29 | 0 | Installation date is after the lead ban |  |  |  |  | Non-Lead - Other |  |  | Installation date is after the lead ban |  |  |  |  | Non-Lead |  |  |  | Domestic
MTR_030059 | 12618 SE 161ST ST | L 4 B 1 CASCADE VISTA 4 |  |  | Non-Lead - Other | No | 2016-06-22 | 0.75 | Rectified Plan |  |  |  |  | Non-Lead - Other |  |  | Statistical analysis |  |  |  |  | Non-Lead |  |  |  | Domestic
MTR_011901 | 16617 106TH AVE SE | EAST 140 LOT 2 BLOCK 3 AKERS FARM S #5 |  |  | Non-Lead - Other | No | 1999-03-24 | 0 | Rectified Plan |  |  |  |  | Non-Lead - Other |  |  | Statistical analysis |  |  |  |  | Non-Lead |  |  |  | Domestic
MTR_022619 | 19346 114TH PL SE | LOT 16 PLATEAU @ PANTHER LAKE |  |  | Non-Lead - Other | No | 2007-03-05 | 0 | Installation date is after the lead ban |  |  |  |  | Non-Lead - Other |  |  | Installation date is after the lead ban |  |  |  |  | Non-Lead |  |  |  | Domestic
MTR_019005 | 18712 107TH AVE SE | LOT 25 GREENLEAF |  |  | Non-Lead - Other | No | 2016-01-29 | 0 | Installation date is after the lead ban |  |  |  |  | Non-Lead - Other |  |  | Installation date is after the lead ban |  |  |  |  | Non-Lead |  |  |  | Domestic
MTR_019006 | 18701 107TH AVE SE | LOT 9 GREENLEAF |  |  | Non-Lead - Other | No | 2016-01-29 | 0 | Installation date is after the lead ban |  |  |  |  | Non-Lead - Other |  |  | Installation date is after the lead ban |  |  |  |  | Non-Lead |  |  |  | Domestic
MTR_011976 | 1217 S 36TH ST | LOT 5 CEDAR AVENUE |  |  | Non-Lead - Other | No | 2004-12-14 | 0 | Installation date is after the lead ban |  |  |  |  | Non-Lead - Other |  |  | Installation date is after the lead ban |  |  |  |  | Non-Lead |  |  |  | Domestic
MTR_011582 | 16303 128TH PL SE | L63 FAIRWOOD DIV. #9 |  |  | Non-Lead - Other | No |  | 1 | Installation date is after the lead ban |  |  |  |  | Non-Lead - Other |  |  | Installation date is after the lead ban |  |  |  |  | Non-Lead |  |  |  | Domestic
MTR_014153 | 17513 110TH LN SE | 1ST UNIT;BLDG 14 PALM COURT |  |  | Non-Lead - Plastic | No | 1998-06-18 | 1 | Rectified Plan |  |  |  |  | Non-Lead - Other |  |  | Installation date is after the lead ban |  |  |  |  | Non-Lead |  |  |  | Domestic
MTR_011861 | 16832 104TH AVE SE | W 127 415 FT LOT 8 BLOCK 2 AKERS F |  |  | Non-Lead - Other | No | 1995-08-29 | 0 | Rectified Plan |  |  |  |  | Non-Lead - Other |  |  | Statistical analysis |  |  |  |  | Non-Lead |  |  |  | Domestic
MTR_011609 | 16227 131ST AVE SE | L 126 FAIRWOOD 9 |  |  | Non-Lead - Other | No |  | 1 | Installation date is after the lead ban |  |  |  |  | Non-Lead - Other |  |  | Installation date is after the lead ban |  |  |  |  | Non-Lead |  |  |  | Domestic
MTR_029590 | 11316 SE 226TH ST | LOT 78 KENTON FIRS |  |  | Non-Lead - Other | Unknown |  | 0 | Statistical analysis |  |  |  |  | Non-Lead - Other |  |  | Statistical analysis |  |  |  |  | Non-Lead |  |  |  | Domestic
MTR_011863 | 16664 104TH AVE SE | W 127 15 LESS N 70 30 LOT5 BLOCK2 AKER'S FARMS#5 |  |  | Non-Lead Plastic | No | 2007-10-01 | 0 | Field inspection only with no records | Yes | Visual inspection at meter pit | 2023-01-28 |  | Non-Lead Plastic |  |  | Field inspection only with no records | Yes | Visual inspection at meter pit | 2023-01-28 |  | Non-Lead |  |  |  | Domestic
MTR_021866 | 13330 SE 193RD ST | LOT 53 FOREST TRAILS 4 |  |  | Non-Lead - Other | No |  | 0 | Rectified Plan | No |  |  |  | Non-Lead - Other |  |  | Installation date is after the lead ban |  |  |  |  | Non-Lead |  |  |  | Domestic
MTR_024582 | 12819 SE 202ND PL | L3 LINDA HIGHLANDS |  |  | Non-Lead - Other | No |  | 0 | Installation date is after the lead ban |  |  |  |  | Non-Lead - Other |  |  | Installation date is after the lead ban |  |  |  |  | Non-Lead |  |  |  | Domestic
MTR_029585 | 22522 112TH AVE SE | LOT 144 KENTON FIRS |  |  | Non-Lead - Other | Unknown |  | 0 | Statistical analysis |  |  |  |  | Non-Lead - Other |  |  | Statistical analysis |  |  |  |  | Non-Lead |  |  |  | Domestic
MTR_011864 | 16652 104TH AVE SE | LOT 5 BLK 2 AKERS FARMS 5 |  |  | Non-Lead - Other | No | 1995-08-29 | 0 | Rectified Plan |  |  |  |  | Non-Lead - Other |  |  | Statistical analysis |  |  |  |  | Non-Lead |  |  |  | Domestic
MTR_021772 | 19625 134TH CT SE | LOT 9 FOREST TRAILS #5 |  |  | Non-Lead - Other | No |  | 0 | Rectified Plan | No |  |  |  | Non-Lead - Other |  |  | Installation date is after the lead ban |  |  |  |  | Non-Lead |  |  |  | Domestic
MTR_012457 | 18132 170TH PL SE | LOT 100 TROVITSKY PARK |  |  | Non-Lead - Other | No | 2003-03-14 | 4 | Rectified Plan | No |  |  |  | Non-Lead - Other |  |  | Installation date is after the lead ban |  |  |  |  | Non-Lead |  |  |  | Domestic
MTR_029297 | 22614 115TH AVE SE | LOT 55 KENTON FIRS |  |  | Non-Lead - Other | Unknown |  | 0 | Statistical analysis |  |  |  |  | Non-Lead - Other |  |  | Statistical analysis |  |  |  |  | Non-Lead |  |  |  | Domestic
MTR_021709 | 13731 SE 199TH PL | LOT 11 SOOS CREEK MEADOWS |  |  | Non-Lead - Other | No |  | 0 | Rectified Plan | No |  |  |  | Non-Lead - Other |  |  | Installation date is after the lead ban |  |  |  |  | Non-Lead |  |  |  | Domestic
MTR_030056 | 12636 SE 161ST ST | L 7 B 1 CASCADE VISTA 4 |  |  | Non-Lead - Other | No | 2016-06-22 | 0.75 | Rectified Plan |  |  |  |  | Non-Lead - Other |  |  | Statistical analysis |  |  |  |  | Non-Lead |  |  |  | Domestic
MTR_029558 | 22610 115TH PL SE | LOT 57 KENTON FIRS |  |  | Non-Lead - Other | Unknown |  | 0 | Statistical analysis |  |  |  |  | Non-Lead - Other |  |  | Statistical analysis |  |  |  |  | Non-Lead |  |  |  | Domestic
MTR_011234 | 16630 113TH AVE SE | N50 LOT 3 + LOT 2 BLK 11 AKERS FA RMS #6 |  |  | Non-Lead Plastic | Unknown |  | 0.75 | Relative Placement | Yes | Visual inspection at the meter pit | 2024-02-06 |  | Galvanized Requiring Replacement |  |  | Field inspection only with no records | Yes | Visual inspection at the meter pit | 2024-02-06 |  | Galvanized Requiring Replacement |  |  |  | Assumed
MTR_019519 | 18901 113TH WAY SE | LOT 74 CHINQUAPIN RIDGE |  |  | Non-Lead Plastic | No | 1995-09-19 | 0 | Field inspection only with no records | Yes | Visual inspection at meter pit | 2023-09-29 |  | Non-Lead Plastic |  |  | Field inspection only with no records | Yes | Visual inspection at meter pit | 2023-09-29 |  | Non-Lead |  |  |  | Domestic
MTR_021768 | 19628 134TH CT SE | LOT 5 FOREST TRAILS 5 |  |  | Non-Lead - Other | No |  | 0 | Rectified Plan | No |  |  |  | Non-Lead - Other |  |  | Installation date is after the lead ban |  |  |  |  | Non-Lead |  |  |  | Domestic
MTR_029507 | 10822 SE 226TH ST | LOT 15 KENTON FIRS #2 |  |  | Non-Lead - Other | Unknown |  | 0 | Statistical analysis |  |  |  |  | Non-Lead - Other |  |  | Statistical analysis |  |  |  |  | Non-Lead |  |  |  | Domestic
MTR_028882 | 22119 111TH PL SE | L8 BENSON MEADOWS #2 |  |  | Non-Lead - Other | No |  | 0 | Installation date is after the lead ban |  |  |  |  | Non-Lead - Other |  |  | Installation date is after the lead ban |  |  |  |  | Non-Lead |  |  |  | Domestic
MTR_020390 | 20121 101ST CT SE | LOT 17 ALDERWOOD |  |  | Non-Lead - Other | No |  | 0 | Installation date is after the lead ban |  |  |  |  | Non-Lead - Other |  |  | Installation date is after the lead ban |  |  |  |  | Non-Lead |  |  |  | Assumed
MTR_021733 | 13504 SE 200TH ST | LOT 2 FOREST TRAILS #1 |  |  | Non-Lead - Other | No |  | 0 | Rectified Plan | No |  |  |  | Non-Lead - Other |  |  | Installation date is after the lead ban |  |  |  |  | Non-Lead |  |  |  | Domestic
MTR_029531 | 11024 SE 227TH PL | LOT 32 CLARKS GLEN |  |  | Non-Lead Plastic | Unknown |  | 0 | Converted CAD | Yes | Visual inspection at the meter pit | 2024-02-01 |  | Non-Lead Plastic |  |  | Field inspection only with no records | Yes | Visual inspection at the meter pit | 2024-02-01 |  | Non-Lead |  |  |  | Domestic
MTR_028883 | 11124 SE 218TH PL | LOT 2 ALDER HEIGHTS |  |  | Non-Lead - Other | No |  | 0 | Installation date is after the lead ban |  |  |  |  | Non-Lead - Other |  |  | Installation date is after the lead ban |  |  |  |  | Non-Lead |  |  |  | Assumed
MTR_020636 | 10450 SE 192ND ST | TL215 W1/2 SEC 32-23-5 |  |  | Non-Lead - Other | Unknown |  | 0 | Statistical analysis |  |  |  |  | Non-Lead - Other |  |  | Statistical analysis |  |  |  |  | Non-Lead |  |  |  | Assumed
MTR_015757 | 14218 SE 188TH WAY | LOT 12 FAIRHAVEN |  |  | Non-Lead - Other | No | 1995-08-03 | 0 | Installation date is after the lead ban |  |  |  |  | Non-Lead - Other |  |  | Installation date is after the lead ban |  |  |  |  | Non-Lead |  |  |  | Domestic
MTR_023497 | 11210 SE 214TH ST | L 25 BENSON HILLS NO 2 |  |  | Non-Lead - Other | Unknown |  | 0 | Statistical analysis |  |  |  |  | Non-Lead - Other |  |  | Statistical analysis |  |  |  |  | Non-Lead |  |  |  | Assumed
MTR_029046 | 11226 SE 218TH PL | LOT 10 FOREST MEADOWS |  |  | Non-Lead - Other | No |  | 0 | Installation date is after the lead ban |  |  |  |  | Non-Lead - Other |  |  | Installation date is after the lead ban |  |  |  |  | Non-Lead |  |  |  | Domestic
MTR_015873 | 18415 143RD CT SE | LOT 18 FAIRWOOD POND ESTATES |  |  | Non-Lead - Other | No | 1989-02-10 | 0 | Installation date is after the lead ban |  |  |  |  | Non-Lead - Other |  |  | Installation date is after the lead ban |  |  |  |  | Non-Lead |  |  |  | Domestic
MTR_016854 | 15327 SE 179TH ST | LOT 76 CANDLEWOOD RIDGE #5 |  |  | Non-Lead - Other | No | 1978-02-01 | 0 | Installation date is after the lead ban |  |  |  |  | Non-Lead - Other |  |  | Installation date is after the lead ban |  |  |  |  | Non-Lead |  |  |  | Domestic
MTR_028311 | 21709 129TH AVE SE | LOT 13 WIMBLEDON RIDGE |  |  | Non-Lead - Other | No |  | 0 | Installation date is after the lead ban |  |  |  |  | Non-Lead - Other |  |  | Installation date is after the lead ban |  |  |  |  | Non-Lead |  |  |  | Assumed
MTR_015955 | 14759 SE 189TH PL | LOT 11 FIELDSTONE 2 |  |  | Non-Lead - Other | No | 2004-12-14 | 0 | Installation date is after the lead ban |  |  |  |  | Non-Lead - Other |  |  | Installation date is after the lead ban |  |  |  |  | Non-Lead |  |  |  | Domestic
MTR_028970 | 11001 SE 222ND ST | LOT 11 BENSON MEADOWS #3 |  |  | Non-Lead - Other | No |  | 0 | Installation date is after the lead ban |  |  |  |  | Non-Lead - Other |  |  | Installation date is after the lead ban |  |  |  |  | Non-Lead |  |  |  | Domestic
MTR_022999 | 19425 124TH AVE SE | 9921-000775 |  |  | Non-Lead - Other | Unknown |  | 0 | Statistical analysis |  |  |  |  | Non-Lead - Other |  |  | Statistical analysis |  |  |  |  | Non-Lead |  |  |  | Assumed
MTR_028809 | 10802 SE 217TH ST | L1 PAR.A TL 69&89 8-22-5 |  |  | Non-Lead - Other | No |  | 0 | Installation date is after the lead ban |  |  |  |  | Non-Lead - Other |  |  | Installation date is after the lead ban |  |  |  |  | Non-Lead |  |  |  | Assumed
MTR_015816 | 18905 146TH AVE SE | TAX LOT 152 34-23-5 |  |  | Non-Lead - Other | No | 2003-03-05 | 0 | Installation date is after the lead ban |  |  |  |  | Non-Lead - Other |  |  | Installation date is after the lead ban |  |  |  |  | Non-Lead |  |  |  | Domestic
MTR_025409 | 12029 SE 210TH ST | LOT 28 HARMONELL |  |  | Non-Lead - Other | No |  | 0 | Installation date is after the lead ban |  |  |  |  | Non-Lead - Other |  |  | Installation date is after the lead ban |  |  |  |  | Non-Lead |  |  |  | Assumed
MTR_011768 | 13080 SE 160TH PL | L10 FAIRWOOD DIV. #9 |  |  | Non-Lead - Other | No |  | 1 | Installation date is after the lead ban |  |  |  |  | Non-Lead - Other |  |  | Installation date is after the lead ban |  |  |  |  | Non-Lead |  |  |  | Domestic
MTR_021010 | 13308 SE 184TH PL | LOT 42 FOREST ESTATES 1 |  |  | Non-Lead - Other | No | 1978-08-01 | 0 | Installation date is after the lead ban |  |  |  |  | Non-Lead - Other |  |  | Installation date is after the lead ban |  |  |  |  | Non-Lead |  |  |  | Domestic
MTR_015924 | 14616 SE 184TH PL | LOT 8 FAIRWOOD FIRS #2 |  |  | Non-Lead - Other | No | 1988-09-27 | 0 | Installation date is after the lead ban |  |  |  |  | Non-Lead - Other |  |  | Installation date is after the lead ban |  |  |  |  | Non-Lead |  |  |  | Domestic
MTR_025412 | 12048 SE 209TH ST | L13 HARMONELL ADD. |  |  | Non-Lead - Other | Unknown |  | 0 | Statistical analysis |  |  |  |  | Non-Lead - Other |  |  | Statistical analysis |  |  |  |  | Non-Lead |  |  |  | Assumed
MTR_029602 | 11104 SE 225TH CT | LOT 36 STOCKTON |  |  | Non-Lead - Other | No |  | 0 | Installation date is after the lead ban |  |  |  |  | Non-Lead - Other |  |  | Installation date is after the lead ban |  |  |  |  | Non-Lead |  |  |  | Domestic
MTR_015878 | 14206 SE 184TH PL | LOT 2 FAIRWOOD POND ESTATES |  |  | Non-Lead - Other | No | 1989-02-10 | 0 | Installation date is after the lead ban |  |  |  |  | Non-Lead - Other |  |  | Installation date is after the lead ban |  |  |  |  | Non-Lead |  |  |  | Domestic
MTR_025672 | 21136 131ST PL SE | LOT 6 PANDHER GLEN |  |  | Non-Lead - Other | No | 2010-05-07 | 0 | Installation date is after the lead ban |  |  |  |  | Non-Lead - Other |  |  | Installation date is after the lead ban |  |  |  |  | Non-Lead |  |  |  | Domestic
MTR_014253 | 17001 110TH PL SE | LOT 32 THRESHOLD I |  |  | Non-Lead - Other | No | 1995-08-21 | 1 | Rectified Plan | No |  |  |  | Non-Lead - Other |  |  | Installation date is after the lead ban |  |  |  |  | Non-Lead |  |  |  | Domestic
MTR_016659 | 14821 SE 181ST ST | L13 CARRIAGEWOOD #2 |  |  | Non-Lead - Other | No | 1982-09-01 | 0 | Installation date is after the lead ban |  |  |  |  | Non-Lead - Other |  |  | Installation date is after the lead ban |  |  |  |  | Non-Lead |  |  |  | Domestic
MTR_025665 | SE 212TH ST & 131ST PL SE | IRRIGATION PARK-PANDHER GLEN |  |  | Non-Lead - Other | No | 2010-05-07 | 0 | Statistical analysis |  |  |  |  | Non-Lead - Other |  |  | Statistical analysis |  |  |  |  | Non-Lead |  |  |  | Irrigation
MTR_014270 | 10920 SE 170TH ST | LOT 6 THRESHOLD HOUSING DIVISION 1 |  |  | Non-Lead - Other | No | 1995-08-21 | 1 | Rectified Plan | No |  |  |  | Non-Lead - Other |  |  | Installation date is after the lead ban |  |  |  |  | Non-Lead |  |  |  | Domestic
MTR_016804 | 18232 150TH AVE SE | L31 CARRIAGEWOOD 5 |  |  | Non-Lead - Other | No | 1983-07-01 | 0 | Installation date is after the lead ban |  |  |  |  | Non-Lead - Other |  |  | Installation date is after the lead ban |  |  |  |  | Non-Lead |  |  |  | Domestic
MTR_025031 | 21144 119TH AVE SE | LOT 21 EL DORADO HILLS#1 |  |  | Non-Lead - Other | No | 1981-02-01 | 0 | Installation date is after the lead ban |  |  |  |  | Non-Lead - Other |  |  | Installation date is after the lead ban |  |  |  |  | Non-Lead |  |  |  | Domestic
MTR_014293 | 10914 SE 169TH PL | LOT 29 THRESHOLD HOUSING DIVISION 1 |  |  | Non-Lead - Other | No | 1995-08-21 | 1 | Installation date is after the lead ban |  |  |  |  | Non-Lead - Other |  |  | Installation date is after the lead ban |  |  |  |  | Non-Lead |  |  |  | Domestic
MTR_018261 | 18128 143RD AVE SE | LOT 27 FAIRWOOD FIRS |  |  | Non-Lead - Other | No | 1986-05-01 | 0 | Installation date is after the lead ban |  |  |  |  | Non-Lead - Other |  |  | Installation date is after the lead ban |  |  |  |  | Non-Lead |  |  |  | Domestic
MTR_025011 | 21102 119TH AVE SE | LOT 28 EL DORADO HILLS 1 |  |  | Non-Lead - Other | No | 1981-02-01 | 0 | Installation date is after the lead ban |  |  |  |  | Non-Lead - Other |  |  | Installation date is after the lead ban |  |  |  |  | Non-Lead |  |  |  | Domestic
MTR_014808 | 11801 SE 170TH PL | L6 BLK8 CASCADE VISTA #1 |  |  | Non-Lead - Other | No | 2010-10-25 | 1 | Rectified Plan |  |  |  |  | Non-Lead - Other |  |  | Statistical analysis |  |  |  |  | Non-Lead |  |  |  | Domestic
MTR_016657 | 14824 SE 181ST ST | L7 CARRIAGEWOOD #2 |  |  | Non-Lead - Other | No | 1982-09-01 | 0 | Installation date is after the lead ban |  |  |  |  | Non-Lead - Other |  |  | Installation date is after the lead ban |  |  |  |  | Non-Lead |  |  |  | Domestic
MTR_025273 | 21511 122ND PL SE | L220 GLENCARIN #2 |  |  | Non-Lead - Other | No | 1968-07-31 | 0 | Installation date is after the lead ban |  |  |  |  | Non-Lead - Other |  |  | Installation date is after the lead ban |  |  |  |  | Non-Lead |  |  |  | Domestic
MTR_014830 | 12207 SE 172ND ST | L11 BLK10 CASCADE VISTA1 |  |  | Non-Lead - Other | No | 2010-10-25 | 1 | Rectified Plan |  |  |  |  | Non-Lead - Other |  |  | Statistical analysis |  |  |  |  | Non-Lead |  |  |  | Domestic
MTR_014946 | 16847 122ND AVE SE | L27 B4 CASCADE VISTA #1 |  |  | Non-Lead - Other | No | 2010-10-25 | 1 | Rectified Plan |  |  |  |  | Non-Lead - Other |  |  | Statistical analysis |  |  |  |  | Non-Lead |  |  |  | Domestic
MTR_025282 | 21324 122ND PL SE | L233 GLENCARIN #2 |  |  | Non-Lead - Other | No | 1968-07-31 | 0 | Installation date is after the lead ban |  |  |  |  | Non-Lead - Other |  |  | Installation date is after the lead ban |  |  |  |  | Non-Lead |  |  |  | Domestic
MTR_027707 | 11747 SE 217TH PL | LOT 18 CROWN ROYAL II |  |  | Non-Lead - Other | No |  | 0 | Installation date is after the lead ban |  |  |  |  | Non-Lead - Other |  |  | Installation date is after the lead ban |  |  |  |  | Non-Lead |  |  |  | Assumed
MTR_016613 | 18325 152ND AVE SE | L57 CARRIAGEWOOD 1 |  |  | Non-Lead - Other | No | 1980-06-01 | 0 | Installation date is after the lead ban |  |  |  |  | Non-Lead - Other |  |  | Installation date is after the lead ban |  |  |  |  | Non-Lead |  |  |  | Domestic
MTR_024564 | 12548 SE 203RD PL | L54 SHERLYN PARK |  |  | Non-Lead - Other | No |  | 0 | Installation date is after the lead ban |  |  |  |  | Non-Lead - Other |  |  | Installation date is after the lead ban |  |  |  |  | Non-Lead |  |  |  | Domestic
MTR_024977 | 11903 SE 210TH PL | LOT 14 VILLA ESTATES |  |  | Non-Lead - Plastic | No | 1977-08-01 | 1 | Rectified Plan | No |  |  |  | Non-Lead - Other |  |  | Installation date is after the lead ban |  |  |  |  | Non-Lead |  |  |  | Domestic
MTR_016621 | 15325 SE 183RD DR | LOT 1 CARRIAGEWOOD 6 |  |  | Non-Lead - Other | No | 1980-06-01 | 0 | Installation date is after the lead ban |  |  |  |  | Non-Lead - Other |  |  | Installation date is after the lead ban |  |  |  |  | Non-Lead |  |  |  | Domestic
MTR_018319 | 18136 146TH AVE SE | L54 CRRIAGE LANE #3 |  |  | Non-Lead - Other | Unknown | 1966-05-24 | 0 | Statistical analysis |  |  |  |  | Non-Lead - Other |  |  | Statistical analysis |  |  |  |  | Non-Lead |  |  |  | Domestic
MTR_024546 | 12519 SE 203RD PL | L14 SHERLYN PARK |  |  | Non-Lead - Other | No |  | 0 | Installation date is after the lead ban |  |  |  |  | Non-Lead - Other |  |  | Installation date is after the lead ban |  |  |  |  | Non-Lead |  |  |  | Domestic
MTR_024982 | 11818 SE 210TH PL | LOT 28 VILLA ESTATES |  |  | Non-Lead - Plastic | No | 1977-08-01 | 1 | Rectified Plan | No |  |  |  | Non-Lead - Other |  |  | Installation date is after the lead ban |  |  |  |  | Non-Lead |  |  |  | Domestic
MTR_004695 | 20819 136TH AVE SE | L C SEC 10-22-5 |  |  | Non-Lead - Other | Unknown |  | 0 | Statistical analysis |  |  |  |  | Non-Lead - Other |  |  | Statistical analysis |  |  |  |  | Non-Lead |  |  |  | Assumed
MTR_018904 | 10754 SE 184TH LN | LOT 9 VANTAGE GLEN II |  |  | Non-Lead - Other | No | 1996-01-16 | 0 | Statistical analysis |  |  |  |  | Non-Lead - Other |  |  | Statistical analysis |  |  |  |  | Non-Lead |  |  |  | Domestic
MTR_016799 | 15005 SE 184TH ST | LOT 12 CARRIAGEWOOD #5 |  |  | Non-Lead - Other | No | 1983-07-01 | 0 | Installation date is after the lead ban |  |  |  |  | Non-Lead - Other |  |  | Installation date is after the lead ban |  |  |  |  | Non-Lead |  |  |  | Domestic
MTR_025210 | 21512 122ND PL SE | L225 GLENCARIN #2 |  |  | Non-Lead - Other | No | 1968-07-31 | 0 | Installation date is after the lead ban |  |  |  |  | Non-Lead - Other |  |  | Installation date is after the lead ban |  |  |  |  | Non-Lead |  |  |  | Domestic
MTR_027436 | 13513 SE 239TH ST | LOT 4 MERIDIAN EAST |  |  | Non-Lead - Other | No | 1988-04-01 | 0 | Installation date is after the lead ban |  |  |  |  | Non-Lead - Other |  |  | Installation date is after the lead ban |  |  |  |  | Non-Lead |  |  |  | Domestic
MTR_021818 | 19526 135TH AVE SE | LOT 16 FAIRFIELD GLEN |  |  | Non-Lead - Other | No |  | 0 | Converted CAD | No |  |  |  | Non-Lead - Other |  |  | Installation date is after the lead ban |  |  |  |  | Non-Lead |  |  |  | Domestic
MTR_029085 | 11516 SE 221ST PL | LOT 8 PEDERSON PLACE #1 |  |  | Non-Lead - Other | No |  | 0 | Installation date is after the lead ban |  |  |  |  | Non-Lead - Other |  |  | Installation date is after the lead ban |  |  |  |  | Non-Lead |  |  |  | Domestic
MTR_029857 | 23819 141ST LN SE | LOT 9 THE VILLAGE @ SOOS CREEK 2 |  |  | Non-Lead - Other | No |  | 0 | Installation date is after the lead ban |  |  |  |  | Non-Lead - Other |  |  | Installation date is after the lead ban |  |  |  |  | Non-Lead |  |  |  | Assumed
MTR_016852 | 15138 SE 176TH PL | LOT 56 CANDLEWOOD RIDGE #5 |  |  | Non-Lead - Other | No | 1978-02-01 | 0 | Installation date is after the lead ban |  |  |  |  | Non-Lead - Other |  |  | Installation date is after the lead ban |  |  |  |  | Non-Lead |  |  |  | Domestic
MTR_026702 | 23125 126TH AVE SE | L29 CORONADO KNOLLS |  |  | Non-Lead - Other | No |  | 0 | Installation date is after the lead ban |  |  |  |  | Non-Lead - Other |  |  | Installation date is after the lead ban |  |  |  |  | Non-Lead |  |  |  | Domestic
MTR_012548 | 18057 168TH WAY SE | LOT 10 TROVITSKY PARK 2 |  |  | Non-Lead - Other | No | 2003-03-14 | 4 | Rectified Plan | No |  |  |  | Non-Lead - Other |  |  | Installation date is after the lead ban |  |  |  |  | Non-Lead |  |  |  | Domestic
MTR_027115 | 22615 135TH AVE SE | LOT 3 FERN CREST 3 |  |  | Non-Lead - Other | No | 2006-10-17 | 0 | Installation date is after the lead ban |  |  |  |  | Non-Lead - Other |  |  | Installation date is after the lead ban |  |  |  |  | Non-Lead |  |  |  | Domestic
MTR_019127 | 10620 SE 186TH ST | LOT 4 VISTA HILLS |  |  | Non-Lead - Other | No |  | 0 | Installation date is after the lead ban |  |  |  |  | Non-Lead - Other |  |  | Installation date is after the lead ban |  |  |  |  | Non-Lead |  |  |  | Assumed
MTR_026963 | 13237 SE 225TH PL | LOT 51 FERN CREST 2 |  |  | Non-Lead - Other | No | 2005-09-02 | 0 | Installation date is after the lead ban |  |  |  |  | Non-Lead - Other |  |  | Installation date is after the lead ban |  |  |  |  | Non-Lead |  |  |  | Domestic
MTR_020805 | 18504 131ST AVE SE | LOT 18 BOULEVARD LANE #4 |  |  | Non-Lead - Other | No | 1968-06-14 | 0 | Installation date is after the lead ban |  |  |  |  | Non-Lead - Other |  |  | Installation date is after the lead ban |  |  |  |  | Non-Lead |  |  |  | Domestic
MTR_030309 | 21031 142ND AVE SE | L7 HOMESTEAD HILL EST. |  |  | Non-Lead - Copper | Unknown |  | 1.25 | Converted CAD | No |  |  |  | Non-Lead - Other |  |  | Statistical analysis |  |  |  |  | Non-Lead |  |  |  | Domestic
MTR_020912 | 18531 132ND PL SE | LOT 56 FOREST ESTATES 1 |  |  | Non-Lead - Other | No | 1978-08-01 | 0 | Installation date is after the lead ban |  |  |  |  | Non-Lead - Other |  |  | Installation date is after the lead ban |  |  |  |  | Non-Lead |  |  |  | Domestic
MTR_024335 | 10443 SE 222ND ST | 9908-010560 |  |  | Non-Lead - Other | Unknown |  | 0 | Statistical analysis |  |  |  |  | Non-Lead - Other |  |  | Statistical analysis |  |  |  |  | Non-Lead |  |  |  | Assumed
MTR_018624 | 20437 97TH AVE S | LOT 14 CHESTNUT RIDGE #1 |  |  | Non-Lead - Other | No |  | 0 | Installation date is after the lead ban |  |  |  |  | Non-Lead - Other |  |  | Installation date is after the lead ban |  |  |  |  | Non-Lead |  |  |  | Domestic
MTR_027491 | 13621 SE 233RD ST | L6 WILDWOOD #2 |  |  | Non-Lead - Plastic | No | 1975-07-25 | 1 | Rectified Plan | No |  |  |  | Non-Lead - Other |  |  | Installation date is after the lead ban |  |  |  |  | Non-Lead |  |  |  | Domestic
MTR_019938 | 11509 SE 186TH PL | LOT 2 LAKESIDE FAIRWOOD |  |  | Non-Lead - Other | No | 2014-09-23 | 0 | Installation date is after the lead ban |  |  |  |  | Non-Lead - Other |  |  | Installation date is after the lead ban |  |  |  |  | Non-Lead |  |  |  | Domestic
MTR_022181 | 19131 124TH AVE SE | L13 N.W. GARDEN TRACTS |  |  | Non-Lead - Other | No | 2015-06-13 | 0 | Rectified Plan | No |  |  |  | Non-Lead - Other |  |  | Statistical analysis |  |  |  |  | Non-Lead |  |  |  | Domestic
MTR_015966 | 14645 SE 189TH PL | LOT 20 FIELDSTONE 2 |  |  | Non-Lead - Other | No | 2004-12-14 | 0 | Installation date is after the lead ban |  |  |  |  | Non-Lead - Other |  |  | Installation date is after the lead ban |  |  |  |  | Non-Lead |  |  |  | Domestic
MTR_026064 | 20711 122ND PL SE | LOT 33 FENTON RIDGE (WILLOW RIDGE) |  |  | Non-Lead - Other | No | 1995-08-31 | 0 | Installation date is after the lead ban |  |  |  |  | Non-Lead - Other |  |  | Installation date is after the lead ban |  |  |  |  | Non-Lead |  |  |  | Domestic
MTR_025315 | 21210 124TH AVE SE | L292 GLENCARIN #2 |  |  | Non-Lead - Other | No | 1968-07-31 | 0 | Installation date is after the lead ban |  |  |  |  | Non-Lead - Other |  |  | Installation date is after the lead ban |  |  |  |  | Non-Lead |  |  |  | Domestic
MTR_022599 | 19340 114TH PL SE | LOT 17 PLATEAU @ PANTHER LAKE |  |  | Non-Lead - Other | No | 2007-03-05 | 0 | Installation date is after the lead ban |  |  |  |  | Non-Lead - Other |  |  | Installation date is after the lead ban |  |  |  |  | Non-Lead |  |  |  | Domestic
MTR_023273 | 9421 S 213TH PL | LOT 3 EVERGREEN HILLS |  |  | Non-Lead - Other | No |  | 0 | Installation date is after the lead ban |  |  |  |  | Non-Lead - Other |  |  | Installation date is after the lead ban |  |  |  |  | Non-Lead |  |  |  | Domestic
MTR_027863 | 12127 SE 217TH PL | LOT 27 GLENCARIN TRACE |  |  | Non-Lead - Other | No |  | 0 | Installation date is after the lead ban |  |  |  |  | Non-Lead - Other |  |  | Installation date is after the lead ban |  |  |  |  | Non-Lead |  |  |  | Domestic
MTR_015942 | 14746 SE 187TH CT | LOT 15 FAIRHAVEN 3 |  |  | Non-Lead - Other | No | 2004-03-12 | 0 | Installation date is after the lead ban |  |  |  |  | Non-Lead - Other |  |  | Installation date is after the lead ban |  |  |  |  | Non-Lead |  |  |  | Domestic
MTR_021399 | 14105 SE 193RD ST | LOT 62 LORI LANE |  |  | Non-Lead - Other | No |  | 0 | Installation date is after the lead ban |  |  |  |  | Non-Lead - Other |  |  | Installation date is after the lead ban |  |  |  |  | Non-Lead |  |  |  | Domestic
MTR_011485 | 12612 SE 165TH ST | L 74 CASCADE HILLS 8 |  |  | Non-Lead - Other | No |  | 1 | Installation date is after the lead ban |  |  |  |  | Non-Lead - Other |  |  | Installation date is after the lead ban |  |  |  |  | Non-Lead |  |  |  | Domestic
MTR_016501 | 15916 SE 177TH ST | LOT 90 CANDLEWOOD RIDGE #1 |  |  | Non-Lead - Other | No |  | 0 | Installation date is after the lead ban |  |  |  |  | Non-Lead - Other |  |  | Installation date is after the lead ban |  |  |  |  | Non-Lead |  |  |  | Domestic
MTR_010857 | 20158 110TH PL SE | LOT 104 VILA REAL |  |  | Non-Lead - Other | No | 2007-05-03 | 0 | Installation date is after the lead ban |  |  |  |  | Non-Lead - Other |  |  | Installation date is after the lead ban |  |  |  |  | Non-Lead |  |  |  | Domestic
MTR_021520 | 19846 140TH AVE SE | LOT B K.C.SHORT PLAT #3337R (KOVAL SUBDIVISION) |  |  | Non-Lead - Other | No |  | 0 | Installation date is after the lead ban |  |  |  |  | Non-Lead - Other |  |  | Installation date is after the lead ban |  |  |  |  | Non-Lead |  |  |  | Assumed
MTR_016998 | 15331 SE 178TH ST | LOT 64 CANDLEWOOD RIDGE #4 |  |  | Non-Lead - Other | No | 1977-07-01 | 0 | Installation date is after the lead ban |  |  |  |  | Non-Lead - Other |  |  | Installation date is after the lead ban |  |  |  |  | Non-Lead |  |  |  | Domestic
MTR_019233 | 19808 TALBOT RD S | P TR5 SPBROOK ACRE TRACT |  |  | Non-Lead - Other | Unknown |  | 0 | Statistical analysis |  |  |  |  | Non-Lead - Other |  |  | Statistical analysis |  |  |  |  | Non-Lead |  |  |  | Assumed
MTR_015793 | 14748 SE 185TH PL | LOT 3 FAIRHAVEN #2 |  |  | Non-Lead - Other | No | 2001-07-27 | 0 | Installation date is after the lead ban |  |  |  |  | Non-Lead - Other |  |  | Installation date is after the lead ban |  |  |  |  | Non-Lead |  |  |  | Domestic
MTR_029360 | 11739 SE 228TH PL | LOT 13 HUNTERS RUN |  |  | Non-Lead - Other | No |  | 0 | Installation date is after the lead ban |  |  |  |  | Non-Lead - Other |  |  | Installation date is after the lead ban |  |  |  |  | Non-Lead |  |  |  | Domestic
MTR_015770 | 14721 SE 188TH WAY | LOT 1 BOLLMAN PLAT |  |  | Non-Lead - Other | No | 2003-03-05 | 0 | Installation date is after the lead ban |  |  |  |  | Non-Lead - Other |  |  | Installation date is after the lead ban |  |  |  |  | Non-Lead |  |  |  | Domestic
MTR_019007 | 18707 107TH AVE SE | LOT 10 GREENLEAF |  |  | Non-Lead - Other | No | 2016-01-29 | 0 | Installation date is after the lead ban |  |  |  |  | Non-Lead - Other |  |  | Installation date is after the lead ban |  |  |  |  | Non-Lead |  |  |  | Domestic
MTR_024809 | 14026 SE 201ST ST | LOT 8 BLK 1 FOWLERS ADDITION |  |  | Non-Lead - Other | Unknown |  | 0 | Statistical analysis |  |  |  |  | Non-Lead - Other |  |  | Statistical analysis |  |  |  |  | Non-Lead |  |  |  | Assumed
MTR_029211 | 11648 SE 230TH PL | NW 1/4 16-22-5 W.M. PARCEL #352840- 0150 |  |  | Non-Lead - Other | No | 1997-08-22 | 0 | Installation date is after the lead ban |  |  |  |  | Non-Lead - Other |  |  | Installation date is after the lead ban |  |  |  |  | Non-Lead |  |  |  | Domestic
MTR_021486 | 14419 SE 198TH ST | L79 RUDDELLS 3RD ADD |  |  | Non-Lead - Other | No |  | 0 | Installation date is after the lead ban |  |  |  |  | Non-Lead - Other |  |  | Installation date is after the lead ban |  |  |  |  | Non-Lead |  |  |  | Domestic
MTR_027258 | 23713 137TH AVE SE | LOT 13 NORTHPEAK CREST |  |  | Non-Lead - Other | No | 1979-07-01 | 0 | Installation date is after the lead ban |  |  |  |  | Non-Lead - Other |  |  | Installation date is after the lead ban |  |  |  |  | Non-Lead |  |  |  | Domestic
MTR_021736 | 13414 SE 200TH ST | LOT 5 FOREST TRAILS #1 |  |  | Non-Lead - Other | No |  | 0 | Rectified Plan | No |  |  |  | Non-Lead - Other |  |  | Installation date is after the lead ban |  |  |  |  | Non-Lead |  |  |  | Domestic
MTR_028165 | 22203 131ST AVE SE | LOT 20 MATHESON PARK #2 |  |  | Non-Lead - Other | No | 1995-07-21 | 0 | Installation date is after the lead ban |  |  |  |  | Non-Lead - Other |  |  | Installation date is after the lead ban |  |  |  |  | Non-Lead |  |  |  | Domestic
MTR_021216 | 19832 142ND AVE SE | LOT 23 COUNTRY GATE |  |  | Non-Lead - Other | No | 2001-02-01 | 0 | Installation date is after the lead ban |  |  |  |  | Non-Lead - Other |  |  | Installation date is after the lead ban |  |  |  |  | Non-Lead |  |  |  | Domestic
MTR_020054 | 20130 102ND AVE SE | LOT 3 MCCANN MEADOWS |  |  | Non-Lead - Other | No | 1998-11-06 | 0 | Installation date is after the lead ban |  |  |  |  | Non-Lead - Other |  |  | Installation date is after the lead ban |  |  |  |  | Non-Lead |  |  |  | Domestic
MTR_026614 | 12553 SE 230TH ST | L52 CORONADO KNOLLS |  |  | Non-Lead - Other | No |  | 0 | Installation date is after the lead ban |  |  |  |  | Non-Lead - Other |  |  | Installation date is after the lead ban |  |  |  |  | Non-Lead |  |  |  | Domestic
MTR_016843 | 15515 SE 184TH ST | LOT 15 CARRIAGEWOOD #6 |  |  | Non-Lead - Other | No | 1983-08-01 | 0 | Installation date is after the lead ban |  |  |  |  | Non-Lead - Other |  |  | Installation date is after the lead ban |  |  |  |  | Non-Lead |  |  |  | Domestic
MTR_021309 | 14411 SE 195TH PL | L19 FAIRWOOD GLEN |  |  | Non-Lead - Other | No |  | 0 | Installation date is after the lead ban |  |  |  |  | Non-Lead - Other |  |  | Installation date is after the lead ban |  |  |  |  | Non-Lead |  |  |  | Domestic
MTR_021011 | 18703 137TH CT SE | LOT 61 CEDARWOOD ESTATES (WINDHAM R IDGE) |  |  | Non-Lead - Other | No | 1989-09-20 | 0 | Installation date is after the lead ban |  |  |  |  | Non-Lead - Other |  |  | Installation date is after the lead ban |  |  |  |  | Non-Lead |  |  |  | Domestic
MTR_027259 | 13300 SE 240TH SUITE D-3 | 0708-024790 |  |  | Non-Lead - Other | No |  | 0 | Installation date is after the lead ban |  |  |  |  | Non-Lead - Other |  |  | Installation date is after the lead ban |  |  |  |  | Non-Lead |  |  |  | Assumed
MTR_016157 | 15917 SE 184TH ST | LOT 8 CARRIAGEWOOD #8 |  |  | Non-Lead - Plastic | No | 1983-07-01 | 0 | Rectified Plan | No |  |  |  | Non-Lead - Other |  |  | Installation date is after the lead ban |  |  |  |  | Non-Lead |  |  |  | Domestic
MTR_021435 | 19716 143RD PL SE | LOT 60 RUDDELLS 3RD ADDITION |  |  | Non-Lead - Other | No |  | 0 | Installation date is after the lead ban |  |  |  |  | Non-Lead - Other |  |  | Installation date is after the lead ban |  |  |  |  | Non-Lead |  |  |  | Domestic
MTR_011143 | 11221 SE 162ND ST | EAST 100 LOT 3 BLOCK 3 AKERS FARM S #6 |  |  | Non-Lead - Other | Unknown |  | 0 | Statistical analysis |  |  |  |  | Non-Lead - Other |  |  | Statistical analysis |  |  |  |  | Non-Lead |  |  |  | Domestic
MTR_016720 | 18201 153RD AVE SE | LOT 7 CARRIAGEWOOD #4 |  |  | Non-Lead - Other | No | 1983-06-01 | 0 | Installation date is after the lead ban |  |  |  |  | Non-Lead - Other |  |  | Installation date is after the lead ban |  |  |  |  | Non-Lead |  |  |  | Domestic
MTR_021240 | 19835 142ND AVE SE | TL 229 OF NE 03-22-05 |  |  | Non-Lead - Other | Unknown |  | 0 | Statistical analysis |  |  |  |  | Non-Lead - Other |  |  | Statistical analysis |  |  |  |  | Non-Lead |  |  |  | Assumed
MTR_020176 | 10722 SE 192ND ST | L10 PANTHER LK GARD TRTS |  |  | Non-Lead - Other | Unknown |  | 0 | Statistical analysis |  |  |  |  | Non-Lead - Other |  |  | Statistical analysis |  |  |  |  | Non-Lead |  |  |  | Assumed
MTR_021592 | 19435 133RD AVE SE | L48 FOREST TRAILS #3 |  |  | Non-Lead - Other | No |  | 0 | Rectified Plan | No |  |  |  | Non-Lead - Other |  |  | Installation date is after the lead ban |  |  |  |  | Non-Lead |  |  |  | Domestic
MTR_014654 | 13020 SE 159TH ST | LOT 11 FAIRLANE WOODS |  |  | Non-Lead - Other | No |  | 0 | Installation date is after the lead ban |  |  |  |  | Non-Lead - Other |  |  | Installation date is after the lead ban |  |  |  |  | Non-Lead |  |  |  | Domestic
MTR_019325 | 9324 S 200TH ST | L15 BLK2 S/B RANCHETTES |  |  | Non-Lead - Other | No |  | 0 | Installation date is after the lead ban |  |  |  |  | Non-Lead - Other |  |  | Installation date is after the lead ban |  |  |  |  | Non-Lead |  |  |  | Assumed
MTR_021609 | 19818 132ND PL SE | LOT 21 FOREST TRAILS #1 |  |  | Non-Lead - Other | No |  | 0 | Rectified Plan | No |  |  |  | Non-Lead - Other |  |  | Installation date is after the lead ban |  |  |  |  | Non-Lead |  |  |  | Domestic
MTR_015013 | 16959 121ST AVE SE | L20 BL7 CASCADE VISTA #1 |  |  | Non-Lead Plastic | No | 2002-05-02 | 0 | Rectified Plan | Yes | Visual inspection at the meter pit | 2024-02-13 |  | Galvanized Requiring Replacement |  |  | Field inspection only with no records | Yes | Visual inspection at the meter pit | 2024-02-13 |  | Galvanized Requiring Replacement |  |  |  | Domestic
MTR_021604 | 19717 133RD AVE SE | LOT 16 FOREST TRAILS #1 |  |  | Non-Lead - Other | No |  | 0 | Rectified Plan | No |  |  |  | Non-Lead - Other |  |  | Installation date is after the lead ban |  |  |  |  | Non-Lead |  |  |  | Domestic
MTR_029494 | 11327 SE 226TH ST | LOT 93 KENTON FIRS |  |  | Non-Lead - Other | Unknown |  | 0 | Statistical analysis |  |  |  |  | Non-Lead - Other |  |  | Statistical analysis |  |  |  |  | Non-Lead |  |  |  | Domestic
MTR_011605 | 16224 131ST AVE SE | L46 FAIRWOOD DIV. #9 |  |  | Non-Lead - Other | No |  | 1 | Installation date is after the lead ban |  |  |  |  | Non-Lead - Other |  |  | Installation date is after the lead ban |  |  |  |  | Non-Lead |  |  |  | Domestic
MTR_024488 | 20420 131ST PL SE | L54 GREENACRES EAST |  |  | Non-Lead - Other | No |  | 0 | Installation date is after the lead ban |  |  |  |  | Non-Lead - Other |  |  | Installation date is after the lead ban |  |  |  |  | Non-Lead |  |  |  | Domestic
MTR_011524 | 16620 126TH AVE SE | L8 B4 CASCADE HILLS 4 |  |  | Non-Lead - Other | Unknown |  | 0.75 | Statistical analysis |  |  |  |  | Non-Lead - Other |  |  | Statistical analysis |  |  |  |  | Non-Lead |  |  |  | Assumed
MTR_017946 | 13345 SE 180TH ST | LOT 6 HOSCHEIT SHORT PLAT |  |  | Non-Lead - Other | No | 2004-11-04 | 0 | Installation date is after the lead ban |  |  |  |  | Non-Lead - Other |  |  | Installation date is after the lead ban |  |  |  |  | Non-Lead |  |  |  | Domestic
MTR_011497 | 12629 SE 166TH ST | L 86 CASCADE HILLS 8 |  |  | Non-Lead - Other | No |  | 1 | Installation date is after the lead ban |  |  |  |  | Non-Lead - Other |  |  | Installation date is after the lead ban |  |  |  |  | Non-Lead |  |  |  | Domestic
MTR_029293 | 11305 SE 226TH ST | LOT 90 KENTON FIRS |  |  | Non-Lead - Other | Unknown |  | 0 | Statistical analysis |  |  |  |  | Non-Lead - Other |  |  | Statistical analysis |  |  |  |  | Non-Lead |  |  |  | Domestic
MTR_015439 | 12617 SE 168TH ST | L 12 CASCADE VISTA 3 |  |  | Non-Lead Plastic | Unknown |  | 0 | Converted CAD | Yes | Visual inspection at the meter pit | 2024-02-14 |  | Non-Lead Plastic |  |  | Field inspection only with no records | Yes | Visual inspection at the meter pit | 2024-02-14 |  | Non-Lead |  |  |  | Domestic
MTR_019008 | 10708 SE 187TH PL | LOT 5 GREENLEAF |  |  | Non-Lead - Other | No | 2016-01-29 | 0 | Installation date is after the lead ban |  |  |  |  | Non-Lead - Other |  |  | Installation date is after the lead ban |  |  |  |  | Non-Lead |  |  |  | Domestic
MTR_015365 | 12513 SE 172ND ST | L122 CASCADE VISTA #3 |  |  | Non-Lead - Other | No | 2010-10-25 | 0 | Rectified Plan |  |  |  |  | Non-Lead - Other |  |  | Statistical analysis |  |  |  |  | Non-Lead |  |  |  | Domestic
MTR_024419 | 20313 131ST PL SE | LOT 13 GREYSTONE |  |  | Non-Lead - Other | No | 1995-08-03 | 0 | Installation date is after the lead ban |  |  |  |  | Non-Lead - Other |  |  | Installation date is after the lead ban |  |  |  |  | Non-Lead |  |  |  | Domestic
MTR_014799 | 17248 116TH AVE SE | LOT 5 SPRING LANE ADDN |  |  | Non-Lead - Other | No | 2018-01-18 | 0.75 | Installation date is after the lead ban |  |  |  |  | Non-Lead - Other |  |  | Installation date is after the lead ban |  |  |  |  | Non-Lead |  |  |  | Assumed
MTR_023907 | 21347 103RD PL SE | L 10 OLYMPIC VIEW HTS 2 |  |  | Non-Lead - Other | No |  | 0.75 | Installation date is after the lead ban |  |  |  |  | Non-Lead - Other |  |  | Installation date is after the lead ban |  |  |  |  | Non-Lead |  |  |  | Domestic
MTR_026720 | 12557 SE 230TH ST | L53 CORONADO KNOLLS |  |  | Non-Lead - Other | No |  | 0 | Installation date is after the lead ban |  |  |  |  | Non-Lead - Other |  |  | Installation date is after the lead ban |  |  |  |  | Non-Lead |  |  |  | Domestic
MTR_019389 | 18521 115TH PL SE | LOT 4 WELMAN PLAT |  |  | Non-Lead - Other | No | 2014-10-23 | 0 | Installation date is after the lead ban |  |  |  |  | Non-Lead - Other |  |  | Installation date is after the lead ban |  |  |  |  | Non-Lead |  |  |  | Domestic
MTR_019524 | 10839 SE 190TH PL | TL 217 SEC 32-23-5 |  |  | Non-Lead - Other | Unknown |  | 0 | Statistical analysis |  |  |  |  | Non-Lead - Other |  |  | Statistical analysis |  |  |  |  | Non-Lead |  |  |  | Domestic
MTR_019939 | 18559 115TH PL SE | LOT 10 WELMAN PLAT |  |  | Non-Lead - Other | No | 2014-10-23 | 0 | Installation date is after the lead ban |  |  |  |  | Non-Lead - Other |  |  | Installation date is after the lead ban |  |  |  |  | Non-Lead |  |  |  | Domestic
MTR_023009 | 12425 SE 198TH PL | LOT 5 MORFORD PARK |  |  | Non-Lead - Other | No |  | 0 | Installation date is after the lead ban |  |  |  |  | Non-Lead - Other |  |  | Installation date is after the lead ban |  |  |  |  | Non-Lead |  |  |  | Assumed
MTR_022776 | 19203 121ST PL SE | LOT 1 GOLDEN HILLS |  |  | Non-Lead - Other | No | 1978-07-26 | 0 | Installation date is after the lead ban |  |  |  |  | Non-Lead - Other |  |  | Installation date is after the lead ban |  |  |  |  | Non-Lead |  |  |  | Domestic
MTR_022426 | 11477 SE 195TH PL | LOT 97 PLATEAU @ PANTHER LAKE |  |  | Non-Lead - Other | No | 2007-03-05 | 0 | Installation date is after the lead ban |  |  |  |  | Non-Lead - Other |  |  | Installation date is after the lead ban |  |  |  |  | Non-Lead |  |  |  | Domestic
MTR_017936 | 17819 140TH AVE SE | TL 31 SEC 34-23-5 |  |  | Non-Lead - Other | No | 2004-11-04 | 0 | Statistical analysis | Yes | Visual inspection at the meter pit |  |  | Non-Lead - Other |  |  | Statistical analysis | Yes | Visual inspection at the meter pit |  |  | Non-Lead |  |  |  | Domestic
MTR_019940 | 18522 115TH PL SE | LOT 18 WELMAN PLAT |  |  | Non-Lead - Other | No | 2014-10-23 | 0 | Installation date is after the lead ban |  |  |  |  | Non-Lead - Other |  |  | Installation date is after the lead ban |  |  |  |  | Non-Lead |  |  |  | Domestic
MTR_017124 | 10926 SE 183RD PL | LOT 31 MAPLE GLEN |  |  | Non-Lead - Other | No | 1977-03-18 | 0 | Installation date is after the lead ban |  |  |  |  | Non-Lead - Other |  |  | Installation date is after the lead ban |  |  |  |  | Non-Lead |  |  |  | Domestic
MTR_022759 | 11713 SE 193RD PL | LOT 17 LYNDEN PLACE |  |  | Non-Lead - Other | No | 1999-03-24 | 0 | Installation date is after the lead ban |  |  |  |  | Non-Lead - Other |  |  | Installation date is after the lead ban |  |  |  |  | Non-Lead |  |  |  | Domestic
MTR_017845 | 17642 128TH AVE SE | LOT 24 EMERALD VISTA |  |  | Non-Lead - Other | No | 2001-03-01 | 0 | Installation date is after the lead ban |  |  |  |  | Non-Lead - Other |  |  | Installation date is after the lead ban |  |  |  |  | Non-Lead |  |  |  | Domestic
MTR_014744 | 15627 129TH PL SE | LOT 62 FAIRLANE WOODS |  |  | Non-Lead - Other | No | 1978-09-22 | 0 | Installation date is after the lead ban |  |  |  |  | Non-Lead - Other |  |  | Installation date is after the lead ban |  |  |  |  | Non-Lead |  |  |  | Domestic
MTR_018810 | 10319 SE 185TH PL | LOT 9 WINDSOR HEIGHTS |  |  | Non-Lead - Other | No |  | 0 | Installation date is after the lead ban |  |  |  |  | Non-Lead - Other |  |  | Installation date is after the lead ban |  |  |  |  | Non-Lead |  |  |  | Assumed
MTR_019741 | 10815 SE 190TH PL | TAX LOT 169 S-T-R 32-23-5 |  |  | Non-Lead - Other | Unknown |  | 0 | Statistical analysis |  |  |  |  | Non-Lead - Other |  |  | Statistical analysis |  |  |  |  | Non-Lead |  |  |  | Domestic
MTR_015930 | 14603 SE 184TH PL | LOT 30 FAIRWOOD FIRS #2 |  |  | Non-Lead - Other | No | 1988-09-27 | 0 | Installation date is after the lead ban |  |  |  |  | Non-Lead - Other |  |  | Installation date is after the lead ban |  |  |  |  | Non-Lead |  |  |  | Domestic
MTR_022042 | 18834 120TH AVE SE | 9921-004720 |  |  | Non-Lead - Other | No | 2016-03-21 | 0 | Rectified Plan | No |  |  |  | Non-Lead - Other |  |  | Statistical analysis |  |  |  |  | Non-Lead |  |  |  | Domestic
MTR_012615 | 17603 E LK DESIRE DR SE | TL 101 36-23-5 |  |  | Non-Lead - Plastic | No | 2010-01-19 | 1 | Rectified Plan |  |  |  |  | Non-Lead - Other |  |  | Installation date is after the lead ban |  |  |  |  | Non-Lead |  |  |  | Domestic
MTR_022180 | 19107 121ST PL SE | LOT 3 K.C.S.P. 582064 |  |  | Non-Lead - Other | No |  | 0 | Converted CAD | No |  |  |  | Non-Lead - Other |  |  | Installation date is after the lead ban |  |  |  |  | Non-Lead |  |  |  | Domestic
MTR_021219 | 14217 SE 198TH ST | LOT 20 COUNTRY GATE |  |  | Non-Lead - Other | No | 2001-02-01 | 0 | Installation date is after the lead ban |  |  |  |  | Non-Lead - Other |  |  | Installation date is after the lead ban |  |  |  |  | Non-Lead |  |  |  | Domestic
MTR_017284 | 11005 SE 180TH ST | L3 BLK3 BENSON TERR. #3 |  |  | Non-Lead - Other | No | 2011-08-10 | 1 | Rectified Plan |  |  |  |  | Non-Lead - Other |  |  | Statistical analysis |  |  |  |  | Non-Lead |  |  |  | Domestic
MTR_022189 | 18441 124TH AVE SE | TL 40 SEC 33-23-5 |  |  | Non-Lead - Other | Unknown |  | 0 | Relative Placement | No |  |  |  | Non-Lead - Other |  |  | Statistical analysis |  |  |  |  | Non-Lead |  |  |  | Assumed
MTR_029659 | 11201 SE 227TH PL | LOT 18 KENTON FIRS |  |  | Non-Lead - Other | Unknown |  | 0 | Statistical analysis |  |  |  |  | Non-Lead - Other |  |  | Statistical analysis |  |  |  |  | Non-Lead |  |  |  | Domestic
MTR_016090 | 15838 SE 180TH CT | L5 CANDLEWOOD RIDGE#6 |  |  | Non-Lead - Plastic | No | 1980-08-01 | 0 | Rectified Plan | No |  |  |  | Non-Lead - Other |  |  | Installation date is after the lead ban |  |  |  |  | Non-Lead |  |  |  | Domestic
MTR_017646 | 11454 SE 180TH PL | LOT 1 BLK 2 BANKERS FIRST ADDITION |  |  | Non-Lead - Other | Unknown |  | 0 | Statistical analysis |  |  |  |  | Non-Lead - Other |  |  | Statistical analysis |  |  |  |  | Non-Lead |  |  |  | Assumed
MTR_029219 | 11309 SE 226TH ST | LOT 91 KENTON FIRS |  |  | Non-Lead - Other | Unknown |  | 0 | Statistical analysis |  |  |  |  | Non-Lead - Other |  |  | Statistical analysis |  |  |  |  | Non-Lead |  |  |  | Domestic
MTR_016080 | 15830 SE 180TH CT | L7 CANDLEWOOD RIDGE #6 |  |  | Non-Lead - Plastic | No | 1980-08-01 | 0 | Rectified Plan | No |  |  |  | Non-Lead - Other |  |  | Installation date is after the lead ban |  |  |  |  | Non-Lead |  |  |  | Domestic
MTR_018226 | 14118 SE 182ND ST | LOT 80 FAIRWOOD FIRS |  |  | Non-Lead - Other | No | 1986-05-01 | 0 | Installation date is after the lead ban |  |  |  |  | Non-Lead - Other |  |  | Installation date is after the lead ban |  |  |  |  | Non-Lead |  |  |  | Domestic
MTR_029517 | 22628 110TH CT SE | L35 CLARKS GLEN |  |  | Non-Lead - Other | Unknown |  | 0 | Statistical analysis |  |  |  |  | Non-Lead - Other |  |  | Statistical analysis |  |  |  |  | Non-Lead |  |  |  | Assumed
MTR_016761 | 18233 155TH PL SE | LOT 33 CARRIAGEWOOD #6 |  |  | Non-Lead - Other | No | 1983-08-01 | 0 | Installation date is after the lead ban |  |  |  |  | Non-Lead - Other |  |  | Installation date is after the lead ban |  |  |  |  | Non-Lead |  |  |  | Domestic
MTR_015877 | 14212 SE 184TH PL | LOT 3 FAIRWOOD POND ESTATES |  |  | Non-Lead - Other | No | 1989-02-10 | 0 | Installation date is after the lead ban |  |  |  |  | Non-Lead - Other |  |  | Installation date is after the lead ban |  |  |  |  | Non-Lead |  |  |  | Domestic
MTR_029647 | 22627 112TH AVE SE | LOT 13 KENTON FIRS |  |  | Non-Lead - Other | Unknown |  | 0 | Statistical analysis |  |  |  |  | Non-Lead - Other |  |  | Statistical analysis |  |  |  |  | Non-Lead |  |  |  | Assumed
MTR_016119 | 15714 SE 184TH ST | LOT 28 CARRIAGEWOOD #7 |  |  | Non-Lead - Plastic | No | 1983-07-01 | 0 | Rectified Plan | No |  |  |  | Non-Lead - Other |  |  | Installation date is after the lead ban |  |  |  |  | Non-Lead |  |  |  | Domestic
MTR_029980 | 16111 126TH PL SE | L4 BLK4 CASCADE VISTA #4 |  |  | Non-Lead - Other | No | 2016-06-22 | 0.75 | Rectified Plan |  |  |  |  | Non-Lead - Other |  |  | Statistical analysis |  |  |  |  | Non-Lead |  |  |  | Domestic
MTR_015789 | 14640 SE 185TH PL | LOT 11 FAIRHAVEN #2 |  |  | Non-Lead - Other | No | 2001-07-27 | 0 | Installation date is after the lead ban |  |  |  |  | Non-Lead - Other |  |  | Installation date is after the lead ban |  |  |  |  | Non-Lead |  |  |  | Domestic
MTR_016832 | 15402 SE 183RD DR | LOT 37 CARRIAGEWOOD 6 |  |  | Non-Lead - Other | No | 1983-08-01 | 0 | Installation date is after the lead ban |  |  |  |  | Non-Lead - Other |  |  | Installation date is after the lead ban |  |  |  |  | Non-Lead |  |  |  | Domestic
MTR_001232 | 16422 116TH PL SE | L 78 CASCADE HILLS 5 |  |  | Non-Lead - Other | No | 2019-08-05 | 0.75 | Rectified Plan |  |  |  |  | Non-Lead - Other |  |  | Statistical analysis |  |  |  |  | Non-Lead |  |  |  | Domestic
MTR_015925 | 14501 SE 184TH PL | LOT 25 FAIRWOOD FIRS #2 |  |  | Non-Lead - Other | No | 1988-09-27 | 0 | Installation date is after the lead ban |  |  |  |  | Non-Lead - Other |  |  | Installation date is after the lead ban |  |  |  |  | Non-Lead |  |  |  | Irrigation
MTR_016098 | 15722 SE 182ND PL | L 4 CARRIAGEWOOD 7 |  |  | Non-Lead - Plastic | No | 1983-07-01 | 0 | Rectified Plan | No |  |  |  | Non-Lead - Other |  |  | Installation date is after the lead ban |  |  |  |  | Non-Lead |  |  |  | Domestic
MTR_029388 | 11401 SE 226TH ST | LOT 94 KENTON FIRS |  |  | Non-Lead - Other | Unknown |  | 0 | Statistical analysis |  |  |  |  | Non-Lead - Other |  |  | Statistical analysis |  |  |  |  | Non-Lead |  |  |  | Domestic
MTR_021176 | 18830 132ND PL SE | LOT 6 FOREST ESTATES VII |  |  | Non-Lead - Other | No | 1987-08-28 | 0 | Installation date is after the lead ban |  |  |  |  | Non-Lead - Other |  |  | Installation date is after the lead ban |  |  |  |  | Non-Lead |  |  |  | Assumed
MTR_016721 | 18214 153RD AVE SE | L11 CARRIAGEWOOD #4 |  |  | Non-Lead - Other | No | 1983-06-01 | 0 | Installation date is after the lead ban |  |  |  |  | Non-Lead - Other |  |  | Installation date is after the lead ban |  |  |  |  | Non-Lead |  |  |  | Domestic
MTR_014745 | 15637 129TH PL SE | LOT 63 FAIRLANE WOODS |  |  | Non-Lead - Other | No | 1978-09-22 | 0 | Installation date is after the lead ban |  |  |  |  | Non-Lead - Other |  |  | Installation date is after the lead ban |  |  |  |  | Non-Lead |  |  |  | Domestic
MTR_029761 | 11507 SE 227TH PL | LOT 42 KENTON FIRS 1 |  |  | Non-Lead - Other | Unknown |  | 0 | Statistical analysis |  |  |  |  | Non-Lead - Other |  |  | Statistical analysis |  |  |  |  | Non-Lead |  |  |  | Domestic
MTR_028363 | 12908 SE 218TH PL | L3 SP 581006 |  |  | Non-Lead - Other | No |  | 0 | Installation date is after the lead ban |  |  |  |  | Non-Lead - Other |  |  | Installation date is after the lead ban |  |  |  |  | Non-Lead |  |  |  | Assumed
MTR_025585 | 12612 SE 216TH ST | LOT 76 GLENCARIN #3 |  |  | Non-Lead - Other | No |  | 0 | Installation date is after the lead ban |  |  |  |  | Non-Lead - Other |  |  | Installation date is after the lead ban |  |  |  |  | Non-Lead |  |  |  | Domestic
MTR_030111 | 12824 SE 158TH ST | L15 B1 CASCADE VILLAGE#4 |  |  | Non-Lead - Other | No | 2016-06-22 | 0.75 | Rectified Plan |  |  |  |  | Non-Lead - Other |  |  | Statistical analysis |  |  |  |  | Non-Lead |  |  |  | Domestic
MTR_024638 | 20137 128TH AVE SE | LOT 28 LINDA HIGHLANDS |  |  | Non-Lead - Other | No |  | 0 | Installation date is after the lead ban |  |  |  |  | Non-Lead - Other |  |  | Installation date is after the lead ban |  |  |  |  | Non-Lead |  |  |  | Domestic
MTR_025488 | 21010 127TH PL SE | LOT 39 JASON LANE |  |  | Non-Lead - Other | No |  | 0 | Installation date is after the lead ban |  |  |  |  | Non-Lead - Other |  |  | Installation date is after the lead ban |  |  |  |  | Non-Lead |  |  |  | Domestic
MTR_025245 | 12504 SE 216TH ST | LOT 316 GLENCARIN #2 |  |  | Non-Lead - Other | No |  | 0 | Installation date is after the lead ban |  |  |  |  | Non-Lead - Other |  |  | Installation date is after the lead ban |  |  |  |  | Non-Lead |  |  |  | Domestic
MTR_024637 | 20131 128TH AVE SE | L27 LINDA HIGHLANDS |  |  | Non-Lead - Other | No |  | 0 | Installation date is after the lead ban |  |  |  |  | Non-Lead - Other |  |  | Installation date is after the lead ban |  |  |  |  | Non-Lead |  |  |  | Domestic
MTR_025587 | 12620 SE 216TH ST | L 75 GLENCARIN #3 |  |  | Non-Lead - Other | No |  | 0 | Installation date is after the lead ban |  |  |  |  | Non-Lead - Other |  |  | Installation date is after the lead ban |  |  |  |  | Non-Lead |  |  |  | Domestic
MTR_025559 | 12612 SE 215TH ST | L 63 GLENCARIN #3 |  |  | Non-Lead - Other | No |  | 0 | Installation date is after the lead ban |  |  |  |  | Non-Lead - Other |  |  | Installation date is after the lead ban |  |  |  |  | Non-Lead |  |  |  | Domestic
MTR_020105 | 19045 102ND AVE SE | LOT 15 HIGH VIEW HEIGHTS |  |  | Non-Lead - Other | No |  | 0 | Installation date is after the lead ban |  |  |  |  | Non-Lead - Other |  |  | Installation date is after the lead ban |  |  |  |  | Non-Lead |  |  |  | Assumed
MTR_025345 | 12504 SE 215TH PL | L322 GLENCARIN #2 |  |  | Non-Lead - Other | No | 1968-07-31 | 0 | Installation date is after the lead ban |  |  |  |  | Non-Lead - Other |  |  | Installation date is after the lead ban |  |  |  |  | Non-Lead |  |  |  | Domestic
MTR_025554 | 12631 SE 215TH ST | LOT 70 GLENCARIN #3 |  |  | Non-Lead - Other | No |  | 0 | Installation date is after the lead ban |  |  |  |  | Non-Lead - Other |  |  | Installation date is after the lead ban |  |  |  |  | Non-Lead |  |  |  | Domestic
MTR_016844 | 18315 155TH PL SE | LOT 13 CARRIAGEWOOD #6 |  |  | Non-Lead - Other | No | 1983-08-01 | 0 | Installation date is after the lead ban |  |  |  |  | Non-Lead - Other |  |  | Installation date is after the lead ban |  |  |  |  | Non-Lead |  |  |  | Domestic
MTR_024473 | 13001 SE 206TH PL | L39 GREENACRES EAST |  |  | Non-Lead - Other | No |  | 0 | Installation date is after the lead ban |  |  |  |  | Non-Lead - Other |  |  | Installation date is after the lead ban |  |  |  |  | Non-Lead |  |  |  | Domestic
MTR_025251 | 12505 SE 215TH PL | L317 GLENCARIN #2 |  |  | Non-Lead - Other | No | 1968-07-31 | 0 | Installation date is after the lead ban |  |  |  |  | Non-Lead - Other |  |  | Installation date is after the lead ban |  |  |  |  | Non-Lead |  |  |  | Domestic
MTR_017026 | 17822 112TH AVE SE | LOT 5 ORCHARD PARK #2 |  |  | Non-Lead - Other | No | 1995-09-05 | 0 | Installation date is after the lead ban |  |  |  |  | Non-Lead - Other |  |  | Installation date is after the lead ban |  |  |  |  | Non-Lead |  |  |  | Domestic
MTR_024699 | 13755 SE 202ND PL | LOT 9 FOREST GLEN SOUTH |  |  | Non-Lead - Other | No |  | 0 | Installation date is after the lead ban |  |  |  |  | Non-Lead - Other |  |  | Installation date is after the lead ban |  |  |  |  | Non-Lead |  |  |  | Domestic
MTR_025237 | 21214 125TH AVE SE | L345 GLENCARIN #2 |  |  | Non-Lead - Other | No | 1968-07-31 | 0 | Installation date is after the lead ban |  |  |  |  | Non-Lead - Other |  |  | Installation date is after the lead ban |  |  |  |  | Non-Lead |  |  |  | Domestic
MTR_017090 | 11341 SE 179TH ST | LOT 20 BELTERRA #10 |  |  | Non-Lead - Other | No |  | 0 | Installation date is after the lead ban |  |  |  |  | Non-Lead - Other |  |  | Installation date is after the lead ban |  |  |  |  | Non-Lead |  |  |  | Domestic
MTR_016948 | 17815 154TH AVE SE | LOT 67 CANDLEWOOD RIDGE #4 |  |  | Non-Lead - Other | No | 1977-07-01 | 0 | Installation date is after the lead ban |  |  |  |  | Non-Lead - Other |  |  | Installation date is after the lead ban |  |  |  |  | Non-Lead |  |  |  | Domestic
MTR_017968 | 13446 SE 181ST ST | LOT 16 BALLARD PLAT |  |  | Non-Lead - Other | No | 2012-03-06 | 0 | Installation date is after the lead ban |  |  |  |  | Non-Lead - Other |  |  | Installation date is after the lead ban |  |  |  |  | Non-Lead |  |  |  | Domestic
MTR_012647 | 17327 W LK DESIRE DR SE | 9929-003700 |  |  | Non-Lead - Plastic | No | 2010-01-19 | 1 | Rectified Plan |  |  |  |  | Non-Lead - Other |  |  | Statistical analysis |  |  |  |  | Non-Lead |  |  |  | Domestic
MTR_022079 | 11669 SE 189TH PL | LOT 26 JESSIE GLEN |  |  | Non-Lead - Other | No | 2007-07-19 | 0 | Rectified Plan | No |  |  |  | Non-Lead - Other |  |  | Installation date is after the lead ban |  |  |  |  | Non-Lead |  |  |  | Domestic
MTR_030106 | 12621 SE 158TH ST | L5 B2 CASCADE VILLAGE 4 |  |  | Non-Lead - Other | No | 2016-06-22 | 0.75 | Rectified Plan |  |  |  |  | Non-Lead - Other |  |  | Statistical analysis |  |  |  |  | Non-Lead |  |  |  | Domestic
MTR_017625 | 17633 111TH AVE SE | L19 HIGGENBOTHAM ADD. |  |  | Non-Lead - Other | Unknown |  | 0 | Statistical analysis |  |  |  |  | Non-Lead - Other |  |  | Statistical analysis |  |  |  |  | Non-Lead |  |  |  | Assumed
MTR_028005 | 12033 SE 220TH PL | LOT 63 GLENCARIN SOUTH |  |  | Non-Lead - Other | No |  | 0 | Installation date is after the lead ban |  |  |  |  | Non-Lead - Other |  |  | Installation date is after the lead ban |  |  |  |  | Non-Lead |  |  |  | Domestic
MTR_017201 | 17713 112TH AVE SE | LOT 28 BENSON HILL |  |  | Non-Lead - Other | No | 1999-09-22 | 0 | Installation date is after the lead ban |  |  |  |  | Non-Lead - Other |  |  | Installation date is after the lead ban |  |  |  |  | Non-Lead |  |  |  | Domestic
MTR_017608 | 17831 111TH AVE SE | L27 HIGGINBOTHAM ADD. |  |  | Non-Lead - Other | Unknown |  | 0 | Statistical analysis |  |  |  |  | Non-Lead - Other |  |  | Statistical analysis |  |  |  |  | Non-Lead |  |  |  | Assumed
MTR_024740 | 20115 140TH AVE SE | LOT 2 KING CO SHORT PLAT #676047 |  |  | Non-Lead - Other | No | 1997-01-08 | 0 | Installation date is after the lead ban |  |  |  |  | Non-Lead - Other |  |  | Installation date is after the lead ban |  |  |  |  | Non-Lead |  |  |  | Domestic
MTR_017812 | 18128 116TH AVE SE | L3 B1 NW GARDEN TRTS 2 |  |  | Non-Lead - Other | No |  | 0 | Installation date is after the lead ban |  |  |  |  | Non-Lead - Other |  |  | Installation date is after the lead ban |  |  |  |  | Non-Lead |  |  |  | Assumed
MTR_014775 | 17239 117TH AVE SE | LOT 2 KING COUNTY SHORT PLAT #18500 6 |  |  | Non-Lead - Other | No |  | 0.75 | Installation date is after the lead ban |  |  |  |  | Non-Lead - Other |  |  | Installation date is after the lead ban |  |  |  |  | Non-Lead |  |  |  | Assumed
MTR_017750 | 17821 113TH PL SE | L 13 HIGH CHAPARRAL |  |  | Non-Lead - Other | No |  | 0 | Installation date is after the lead ban |  |  |  |  | Non-Lead - Other |  |  | Installation date is after the lead ban |  |  |  |  | Non-Lead |  |  |  | Assumed
MTR_011106 | 16010 113TH AVE SE | N 94.03 LOT 5 BLOCK 1 AKERS FARMS #6 LESS E 120' |  |  | Non-Lead - Other | Unknown |  | 0.75 | Statistical analysis |  |  |  |  | Non-Lead - Other |  |  | Statistical analysis |  |  |  |  | Non-Lead |  |  |  | Assumed
MTR_015554 | 12419 SE PETROVITSKY RD | L8 B2 BENSON HEIGHTS |  |  | Non-Lead - Other | Unknown |  | 0 | Statistical analysis |  |  |  |  | Non-Lead - Other |  |  | Statistical analysis |  |  |  |  | Non-Lead |  |  |  | Domestic
MTR_011322 | 1413 S 27TH ST | L10 OLYMPIC VIEW TERRACE |  |  | Non-Lead - Other | No | 2003-03-28 | 0 | Rectified Plan |  |  |  |  | Non-Lead - Other |  |  | Statistical analysis |  |  |  |  | Non-Lead |  |  |  | Domestic
MTR_017210 | 17661 112TH AVE SE | LOT 33 BENSON HILL |  |  | Non-Lead - Other | No | 1999-09-22 | 0 | Installation date is after the lead ban |  |  |  |  | Non-Lead - Other |  |  | Installation date is after the lead ban |  |  |  |  | Non-Lead |  |  |  | Domestic
MTR_015198 | 17113 127TH AVE SE | L137 CASCADE VISTA #3 |  |  | Non-Lead - Other | No | 2010-10-25 | 0 | Rectified Plan |  |  |  |  | Non-Lead - Other |  |  | Statistical analysis |  |  |  |  | Non-Lead |  |  |  | Domestic
MTR_024348 | 22004 103RD PL SE | E 128.76"" S543"" N 15"" TR 21 UNEEDAN ORCHARDS |  |  | Non-Lead - Other | Unknown |  | 0 | Statistical analysis |  |  |  |  | Non-Lead - Other |  |  | Statistical analysis |  |  |  |  | Non-Lead |  |  |  | Domestic
MTR_017042 | 17922 112TH AVE SE | LOT 18 ORCHARD PARK #2 |  |  | Non-Lead - Other | No | 1995-09-05 | 0 | Installation date is after the lead ban |  |  |  |  | Non-Lead - Other |  |  | Installation date is after the lead ban |  |  |  |  | Non-Lead |  |  |  | Domestic
MTR_028956 | 10904 SE 219TH PL | LOT 9 FALCON CREST |  |  | Non-Lead - Other | No |  | 0 | Installation date is after the lead ban |  |  |  |  | Non-Lead - Other |  |  | Installation date is after the lead ban |  |  |  |  | Non-Lead |  |  |  | Assumed
MTR_017327 | 11203 SE 183RD ST | LOT 2 BIRCHWOOD ESTATES |  |  | Non-Lead - Other | No | 1986-09-01 | 1 | Installation date is after the lead ban |  |  |  |  | Non-Lead - Other |  |  | Installation date is after the lead ban |  |  |  |  | Non-Lead |  |  |  | Domestic
MTR_011522 | 16704 126TH AVE SE | L1 B5 CASCADE HILLS 4 |  |  | Non-Lead - Other | Unknown |  | 0.75 | Statistical analysis |  |  |  |  | Non-Lead - Other |  |  | Statistical analysis |  |  |  |  | Non-Lead |  |  |  | Assumed
MTR_024589 | 20118 130TH AVE SE | LOT 9 LINDA HIGHLANDS |  |  | Non-Lead - Other | No |  | 0 | Installation date is after the lead ban |  |  |  |  | Non-Lead - Other |  |  | Installation date is after the lead ban |  |  |  |  | Non-Lead |  |  |  | Domestic
MTR_025298 | 21513 124TH AVE SE | LOT 261 GLENCARIN #2 |  |  | Non-Lead - Other | No | 1968-07-31 | 0 | Installation date is after the lead ban |  |  |  |  | Non-Lead - Other |  |  | Installation date is after the lead ban |  |  |  |  | Non-Lead |  |  |  | Domestic
MTR_021463 | 14622 SE 198TH ST | LOT 9 RUDDELLS 3RD ADD |  |  | Non-Lead - Other | No |  | 0 | Installation date is after the lead ban |  |  |  |  | Non-Lead - Other |  |  | Installation date is after the lead ban |  |  |  |  | Non-Lead |  |  |  | Domestic
MTR_021299 | 19326 144TH CT SE | L29 FAIRWOOD GLEN |  |  | Non-Lead - Other | No |  | 0 | Installation date is after the lead ban |  |  |  |  | Non-Lead - Other |  |  | Installation date is after the lead ban |  |  |  |  | Non-Lead |  |  |  | Domestic
MTR_017400 | 18032 120TH AVE SE | NW GARDEN TRACTS 6 L2 |  |  | Non-Lead - Other | No | 1975-08-05 | 0 | Statistical analysis |  |  |  |  | Non-Lead - Other |  |  | Statistical analysis |  |  |  |  | Non-Lead |  |  |  | Assumed
MTR_029176 | 22531 112TH AVE SE | LOT 5 KENTON FIRS |  |  | Non-Lead - Other | Unknown |  | 0 | Statistical analysis |  |  |  |  | Non-Lead - Other |  |  | Statistical analysis |  |  |  |  | Non-Lead |  |  |  | Domestic
MTR_029177 | 22623 112TH AVE SE | LOT 12 KENTON FIRS |  |  | Non-Lead - Other | Unknown |  | 0 | Statistical analysis |  |  |  |  | Non-Lead - Other |  |  | Statistical analysis |  |  |  |  | Non-Lead |  |  |  | Domestic
MTR_019941 | 18509 115TH PL SE | LOT 2 WELMAN PLAT |  |  | Non-Lead - Other | No | 2014-10-23 | 0 | Installation date is after the lead ban |  |  |  |  | Non-Lead - Other |  |  | Installation date is after the lead ban |  |  |  |  | Non-Lead |  |  |  | Domestic
MTR_015547 | 12834 SE 175TH CT | LOT 5 EMERALD VISTA |  |  | Non-Lead - Other | No | 2001-03-01 | 0 | Installation date is after the lead ban |  |  |  |  | Non-Lead - Other |  |  | Installation date is after the lead ban |  |  |  |  | Non-Lead |  |  |  | Domestic
MTR_021284 | 19400 146TH AVE SE | L4 FAIRWOOD GLEN |  |  | Non-Lead - Other | No |  | 0 | Installation date is after the lead ban |  |  |  |  | Non-Lead - Other |  |  | Installation date is after the lead ban |  |  |  |  | Non-Lead |  |  |  | Domestic
MTR_021286 | 19240 146TH AVE SE | LOT 2 FAIRWOOD GLEN |  |  | Non-Lead - Other | No |  | 0 | Installation date is after the lead ban |  |  |  |  | Non-Lead - Other |  |  | Installation date is after the lead ban |  |  |  |  | Non-Lead |  |  |  | Domestic
MTR_021919 | 19438 133RD AVE SE | LOT 23 FOREST TRAILS #3 |  |  | Non-Lead - Other | No |  | 0 | Rectified Plan | No |  |  |  | Non-Lead - Other |  |  | Installation date is after the lead ban |  |  |  |  | Non-Lead |  |  |  | Domestic
MTR_021897 | 19529 134TH AVE SE | LOT 28 FOREST TRAILS #4 |  |  | Non-Lead - Other | No |  | 0 | Rectified Plan | No |  |  |  | Non-Lead - Other |  |  | Installation date is after the lead ban |  |  |  |  | Non-Lead |  |  |  | Domestic
MTR_021350 | 19324 140TH PL SE | L6 ECHO GLEN |  |  | Non-Lead - Other | No |  | 0 | Installation date is after the lead ban |  |  |  |  | Non-Lead - Other |  |  | Installation date is after the lead ban |  |  |  |  | Non-Lead |  |  |  | Domestic
MTR_021213 | 14729 SE 195TH PL | LOT 17 PLAT OF LAKE YOUNGS |  |  | Non-Lead - Other | No | 1997-06-19 | 0 | Installation date is after the lead ban |  |  |  |  | Non-Lead - Other |  |  | Installation date is after the lead ban |  |  |  |  | Non-Lead |  |  |  | Domestic
MTR_021548 | 19443 143RD PL SE | TL 106 E 1/2 3-22-5 |  |  | Non-Lead - Other | Unknown |  | 0 | Statistical analysis |  |  |  |  | Non-Lead - Other |  |  | Statistical analysis |  |  |  |  | Non-Lead |  |  |  | Assumed
MTR_024826 | 20111 143RD PL SE | L6 BLK4 FOWLERS ADD. |  |  | Non-Lead Plastic | Unknown |  | 0 | Relative Placement | Yes | Visual inspection at the meter pit | 2024-02-29 |  | Non-Lead Plastic |  |  | Field inspection only with no records | Yes | Visual inspection at the meter pit | 2024-02-29 |  | Non-Lead |  |  |  | Assumed
MTR_024813 | 14003 SE 201ST ST | L1 BLK2 FOWLERS ADD. |  |  | Non-Lead - Other | No |  | 0 | Installation date is after the lead ban |  |  |  |  | Non-Lead - Other |  |  | Installation date is after the lead ban |  |  |  |  | Non-Lead |  |  |  | Assumed
MTR_019942 | 18569 115TH PL SE | LOT 12 WELMAN PLAT |  |  | Non-Lead - Other | No | 2014-10-23 | 0 | Installation date is after the lead ban |  |  |  |  | Non-Lead - Other |  |  | Installation date is after the lead ban |  |  |  |  | Non-Lead |  |  |  | Domestic
MTR_028233 | 13111 SE 219TH ST | LOT 6 MARYLYN PLACE |  |  | Non-Lead - Other | No | 2014-07-17 | 0 | Installation date is after the lead ban |  |  |  |  | Non-Lead - Other |  |  | Installation date is after the lead ban |  |  |  |  | Non-Lead |  |  |  | Domestic
MTR_028234 | 13102 SE 219TH PL | LOT 8 MARYLYN PLACE |  |  | Non-Lead - Other | No | 2014-07-17 | 0 | Installation date is after the lead ban |  |  |  |  | Non-Lead - Other |  |  | Installation date is after the lead ban |  |  |  |  | Non-Lead |  |  |  | Domestic
MTR_019114 | 19032 106TH AVE SE | L9 PANTHER LK GARD TRTS |  |  | Non-Lead - Other | Unknown |  | 0 | Statistical analysis |  |  |  |  | Non-Lead - Other |  |  | Statistical analysis |  |  |  |  | Non-Lead |  |  |  | Assumed
MTR_018719 | 20012 92ND AVE S | TL101 SEC 6-22-5 |  |  | Non-Lead - Other | Unknown |  | 0 | Statistical analysis |  |  |  |  | Non-Lead - Other |  |  | Statistical analysis |  |  |  |  | Non-Lead |  |  |  | Domestic
MTR_025432 | 21130 126TH AVE SE | LOT 21 SHADOW RUN |  |  | Non-Lead - Other | No | 1987-11-25 | 0 | Installation date is after the lead ban |  |  |  |  | Non-Lead - Other |  |  | Installation date is after the lead ban |  |  |  |  | Non-Lead |  |  |  | Domestic
MTR_027260 | 13306 SE 236TH PL | LOT 11 MERIDIAN FOREST |  |  | Non-Lead - Plastic | No | 1995-08-24 | 1 | Rectified Plan | No |  |  |  | Non-Lead - Other |  |  | Installation date is after the lead ban |  |  |  |  | Non-Lead |  |  |  | Domestic
MTR_028259 | 22034 128TH PL SE | LOT 35 SUMMER GLEN EAST (STRATHMORE ) |  |  | Non-Lead - Other | No | 1995-08-28 | 0 | Installation date is after the lead ban |  |  |  |  | Non-Lead - Other |  |  | Installation date is after the lead ban |  |  |  |  | Non-Lead |  |  |  | Domestic
MTR_020603 | 10622 SE 200TH ST | TAX LOT 160 W1/2 SEC 5-22-5 |  |  | Non-Lead - Other | Unknown |  | 0 | Statistical analysis |  |  |  |  | Non-Lead - Other |  |  | Statistical analysis |  |  |  |  | Non-Lead |  |  |  | Assumed
MTR_022082 | 11752 SE 191ST ST | LOT 4 BOB SINGH SHORT PLAT |  |  | Non-Lead - Other | No |  | 0 | Installation date is after the lead ban |  |  |  |  | Non-Lead - Other |  |  | Installation date is after the lead ban |  |  |  |  | Non-Lead |  |  |  | Assumed
MTR_022083 | 11806 SE 191ST ST | LOT 5 BOB SINGH SHORT PLAT |  |  | Non-Lead - Other | No |  | 0 | Installation date is after the lead ban |  |  |  |  | Non-Lead - Other |  |  | Installation date is after the lead ban |  |  |  |  | Non-Lead |  |  |  | Assumed
MTR_022053 | 12206 SE 188TH ST | L9 TR1 N.W. GARDEN TR#6 |  |  | Non-Lead - Other | No | 2015-06-13 | 0 | Relative Placement |  |  |  |  | Non-Lead - Other |  |  | Statistical analysis |  |  |  |  | Non-Lead |  |  |  | Domestic
MTR_028235 | 21825 131ST PL SE | LOT 17 MARYLYN PLACE |  |  | Non-Lead - Other | No | 2014-07-17 | 0 | Installation date is after the lead ban |  |  |  |  | Non-Lead - Other |  |  | Installation date is after the lead ban |  |  |  |  | Non-Lead |  |  |  | Domestic
MTR_028236 | 21821 131ST PL SE | LOT 16 MARYLYN PLACE |  |  | Non-Lead - Other | No | 2014-07-17 | 0 | Installation date is after the lead ban |  |  |  |  | Non-Lead - Other |  |  | Installation date is after the lead ban |  |  |  |  | Non-Lead |  |  |  | Domestic
MTR_028237 | 21829 131ST PL SE | LOT 18 MARYLYN PLACE |  |  | Non-Lead - Other | No | 2014-07-17 | 0 | Installation date is after the lead ban |  |  |  |  | Non-Lead - Other |  |  | Installation date is after the lead ban |  |  |  |  | Non-Lead |  |  |  | Domestic
MTR_028238 | 13114 SE 219TH PL | LOT 11 MARYLYN PLACE 2 |  |  | Non-Lead - Other | No | 2014-07-17 | 0 | Installation date is after the lead ban |  |  |  |  | Non-Lead - Other |  |  | Installation date is after the lead ban |  |  |  |  | Non-Lead |  |  |  | Domestic
MTR_028239 | 13116 SE 219TH ST | LOT 4 MARYLYN PLACE |  |  | Non-Lead - Other | No | 2014-07-17 | 0 | Installation date is after the lead ban |  |  |  |  | Non-Lead - Other |  |  | Installation date is after the lead ban |  |  |  |  | Non-Lead |  |  |  | Domestic
MTR_028240 | 13115 SE 219TH ST | LOT 5 MARYLYN PLACE |  |  | Non-Lead - Other | No | 2014-07-17 | 0 | Installation date is after the lead ban |  |  |  |  | Non-Lead - Other |  |  | Installation date is after the lead ban |  |  |  |  | Non-Lead |  |  |  | Domestic
MTR_019943 | 18563 115TH PL SE | LOT 11 WELMAN PLAT |  |  | Non-Lead - Other | No | 2014-10-23 | 0 | Installation date is after the lead ban |  |  |  |  | Non-Lead - Other |  |  | Installation date is after the lead ban |  |  |  |  | Non-Lead |  |  |  | Domestic
MTR_019944 | 18529 115TH PL SE | LOT 6 WELMAN PLAT |  |  | Non-Lead - Other | No | 2014-10-23 | 0 | Installation date is after the lead ban |  |  |  |  | Non-Lead - Other |  |  | Installation date is after the lead ban |  |  |  |  | Non-Lead |  |  |  | Domestic
MTR_016655 | 15006 SE 181ST ST | L1 CARRIAGEWOOD #2 |  |  | Non-Lead - Other | No | 1982-09-01 | 0 | Installation date is after the lead ban |  |  |  |  | Non-Lead - Other |  |  | Installation date is after the lead ban |  |  |  |  | Non-Lead |  |  |  | Domestic
MTR_016575 | 18302 151ST CT SE | LOT 64 CARRIAGEWOOD #1 |  |  | Non-Lead - Other | No | 1980-06-01 | 0 | Installation date is after the lead ban |  |  |  |  | Non-Lead - Other |  |  | Installation date is after the lead ban |  |  |  |  | Non-Lead |  |  |  | Domestic
MTR_017059 | 17624 114TH PL SE | LOT 4 MORNING GLEN |  |  | Non-Lead - Other | No | 1996-03-12 | 0 | Installation date is after the lead ban |  |  |  |  | Non-Lead - Other |  |  | Installation date is after the lead ban |  |  |  |  | Non-Lead |  |  |  | Domestic
MTR_018832 | 10414 SE 187TH CT | LOT 22 FREDERICKS PLACE |  |  | Non-Lead - Other | No | 1995-09-21 | 0 | Installation date is after the lead ban |  |  |  |  | Non-Lead - Other |  |  | Installation date is after the lead ban |  |  |  |  | Non-Lead |  |  |  | Domestic
MTR_019494 | 19130 114TH PL SE | LOT 4 KING CO SHORT PLAT #S90S0205 |  |  | Non-Lead - Other | No | 1995-10-02 | 0 | Installation date is after the lead ban |  |  |  |  | Non-Lead - Other |  |  | Installation date is after the lead ban |  |  |  |  | Non-Lead |  |  |  | Domestic
MTR_014951 | 17017 122ND AVE SE | L22 B4 CASCADE VISTA #1 |  |  | Non-Lead - Other | No | 2010-10-25 | 1 | Rectified Plan |  |  |  |  | Non-Lead - Other |  |  | Statistical analysis |  |  |  |  | Non-Lead |  |  |  | Domestic
MTR_019495 | 10850 SE 187TH LN | BLDG B UNIT 3 MORGAN COURT CONDOS |  |  | Non-Lead - Other | No | 2000-09-14 | 0 | Installation date is after the lead ban |  |  |  |  | Non-Lead - Other |  |  | Installation date is after the lead ban |  |  |  |  | Non-Lead |  |  |  | Domestic
MTR_018963 | 1131 S 47TH PL | LOT 6 PANTHER RIDGE |  |  | Non-Lead - Other | No | 2012-08-28 | 0 | Installation date is after the lead ban |  |  |  |  | Non-Lead - Other |  |  | Installation date is after the lead ban |  |  |  |  | Non-Lead |  |  |  | Domestic
MTR_014777 | 17243 117TH AVE SE | TL 52 W 1/2 28-23-5 |  |  | Non-Lead - Other | Unknown |  | 0 | Statistical analysis |  |  |  |  | Non-Lead - Other |  |  | Statistical analysis |  |  |  |  | Non-Lead |  |  |  | Domestic
MTR_019496 | 18934 112TH PL SE | LOT 98 CHINQUAPIN RIDGE |  |  | Non-Lead - Other | No | 1995-09-19 | 0 | Installation date is after the lead ban |  |  |  |  | Non-Lead - Other |  |  | Installation date is after the lead ban |  |  |  |  | Non-Lead |  |  |  | Domestic
MTR_024901 | 20478 137TH AVE SE | LOT 13 JERRYS PLACE |  |  | Non-Lead - Other | No | 2002-11-22 | 0 | Installation date is after the lead ban |  |  |  |  | Non-Lead - Other |  |  | Installation date is after the lead ban |  |  |  |  | Non-Lead |  |  |  | Domestic
MTR_011601 | 16318 131ST AVE SE | L42 FAIRWOOD DIV. #9 |  |  | Non-Lead - Other | No |  | 1 | Installation date is after the lead ban |  |  |  |  | Non-Lead - Other |  |  | Installation date is after the lead ban |  |  |  |  | Non-Lead |  |  |  | Domestic
MTR_019497 | 11244 SE 189TH CT | LOT 89 CHINQUAPIN RIDGE |  |  | Non-Lead - Other | No | 1995-09-19 | 0 | Installation date is after the lead ban |  |  |  |  | Non-Lead - Other |  |  | Installation date is after the lead ban |  |  |  |  | Non-Lead |  |  |  | Domestic
MTR_014783 | 17327 117TH AVE SE | TAX LOT 41 28-23-5 |  |  | Non-Lead - Other | No | 1997-10-13 | 0 | Statistical analysis |  |  |  |  | Non-Lead - Other |  |  | Statistical analysis |  |  |  |  | Non-Lead |  |  |  | Domestic
MTR_022427 | 19337 114TH PL SE | LOT 45 PLATEAU @ PANTHER LAKE |  |  | Non-Lead - Other | No | 2007-03-05 | 0 | Installation date is after the lead ban |  |  |  |  | Non-Lead - Other |  |  | Installation date is after the lead ban |  |  |  |  | Non-Lead |  |  |  | Domestic
MTR_016136 | 18212 160TH AVE SE | LOT 1 CARRIAGEWOOD #8 |  |  | Non-Lead - Plastic | No | 1983-07-01 | 0 | Rectified Plan | No |  |  |  | Non-Lead - Other |  |  | Installation date is after the lead ban |  |  |  |  | Non-Lead |  |  |  | Domestic
MTR_022428 | 11445 SE 193RD TER | LOT 23 PLATEAU @ PANTHER LAKE |  |  | Non-Lead - Other | No | 2007-03-05 | 0 | Installation date is after the lead ban |  |  |  |  | Non-Lead - Other |  |  | Installation date is after the lead ban |  |  |  |  | Non-Lead |  |  |  | Domestic
MTR_015752 | 14741 SE 185TH PL | LOT 42 FAIRHAVEN #2 |  |  | Non-Lead - Other | No | 2001-07-27 | 0 | Installation date is after the lead ban |  |  |  |  | Non-Lead - Other |  |  | Installation date is after the lead ban |  |  |  |  | Non-Lead |  |  |  | Domestic
MTR_019498 | 18915 108TH LN SE | LOT 33 BELGROVE @ RENTON PH 5 |  |  | Non-Lead - Other | No | 2004-06-30 | 0 | Installation date is after the lead ban |  |  |  |  | Non-Lead - Other |  |  | Installation date is after the lead ban |  |  |  |  | Non-Lead |  |  |  | Domestic
MTR_016284 | 15531 SE 179TH ST | L77 CANDLEWOOD RIDGE #2 |  |  | Non-Lead - Other | No | 1976-05-06 | 0 | Installation date is after the lead ban |  |  |  |  | Non-Lead - Other |  |  | Installation date is after the lead ban |  |  |  |  | Non-Lead |  |  |  | Domestic
MTR_001250 | 16510 120TH AVE SE | L 79 CASCADE HILLS 6 |  |  | Non-Lead - Other | No | 2019-08-05 | 0.75 | Rectified Plan |  |  |  |  | Non-Lead - Other |  |  | Statistical analysis |  |  |  |  | Non-Lead |  |  |  | Assumed
MTR_029976 | 16112 126TH AVE SE | L1 BLK3 CASCADE VISTA #7 |  |  | Non-Lead - Other | No | 2016-06-22 | 0.75 | Rectified Plan |  |  |  |  | Non-Lead - Other |  |  | Statistical analysis |  |  |  |  | Non-Lead |  |  |  | Domestic
MTR_001251 | 12113 SE 165TH ST | L 28 CASCADE HILLS 7 |  |  | Non-Lead - Other | No | 2019-08-05 | 1 | Rectified Plan |  |  |  |  | Non-Lead - Other |  |  | Statistical analysis |  |  |  |  | Non-Lead |  |  |  | Domestic
MTR_001252 | 16518 116TH PL SE | L 47 CASCADE HILLS 5 |  |  | Non-Lead - Other | No | 2019-08-05 | 0.75 | Rectified Plan |  |  |  |  | Non-Lead - Other |  |  | Statistical analysis |  |  |  |  | Non-Lead |  |  |  | Domestic
MTR_001253 | 11714 SE 167TH ST | L 16 CASCADE HILLS 5 |  |  | Non-Lead - Other | No | 2019-08-05 | 0.75 | Rectified Plan |  |  |  |  | Non-Lead - Other |  |  | Statistical analysis |  |  |  |  | Non-Lead |  |  |  | Assumed
MTR_014314 | 16827 113TH AVE SE | SOUTH 75.04 LOT 4 BLOCK 1 HGREEN T RACTS #1 |  |  | Non-Lead - Other | Unknown |  | 1 | Statistical analysis |  |  |  |  | Non-Lead - Other |  |  | Statistical analysis |  |  |  |  | Non-Lead |  |  |  | Domestic
MTR_026399 | 22420 134TH PL SE | LOT 6 FERN CREST 2 |  |  | Non-Lead - Other | No | 2005-09-02 | 0 | Installation date is after the lead ban |  |  |  |  | Non-Lead - Other |  |  | Installation date is after the lead ban |  |  |  |  | Non-Lead |  |  |  | Domestic
MTR_026400 | 12506 SE 232ND ST | L35 CORONADO KNOLLS |  |  | Non-Lead - Other | No |  | 0 | Installation date is after the lead ban |  |  |  |  | Non-Lead - Other |  |  | Installation date is after the lead ban |  |  |  |  | Non-Lead |  |  |  | Assumed
MTR_029178 | 11716 SE 225TH CT | LOT 17 MAPLEWOOD EAST |  |  | Non-Lead - Other | No |  | 0 | Installation date is after the lead ban |  |  |  |  | Non-Lead - Other |  |  | Installation date is after the lead ban |  |  |  |  | Non-Lead |  |  |  | Domestic
MTR_028245 | 12709 SE 221ST PL | LOT 75 SUMMERGLEN #2 |  |  | Non-Lead - Other | No |  | 5.25 | Installation date is after the lead ban |  |  |  |  | Non-Lead - Other |  |  | Installation date is after the lead ban |  |  |  |  | Non-Lead |  |  |  | Hydrant
MTR_020556 | 19621 104TH AVE SE | LOT 1 PARKRIDGE EAST 1 |  |  | Non-Lead - Other | No |  | 0 | Installation date is after the lead ban |  |  |  |  | Non-Lead - Other |  |  | Installation date is after the lead ban |  |  |  |  | Non-Lead |  |  |  | Assumed
MTR_027620 | 12137 SE 216TH ST | LOT 2 GLEN MAR |  |  | Non-Lead - Plastic | No | 1975-04-29 | 1 | Rectified Plan | No |  |  |  | Non-Lead - Other |  |  | Installation date is after the lead ban |  |  |  |  | Non-Lead |  |  |  | Domestic
MTR_022072 | 11674 SE 189TH PL | LOT 13 JESSIE GLEN |  |  | Non-Lead - Other | No | 2007-07-19 | 0 | Rectified Plan | No |  |  |  | Non-Lead - Other |  |  | Installation date is after the lead ban |  |  |  |  | Non-Lead |  |  |  | Domestic
MTR_026074 | 20510 121ST WAY SE | LOT 47 FENTON RIDGE (WILLOW RIDGE) |  |  | Non-Lead - Other | No | 1995-08-31 | 0 | Installation date is after the lead ban |  |  |  |  | Non-Lead - Other |  |  | Installation date is after the lead ban |  |  |  |  | Non-Lead |  |  |  | Domestic
MTR_026355 | 22420 127TH AVE SE | LOT 31 PHEASANTS HOLLOW |  |  | Non-Lead - Other | No | 1996-02-26 | 0 | Installation date is after the lead ban |  |  |  |  | Non-Lead - Other |  |  | Installation date is after the lead ban |  |  |  |  | Non-Lead |  |  |  | Domestic
MTR_001261 | 20325 124TH AVE SE | TAX LOT 39 SW 4-22-5 |  |  | Non-Lead - Other | Unknown |  | 0 | Statistical analysis |  |  |  |  | Non-Lead - Other |  |  | Statistical analysis |  |  |  |  | Non-Lead |  |  |  | Assumed
MTR_001262 | 12310 SE 203RD ST | TAX LOT 7 4-22-5-LOT 1 SPR 178087 |  |  | Non-Lead - Other | No |  | 0 | Installation date is after the lead ban |  |  |  |  | Non-Lead - Other |  |  | Installation date is after the lead ban |  |  |  |  | Non-Lead |  |  |  | Assumed
MTR_001264 | 20207 124TH AVE SE | TAX LOT 53 4-22-5 |  |  | Non-Lead - Other | No |  | 0 | Installation date is after the lead ban |  |  |  |  | Non-Lead - Other |  |  | Installation date is after the lead ban |  |  |  |  | Non-Lead |  |  |  | Assumed
MTR_019500 | 19103 110TH PL SE | LOT 8 VILLAGE GATE TOWNHOMES |  |  | Non-Lead - Other | No | 1997-06-17 | 0 | Installation date is after the lead ban |  |  |  |  | Non-Lead - Other |  |  | Installation date is after the lead ban |  |  |  |  | Non-Lead |  |  |  | Domestic
MTR_021364 | 19421 141ST AVE SE | L18 LORI LANE |  |  | Non-Lead - Other | No |  | 0 | Installation date is after the lead ban |  |  |  |  | Non-Lead - Other |  |  | Installation date is after the lead ban |  |  |  |  | Non-Lead |  |  |  | Domestic
MTR_019501 | 19027 113TH WAY SE | LOT 62 CHINQUAPIN RIDGE |  |  | Non-Lead - Other | No | 1995-09-19 | 0 | Installation date is after the lead ban |  |  |  |  | Non-Lead - Other |  |  | Installation date is after the lead ban |  |  |  |  | Non-Lead |  |  |  | Domestic
MTR_027261 | 23719 137TH AVE SE | LOT 12 NORTHPEAK CREST |  |  | Non-Lead - Other | No | 1979-07-01 | 0 | Installation date is after the lead ban |  |  |  |  | Non-Lead - Other |  |  | Installation date is after the lead ban |  |  |  |  | Non-Lead |  |  |  | Domestic
MTR_015199 | 12625 SE 168TH ST | L 11 CASCADE VISTA 3 |  |  | Non-Lead - Other | Unknown |  | 0 | Statistical analysis |  |  |  |  | Non-Lead - Other |  |  | Statistical analysis |  |  |  |  | Non-Lead |  |  |  | Domestic
MTR_022429 | 11412 SE 193RD TER | LOT 39 PLATEAU @ PANTHER LAKE |  |  | Non-Lead - Other | No | 2007-03-05 | 0 | Installation date is after the lead ban |  |  |  |  | Non-Lead - Other |  |  | Installation date is after the lead ban |  |  |  |  | Non-Lead |  |  |  | Domestic
MTR_018135 | 14280 SE 178TH PL | LOT 26 CARRIAGELANE |  |  | Non-Lead - Other | No | 2004-04-02 | 0 | Rectified Plan |  |  |  |  | Non-Lead - Other |  |  | Statistical analysis |  |  |  |  | Non-Lead |  |  |  | Domestic
MTR_001269 | 23470 130TH AVE SE | LOT 21 BUILDING GL VILLAGE AT SINGL E CREEK |  |  | Non-Lead - Other | No | 1983-07-01 | 0 | Installation date is after the lead ban |  |  |  |  | Non-Lead - Other |  |  | Installation date is after the lead ban |  |  |  |  | Non-Lead |  |  |  | Domestic
MTR_020302 | 20407 105TH PL SE | LOT 1 KAYWOOD ESTATES |  |  | Non-Lead - Other | No |  | 0 | Installation date is after the lead ban |  |  |  |  | Non-Lead - Other |  |  | Installation date is after the lead ban |  |  |  |  | Non-Lead |  |  |  | Domestic
MTR_011941 | 3111 MAIN AVE S | LOT 26 WINSPER 2 |  |  | Non-Lead - Other | No | 1998-02-25 | 0 | Installation date is after the lead ban |  |  |  |  | Non-Lead - Other |  |  | Installation date is after the lead ban |  |  |  |  | Non-Lead |  |  |  | Domestic
MTR_030108 | 12633 SE 158TH ST | L7 B2 CASCADE VILLAGE 4 |  |  | Non-Lead - Other | No | 2016-06-22 | 0.75 | Rectified Plan |  |  |  |  | Non-Lead - Other |  |  | Statistical analysis |  |  |  |  | Non-Lead |  |  |  | Domestic
MTR_030060 | 12612 SE 161ST ST | LOT 3 BLOCK 1 CASCADE VISTA #4 |  |  | Non-Lead Plastic | No | 2016-06-22 | 0.75 | Rectified Plan | Yes | Visual inspection at the meter pit | 2024-02-09 |  | Non-Lead Plastic |  |  | Field inspection only with no records | Yes | Visual inspection at the meter pit | 2024-02-09 |  | Non-Lead |  |  |  | Domestic
MTR_011978 | 3615 MILL PL S | LOT 8 CEDAR AVENUE |  |  | Non-Lead - Other | No | 2004-12-14 | 0 | Installation date is after the lead ban |  |  |  |  | Non-Lead - Other |  |  | Installation date is after the lead ban |  |  |  |  | Non-Lead |  |  |  | Domestic
MTR_015706 | 904 S 37TH PL | LOT 106 SUNNYBROOK |  |  | Non-Lead - Other | No | 2004-01-22 | 0 | Installation date is after the lead ban |  |  |  |  | Non-Lead - Other |  |  | Installation date is after the lead ban |  |  |  |  | Non-Lead |  |  |  | Domestic
MTR_011380 | 1420 S 28TH ST | LOT 3 ROSA MEADOWS |  |  | Non-Lead - Other | No | 2014-09-02 | 0 | Installation date is after the lead ban |  |  |  |  | Non-Lead - Other |  |  | Installation date is after the lead ban |  |  |  |  | Non-Lead |  |  |  | Domestic
MTR_011313 | 16500 108TH AVE SE | LOT 2 KING CO. SHORT PLAT #S90S0066 |  |  | Non-Lead - Other | Unknown |  | 0 | Statistical analysis |  |  |  |  | Non-Lead - Other |  |  | Statistical analysis |  |  |  |  | Non-Lead |  |  |  | Domestic
MTR_014098 | 16654 113TH AVE SE | W140.07 LOT 3 BLK11 AKERS FARMS # |  |  | Non-Lead - Other | Unknown |  | 0.75 | Statistical analysis |  |  |  |  | Non-Lead - Other |  |  | Statistical analysis |  |  |  |  | Non-Lead |  |  |  | Assumed
MTR_011265 | 11131 SE 166TH PL | LOT 3 K.C.S.P. #884085 |  |  | Non-Lead - Other | Unknown |  | 0 | Statistical analysis |  |  |  |  | Non-Lead - Other |  |  | Statistical analysis |  |  |  |  | Non-Lead |  |  |  | Assumed
MTR_011346 | 1709 SE 29TH ST | LOT 1 BLOCK 8 AKERS FARMS #6 |  |  | Non-Lead - Other | No | 2003-03-28 | 0 | Rectified Plan |  |  |  |  | Non-Lead - Other |  |  | Statistical analysis |  |  |  |  | Non-Lead |  |  |  | Domestic
MTR_015005 | 11939 SE 169TH PL | L28 BL7 CASCADE VISTA #1 |  |  | Non-Lead - Other | No | 2002-05-02 | 0 | Rectified Plan |  |  |  |  | Non-Lead - Other |  |  | Statistical analysis |  |  |  |  | Non-Lead |  |  |  | Domestic
MTR_018833 | 10370 SE 187TH PL | LOT 52 FREDERICKS PLACE |  |  | Non-Lead - Other | No | 1995-09-21 | 0 | Installation date is after the lead ban |  |  |  |  | Non-Lead - Other |  |  | Installation date is after the lead ban |  |  |  |  | Non-Lead |  |  |  | Domestic
MTR_019993 | 19209 101ST AVE SE | LOT 13 TALBOT RIDGE ESTATES |  |  | Non-Lead - Other | No | 2009-08-19 | 0 | Installation date is after the lead ban |  |  |  |  | Non-Lead - Other |  |  | Installation date is after the lead ban |  |  |  |  | Non-Lead |  |  |  | Domestic
MTR_018834 | 10371 SE 187TH PL | LOT 39 FREDERICKS PLACE |  |  | Non-Lead - Other | No | 1995-09-21 | 0 | Installation date is after the lead ban |  |  |  |  | Non-Lead - Other |  |  | Installation date is after the lead ban |  |  |  |  | Non-Lead |  |  |  | Domestic
MTR_001273 | 16511 116TH PL SE | L 83 CASCADE HILLS 5 |  |  | Non-Lead - Other | No | 2019-08-05 | 0.75 | Rectified Plan |  |  |  |  | Non-Lead - Other |  |  | Statistical analysis |  |  |  |  | Non-Lead |  |  |  | Domestic
MTR_001274 | 11623 SE 166TH PL | L 24 CASCADE HILLS 5 |  |  | Non-Lead - Other | No | 2019-08-05 | 0.75 | Rectified Plan |  |  |  |  | Non-Lead - Other |  |  | Statistical analysis |  |  |  |  | Non-Lead |  |  |  | Domestic
MTR_001275 | 16227 122ND AVE SE | LOT 20 BLOCK 2 CASCADE HILLS #3 |  |  | Non-Lead - Other | No | 2007-07-01 | 1 | Rectified Plan |  |  |  |  | Non-Lead - Other |  |  | Statistical analysis |  |  |  |  | Non-Lead |  |  |  | Domestic
MTR_001276 | 16612 124TH AVE SE | L 75 CASCADE HILLS 7 |  |  | Non-Lead - Other | No | 2019-08-05 | 1 | Rectified Plan |  |  |  |  | Non-Lead - Other |  |  | Statistical analysis |  |  |  |  | Non-Lead |  |  |  | Domestic
MTR_001277 | 11909 SE 161ST ST | L 16 B 2 CASCADE HILLS 2 |  |  | Non-Lead - Other | No | 2006-08-31 | 0 | Rectified Plan |  |  |  |  | Non-Lead - Other |  |  | Statistical analysis |  |  |  |  | Non-Lead |  |  |  | Domestic
MTR_011460 | 12660 SE 165TH ST | L 61 CASCADE HILLS 8 |  |  | Non-Lead - Other | No |  | 1 | Installation date is after the lead ban |  |  |  |  | Non-Lead - Other |  |  | Installation date is after the lead ban |  |  |  |  | Non-Lead |  |  |  | Domestic
MTR_018435 | 9320 S 203RD PL | LOT 8 WHITNEY HEIGHTS |  |  | Non-Lead - Other | No | 1995-11-22 | 0 | Installation date is after the lead ban |  |  |  |  | Non-Lead - Other |  |  | Installation date is after the lead ban |  |  |  |  | Non-Lead |  |  |  | Domestic
MTR_020365 | 10004 SE 202ND ST | L15 ALDERWOOD |  |  | Non-Lead - Other | No |  | 0 | Installation date is after the lead ban |  |  |  |  | Non-Lead - Other |  |  | Installation date is after the lead ban |  |  |  |  | Non-Lead |  |  |  | Assumed
MTR_027708 | 21610 120TH AVE SE | LOT 44 CROWN ROYAL |  |  | Non-Lead - Other | No |  | 0 | Installation date is after the lead ban |  |  |  |  | Non-Lead - Other |  |  | Installation date is after the lead ban |  |  |  |  | Non-Lead |  |  |  | Assumed
MTR_018680 | 20605 98TH PL S | LOT 7 BELVA LANE |  |  | Non-Lead - Other | Unknown |  | 0 | Statistical analysis |  |  |  |  | Non-Lead - Other |  |  | Statistical analysis |  |  |  |  | Non-Lead |  |  |  | Domestic
MTR_025204 | 21323 125TH AVE SE | L305 GLENCARIN #2 |  |  | Non-Lead - Other | No | 1968-07-31 | 0 | Installation date is after the lead ban |  |  |  |  | Non-Lead - Other |  |  | Installation date is after the lead ban |  |  |  |  | Non-Lead |  |  |  | Domestic
MTR_027588 | 21717 122ND PL SE | LOT 21 GLEN MAR |  |  | Non-Lead - Plastic | No | 1975-04-29 | 1 | Rectified Plan | No |  |  |  | Non-Lead - Other |  |  | Installation date is after the lead ban |  |  |  |  | Non-Lead |  |  |  | Domestic
MTR_025673 | 12743 SE 211TH ST | LOT 3 LAUREL SPRINGS |  |  | Non-Lead - Other | No | 2003-12-11 | 0.75 | Installation date is after the lead ban |  |  |  |  | Non-Lead - Other |  |  | Installation date is after the lead ban |  |  |  |  | Non-Lead |  |  |  | Domestic
MTR_019502 | 19159 110TH PL SE | BLDG 10 FORD TOWNHOMES (VILLAGE GATE) |  |  | Non-Lead - Other | No | 1997-06-17 | 0 | Installation date is after the lead ban |  |  |  |  | Non-Lead - Other |  |  | Installation date is after the lead ban |  |  |  |  | Non-Lead |  |  |  | Domestic
MTR_021578 | 19441 140TH AVE SE | LOT 7 (G) FAIRWOOD 11 |  |  | Non-Lead - Other | No |  | 0 | Installation date is after the lead ban |  |  |  |  | Non-Lead - Other |  |  | Installation date is after the lead ban |  |  |  |  | Non-Lead |  |  |  | Assumed
MTR_011939 | 3106 MAIN AVE S | LOT 24 WINSPER II |  |  | Non-Lead - Other | No | 1998-02-25 | 0 | Installation date is after the lead ban |  |  |  |  | Non-Lead - Other |  |  | Installation date is after the lead ban |  |  |  |  | Non-Lead |  |  |  | Domestic
MTR_015753 | 19009 148TH AVE SE | TAX LOT 51 34-23-5 |  |  | Non-Lead - Other | No |  | 0 | Installation date is after the lead ban |  |  |  |  | Non-Lead - Other |  |  | Installation date is after the lead ban |  |  |  |  | Non-Lead |  |  |  | Domestic
MTR_011458 | 12715 SE 166TH ST | L 35 CASCADE HILLS 8 |  |  | Non-Lead - Other | No |  | 1 | Installation date is after the lead ban |  |  |  |  | Non-Lead - Other |  |  | Installation date is after the lead ban |  |  |  |  | Non-Lead |  |  |  | Domestic
MTR_022051 | 12139 SE 188TH ST | LOT B KCLLA L94L0098 |  |  | Non-Lead - Other | No |  | 0 | Installation date is after the lead ban |  |  |  |  | Non-Lead - Other |  |  | Installation date is after the lead ban |  |  |  |  | Non-Lead |  |  |  | Assumed
MTR_017020 | 18012 114TH AVE SE | LOT 2 PHUNG II SHORT PLAT AKA GSP SHORT PLAT |  |  | Non-Lead - Other | No | 2009-08-12 | 0 | Installation date is after the lead ban |  |  |  |  | Non-Lead - Other |  |  | Installation date is after the lead ban |  |  |  |  | Non-Lead |  |  |  | Domestic
MTR_018915 | 914 S 48TH ST | LOT 21 THE RESERVE @ STONEHAVEN |  |  | Non-Lead - Other | No | 2006-01-12 | 0 | Installation date is after the lead ban |  |  |  |  | Non-Lead - Other |  |  | Installation date is after the lead ban |  |  |  |  | Non-Lead |  |  |  | Domestic
MTR_016395 | 16267 SE 181ST ST | LOT 9 RIDGEWOOD LANE |  |  | Non-Lead - Other | No | 2015-12-22 | 0 | Installation date is after the lead ban |  |  |  |  | Non-Lead - Other |  |  | Installation date is after the lead ban |  |  |  |  | Non-Lead |  |  |  | Domestic
MTR_023595 | 22114 96TH PL S | LOT 3 CANYON CREST ESTATES (CANYON CREEK) |  |  | Non-Lead - Other | No | 1996-09-25 | 0 | Installation date is after the lead ban |  |  |  |  | Non-Lead - Other |  |  | Installation date is after the lead ban |  |  |  |  | Non-Lead |  |  |  | Domestic
MTR_001288 | 20027 120TH AVE SE | L81 W1/2 SEC 4-22-5 |  |  | Non-Lead - Other | Unknown |  | 0 | Statistical analysis |  |  |  |  | Non-Lead - Other |  |  | Statistical analysis |  |  |  |  | Non-Lead |  |  |  | Assumed
MTR_017132 | 11038 SE 183RD PL | LOT 23 MAPLE GLEN |  |  | Non-Lead - Other | No | 1977-03-18 | 0 | Installation date is after the lead ban |  |  |  |  | Non-Lead - Other |  |  | Installation date is after the lead ban |  |  |  |  | Non-Lead |  |  |  | Domestic
MTR_018143 | 18104 145TH AVE SE | L 67 CARRIAGE LANES #3 |  |  | Non-Lead - Other | No | 2004-04-02 | 0 | Installation date is after the lead ban |  |  |  |  | Non-Lead - Other |  |  | Installation date is after the lead ban |  |  |  |  | Non-Lead |  |  |  | Domestic
MTR_018144 | 17823 145TH AVE SE | LOT 33 CARRIAGE LANE 2 |  |  | Non-Lead - Other | No | 2004-04-02 | 0 | Rectified Plan |  |  |  |  | Non-Lead - Other |  |  | Statistical analysis |  |  |  |  | Non-Lead |  |  |  | Domestic
MTR_021536 | 14025 SE 192ND ST | TL133 E 1/2 SEC. 3-22-5 |  |  | Non-Lead - Other | Unknown |  | 0 | Statistical analysis |  |  |  |  | Non-Lead - Other |  |  | Statistical analysis |  |  |  |  | Non-Lead |  |  |  | Assumed
MTR_021535 | 14015 SE 192ND ST | TL191 E 1/2 SEC. 3-22-5 |  |  | Non-Lead - Other | Unknown |  | 0 | Statistical analysis |  |  |  |  | Non-Lead - Other |  |  | Statistical analysis |  |  |  |  | Non-Lead |  |  |  | Assumed
MTR_023263 | 21513 95TH PL S | LOT 14 GARRISON HEIGHTS |  |  | Non-Lead - Other | No |  | 0 | Installation date is after the lead ban |  |  |  |  | Non-Lead - Other |  |  | Installation date is after the lead ban |  |  |  |  | Non-Lead |  |  |  | Assumed
MTR_023264 | 21517 95TH PL S | LOT 13 GARRISON HEIGHTS |  |  | Non-Lead - Other | No |  | 0 | Installation date is after the lead ban |  |  |  |  | Non-Lead - Other |  |  | Installation date is after the lead ban |  |  |  |  | Non-Lead |  |  |  | Assumed
MTR_016933 | 15515 SE 178TH PL | LOT 10 CANDLEWOOD RIDGE #4 |  |  | Non-Lead - Other | No | 1977-07-01 | 0 | Installation date is after the lead ban |  |  |  |  | Non-Lead - Other |  |  | Installation date is after the lead ban |  |  |  |  | Non-Lead |  |  |  | Domestic
MTR_026248 | 12213 SE 200TH ST | 9904-007465 |  |  | Non-Lead - Other | No |  | 0 | Installation date is after the lead ban |  |  |  |  | Non-Lead - Other |  |  | Installation date is after the lead ban |  |  |  |  | Non-Lead |  |  |  | Assumed
MTR_011427 | 12732 SE 168TH ST | L 4 CASCADE HILLS 8 |  |  | Non-Lead - Other | Unknown |  | 1 | Statistical analysis |  |  |  |  | Non-Lead - Other |  |  | Statistical analysis |  |  |  |  | Non-Lead |  |  |  | Domestic
MTR_016934 | 15521 SE 178TH PL | L11 CANDLEWOOD RIDGE #4 |  |  | Non-Lead Plastic | No | 1977-07-01 | 0 | Field inspection only with no records | Yes | Visual inspection at meter pit | 2023-11-30 |  | Non-Lead Plastic |  |  | Field inspection only with no records | Yes | Visual inspection at meter pit | 2023-11-30 |  | Non-Lead |  |  |  | Domestic
MTR_019328 | 9400 S 200TH ST | L14 BLK2 S/B RANCHETTES |  |  | Non-Lead - Other | Unknown |  | 0 | Statistical analysis |  |  |  |  | Non-Lead - Other |  |  | Statistical analysis |  |  |  |  | Non-Lead |  |  |  | Assumed
MTR_023653 | 9812 S 220TH PL | LOT 36 GLEN KARA |  |  | Non-Lead - Other | No | 1998-03-30 | 0 | Installation date is after the lead ban |  |  |  |  | Non-Lead - Other |  |  | Installation date is after the lead ban |  |  |  |  | Non-Lead |  |  |  | Domestic
MTR_018466 | 20123 95TH PL S | LOT 15 BRIARMOUNT |  |  | Non-Lead - Other | No | 1998-08-21 | 0 | Installation date is after the lead ban |  |  |  |  | Non-Lead - Other |  |  | Installation date is after the lead ban |  |  |  |  | Non-Lead |  |  |  | Domestic
MTR_002793 | 16215 119TH AVE SE | L14 BL2 CASCADE HILLS #2 |  |  | Non-Lead - Other | No | 2006-08-31 | 1 | Rectified Plan |  |  |  |  | Non-Lead - Other |  |  | Statistical analysis |  |  |  |  | Non-Lead |  |  |  | Domestic
MTR_016978 | 15427 SE 177TH PL | LOT 35 CANDLEWOOD RIDGE #4 |  |  | Non-Lead - Other | No | 1977-07-01 | 0 | Installation date is after the lead ban |  |  |  |  | Non-Lead - Other |  |  | Installation date is after the lead ban |  |  |  |  | Non-Lead |  |  |  | Domestic
MTR_015535 | 17121 125TH AVE SE | LOT 18 BLOCK 1 CASCADE VISTA #1 |  |  | Non-Lead - Other | No | 2010-10-25 | 0 | Rectified Plan |  |  |  |  | Non-Lead - Other |  |  | Statistical analysis |  |  |  |  | Non-Lead |  |  |  | Domestic
MTR_021708 | 13725 SE 199TH PL | LOT 10 SOOS CREEK MEADOWS |  |  | Non-Lead - Other | No |  | 0 | Rectified Plan | No |  |  |  | Non-Lead - Other |  |  | Installation date is after the lead ban |  |  |  |  | Non-Lead |  |  |  | Domestic
MTR_023083 | 9623 S 216TH ST | L 37 WESTVIEW TERRACE 3 |  |  | Non-Lead - Other | No | 2008-10-29 | 0 | Rectified Plan |  |  |  |  | Non-Lead - Other |  |  | Statistical analysis |  |  |  |  | Non-Lead |  |  |  | Domestic
MTR_029253 | 11279 SE 224TH PL | LOT 12 WILLIAMSBERG ESTATES |  |  | Non-Lead - Other | No | 2000-10-04 | 0 | Installation date is after the lead ban |  |  |  |  | Non-Lead - Other |  |  | Installation date is after the lead ban |  |  |  |  | Non-Lead |  |  |  | Domestic
MTR_021224 | 19921 142ND PL SE | LOT 15 COUNTRY GATE |  |  | Non-Lead - Other | No | 2001-02-01 | 0 | Installation date is after the lead ban |  |  |  |  | Non-Lead - Other |  |  | Installation date is after the lead ban |  |  |  |  | Non-Lead |  |  |  | Domestic
MTR_021239 | 14204 SE 198TH ST | LOT 1 COUNTRY GATE |  |  | Non-Lead - Other | No | 2001-02-01 | 0 | Installation date is after the lead ban |  |  |  |  | Non-Lead - Other |  |  | Installation date is after the lead ban |  |  |  |  | Non-Lead |  |  |  | Domestic
MTR_024999 | 21531 117TH AVE SE | LOT 3 CEDAR PARKE |  |  | Non-Lead - Other | No | 2001-02-08 | 0 | Installation date is after the lead ban |  |  |  |  | Non-Lead - Other |  |  | Installation date is after the lead ban |  |  |  |  | Non-Lead |  |  |  | Domestic
MTR_025000 | 21547 117TH AVE SE | LOT 1 CEDAR PARKE |  |  | Non-Lead - Other | No | 2001-02-08 | 0 | Installation date is after the lead ban |  |  |  |  | Non-Lead - Other |  |  | Installation date is after the lead ban |  |  |  |  | Non-Lead |  |  |  | Domestic
MTR_021221 | 19823 142ND PL SE | LOT 18 COUNTRY GATE |  |  | Non-Lead - Other | No | 2001-02-01 | 0 | Installation date is after the lead ban |  |  |  |  | Non-Lead - Other |  |  | Installation date is after the lead ban |  |  |  |  | Non-Lead |  |  |  | Domestic
MTR_025001 | 21542 117TH AVE SE | LOT 8 CEDAR PARKE |  |  | Non-Lead - Other | No | 2001-02-08 | 0 | Installation date is after the lead ban |  |  |  |  | Non-Lead - Other |  |  | Installation date is after the lead ban |  |  |  |  | Non-Lead |  |  |  | Domestic
MTR_029255 | 11251 SE 224TH PL | LOT 19 WILLIAMSBURG ESTATES |  |  | Non-Lead - Other | No | 2000-10-04 | 0 | Installation date is after the lead ban |  |  |  |  | Non-Lead - Other |  |  | Installation date is after the lead ban |  |  |  |  | Non-Lead |  |  |  | Domestic
MTR_021521 | 19838 140TH AVE SE | LOT A K.C.SHORT PLAT #3337R (KOVAL SUBDIVISION) |  |  | Non-Lead - Other | No |  | 0 | Installation date is after the lead ban |  |  |  |  | Non-Lead - Other |  |  | Installation date is after the lead ban |  |  |  |  | Non-Lead |  |  |  | Assumed
MTR_021234 | 19802 142ND PL SE | LOT 6 COUNTRY GATE |  |  | Non-Lead - Other | No | 2001-02-01 | 0 | Installation date is after the lead ban |  |  |  |  | Non-Lead - Other |  |  | Installation date is after the lead ban |  |  |  |  | Non-Lead |  |  |  | Domestic
MTR_011116 | 16016 113TH AVE SE | S90.59 OF N184.62 L5 B1 AKERS FAR |  |  | Non-Lead - Other | Unknown |  | 0 | Statistical analysis |  |  |  |  | Non-Lead - Other |  |  | Statistical analysis |  |  |  |  | Non-Lead |  |  |  | Domestic
MTR_029256 | 11267 SE 224TH PL | LOT 15 WILLIAMSBURG ESTATES |  |  | Non-Lead - Other | No |  | 0 | Installation date is after the lead ban |  |  |  |  | Non-Lead - Other |  |  | Installation date is after the lead ban |  |  |  |  | Non-Lead |  |  |  | Assumed
MTR_002807 | TRACT B MERIDIAN GLENN PARK-IR | TRACT B MERIDIAN GLENN PARK-IRRIG. |  |  | Non-Lead - Other | No | 2000-11-08 | 0 | Statistical analysis | Yes | Visual inspection at the meter pit |  |  | Non-Lead - Other |  |  | Statistical analysis | Yes | Visual inspection at the meter pit |  |  | Non-Lead |  |  |  | Domestic
MTR_021222 | 19909 142ND PL SE | LOT 17 COUNTRY GATE |  |  | Non-Lead - Other | No | 2001-02-01 | 0 | Installation date is after the lead ban |  |  |  |  | Non-Lead - Other |  |  | Installation date is after the lead ban |  |  |  |  | Non-Lead |  |  |  | Domestic
MTR_021230 | 19904 142ND PL SE | LOT 10 COUNTRY GATE |  |  | Non-Lead - Other | No | 2001-02-01 | 0 | Installation date is after the lead ban |  |  |  |  | Non-Lead - Other |  |  | Installation date is after the lead ban |  |  |  |  | Non-Lead |  |  |  | Domestic
MTR_021231 | 19820 142ND PL SE | LOT 9 COUNTRY GATE |  |  | Non-Lead - Other | No | 2001-02-01 | 0 | Installation date is after the lead ban |  |  |  |  | Non-Lead - Other |  |  | Installation date is after the lead ban |  |  |  |  | Non-Lead |  |  |  | Domestic
MTR_023710 | 10039 SE 218TH PL | LOT 31 KARA CREST |  |  | Non-Lead - Other | No | 2001-08-23 | 0 | Installation date is after the lead ban |  |  |  |  | Non-Lead - Other |  |  | Installation date is after the lead ban |  |  |  |  | Non-Lead |  |  |  | Domestic
MTR_023711 | 21826 101ST PL SE | LOT 37 KARA CREST |  |  | Non-Lead - Other | No | 2001-08-23 | 0 | Installation date is after the lead ban |  |  |  |  | Non-Lead - Other |  |  | Installation date is after the lead ban |  |  |  |  | Non-Lead |  |  |  | Domestic
MTR_023712 | 21831 100TH PL SE | LOT 18 KARA CREST |  |  | Non-Lead - Other | No | 2001-08-23 | 0 | Installation date is after the lead ban |  |  |  |  | Non-Lead - Other |  |  | Installation date is after the lead ban |  |  |  |  | Non-Lead |  |  |  | Domestic
MTR_021218 | 14211 SE 198TH ST | LOT 21 COUNTRY GATE |  |  | Non-Lead - Other | No | 2001-02-01 | 0 | Installation date is after the lead ban |  |  |  |  | Non-Lead - Other |  |  | Installation date is after the lead ban |  |  |  |  | Non-Lead |  |  |  | Domestic
MTR_018755 | 4707 SMITHERS AVE S | LOT 10 TALBOT RIDGE |  |  | Non-Lead - Other | No | 1966-05-24 | 0 | Installation date is after the lead ban |  |  |  |  | Non-Lead - Other |  |  | Installation date is after the lead ban |  |  |  |  | Non-Lead |  |  |  | Domestic
MTR_014967 | 16842 121ST AVE SE | L6 BL4 CASCADE VISTA#1 |  |  | Non-Lead - Other | No | 2002-05-02 | 0 | Rectified Plan |  |  |  |  | Non-Lead - Other |  |  | Statistical analysis |  |  |  |  | Non-Lead |  |  |  | Domestic
MTR_014965 | 16856 121ST AVE SE | L8 BL4 CASCADE VISTA#1 |  |  | Non-Lead Plastic | No | 2002-05-02 | 0 | Field inspection only with no records | Yes | Visual inspection at meter pit | 2023-02-04 |  | Non-Lead Plastic |  |  | Field inspection only with no records | Yes | Visual inspection at meter pit | 2023-02-04 |  | Non-Lead |  |  |  | Domestic
MTR_014966 | 16848 121ST AVE SE | L7 BL4 CASCADE VISTA #1 |  |  | Non-Lead - Other | No | 2002-05-02 | 0 | Rectified Plan |  |  |  |  | Non-Lead - Other |  |  | Statistical analysis |  |  |  |  | Non-Lead |  |  |  | Domestic
MTR_014970 | 16820 121ST AVE SE | L3 BL4 CASCADE VISTA#1 |  |  | Non-Lead - Other | No | 2002-05-02 | 0 | Rectified Plan |  |  |  |  | Non-Lead - Other |  |  | Statistical analysis |  |  |  |  | Non-Lead |  |  |  | Domestic
MTR_014974 | 16811 121ST AVE SE | L16 BL5 CASCADE VISTA#1 |  |  | Non-Lead Plastic | No | 2002-05-02 | 0 | Field inspection only with no records | Yes | Visual inspection at meter pit | 2023-02-04 |  | Non-Lead Plastic |  |  | Field inspection only with no records | Yes | Visual inspection at meter pit | 2023-02-04 |  | Non-Lead |  |  |  | Domestic
MTR_014971 | 16812 121ST AVE SE | L2 BL4 CASCADE VISTA#1 |  |  | Non-Lead - Other | No | 2002-05-02 | 0 | Rectified Plan |  |  |  |  | Non-Lead - Other |  |  | Statistical analysis |  |  |  |  | Non-Lead |  |  |  | Domestic
MTR_014975 | 16819 121ST AVE SE | L15 BL5 CASCADE VISTA#1 |  |  | Non-Lead - Other | No | 2002-05-02 | 0 | Rectified Plan |  |  |  |  | Non-Lead - Other |  |  | Statistical analysis |  |  |  |  | Non-Lead |  |  |  | Domestic
MTR_014973 | 16803 121ST AVE SE | LOT 17 BLOCK 5 CASCADE VISTA #1 |  |  | Non-Lead Plastic | No | 2002-05-02 | 1 | Rectified Plan | Yes | Visual inspection at the meter pit | 2024-02-13 |  | Galvanized Requiring Replacement |  |  | Field inspection only with no records | Yes | Visual inspection at the meter pit | 2024-02-13 |  | Galvanized Requiring Replacement |  |  |  | Domestic
MTR_014976 | 16827 121ST AVE SE | L14 BL5 CASCADE VISTA #1 |  |  | Non-Lead - Other | No | 2002-05-02 | 0 | Rectified Plan |  |  |  |  | Non-Lead - Other |  |  | Statistical analysis |  |  |  |  | Non-Lead |  |  |  | Domestic
MTR_014980 | 12038 SE 169TH PL | L10 BL5 CASCADE VISTA#1 |  |  | Non-Lead - Other | No | 2002-05-02 | 0 | Rectified Plan |  |  |  |  | Non-Lead - Other |  |  | Statistical analysis |  |  |  |  | Non-Lead |  |  |  | Domestic
MTR_014979 | 16851 121ST AVE SE | L11 BL5 CASCADE VISTA#1 |  |  | Non-Lead - Other | No | 2002-05-02 | 0 | Rectified Plan |  |  |  |  | Non-Lead - Other |  |  | Statistical analysis |  |  |  |  | Non-Lead |  |  |  | Domestic
MTR_014961 | 16966 121ST AVE SE | L12 BL4 CASCADE VISTA#1 |  |  | Non-Lead - Other | No | 2002-05-02 | 0 | Rectified Plan |  |  |  |  | Non-Lead - Other |  |  | Statistical analysis |  |  |  |  | Non-Lead |  |  |  | Domestic
MTR_014959 | 16982 121ST AVE SE | LOT 14 BLOCK 4 CASCADE VISTA #1 |  |  | Non-Lead - Copper | No | 2002-05-02 | 0 | Rectified Plan | No |  |  |  | Non-Lead - Other |  |  | Statistical analysis |  |  |  |  | Non-Lead |  |  |  | Domestic
MTR_014964 | 16864 121ST AVE SE | L9 BL4 CASCADE VISTA#1 |  |  | Non-Lead - Other | No | 2002-05-02 | 0 | Rectified Plan |  |  |  |  | Non-Lead - Other |  |  | Statistical analysis |  |  |  |  | Non-Lead |  |  |  | Domestic
MTR_014960 | 16974 121ST AVE SE | L13 BL4 CASCADE VISTA#1 |  |  | Non-Lead - Other | No | 2002-05-02 | 0 | Rectified Plan |  |  |  |  | Non-Lead - Other |  |  | Statistical analysis |  |  |  |  | Non-Lead |  |  |  | Domestic
MTR_014963 | 16950 121ST AVE SE | L10 BL4 CASCADE VISTA#1 |  |  | Non-Lead - Other | No | 2002-05-02 | 0 | Rectified Plan |  |  |  |  | Non-Lead - Other |  |  | Statistical analysis |  |  |  |  | Non-Lead |  |  |  | Domestic
MTR_016177 | 16202 SE 178TH PL | LOT 62 CANDLEWOOD RIDGE #3 |  |  | Non-Lead - Other | No | 1977-07-13 | 1 | Installation date is after the lead ban |  |  |  |  | Non-Lead - Other |  |  | Installation date is after the lead ban |  |  |  |  | Non-Lead |  |  |  | Domestic
MTR_021495 | 14635 SE 198TH ST | LOT 88 RUDDELLS 3RD ADD |  |  | Non-Lead - Other | No |  | 0 | Installation date is after the lead ban |  |  |  |  | Non-Lead - Other |  |  | Installation date is after the lead ban |  |  |  |  | Non-Lead |  |  |  | Domestic
MTR_016178 | 17630 162ND PL SE | LOT 89 CANDLEWOOD RIDGE #3 |  |  | Non-Lead Plastic | No | 1977-07-13 | 1 | Field inspection only with no records | Yes | Visual inspection at meter pit | 2023-11-30 |  | Galvanized Requiring Replacement |  |  | Field inspection only with no records | Yes | Visual inspection at meter pit | 2023-11-30 |  | Galvanized Requiring Replacement |  |  |  | Domestic
MTR_027743 | 12009 SE 221ST ST | LOT 2 GLENCARIN SOUTH |  |  | Non-Lead Plastic | No |  | 0 | Field inspection only with no records | Yes | Visual inspection at meter pit | 2023-03-13 |  | Non-Lead Plastic |  |  | Field inspection only with no records | Yes | Visual inspection at meter pit | 2023-03-13 |  | Non-Lead |  |  |  | Domestic
MTR_014532 | 12308 SE 168TH ST | L 56 CASCADE HILLS 7 |  |  | Non-Lead - Other | No | 2006-06-08 | 1 | Rectified Plan |  |  |  |  | Non-Lead - Other |  |  | Statistical analysis |  |  |  |  | Non-Lead |  |  |  | Domestic
MTR_016862 | 17637 152ND PL SE | LOT 58 CANDLEWOOD RIDGE #5 |  |  | Non-Lead - Other | No | 1978-02-01 | 0 | Installation date is after the lead ban |  |  |  |  | Non-Lead - Other |  |  | Installation date is after the lead ban |  |  |  |  | Non-Lead |  |  |  | Domestic
MTR_024154 | 20824 109TH LN SE | L28 BENSON H TOWNHOUSE |  |  | Non-Lead - Other | No |  | 5.25 | Installation date is after the lead ban |  |  |  |  | Non-Lead - Other |  |  | Installation date is after the lead ban |  |  |  |  | Non-Lead |  |  |  | Hydrant
MTR_015227 | 16930 125TH PL SE | L158 CASCADE VISTA #1 |  |  | Non-Lead Plastic | No | 2010-10-25 | 0 | Field inspection only with no records | Yes | Visual inspection at meter pit | 2023-08-19 |  | Galvanized Requiring Replacement |  |  | Field inspection only with no records | Yes | Visual inspection at meter pit | 2023-08-19 |  | Galvanized Requiring Replacement |  |  |  | Domestic
MTR_015055 | 15738 120TH AVE SE | L6 B1 CASCADE VILLAGE 1 |  |  | Non-Lead - Other | No | 2014-04-16 | 1 | Rectified Plan |  |  |  |  | Non-Lead - Other |  |  | Statistical analysis |  |  |  |  | Non-Lead |  |  |  | Domestic
MTR_020342 | 20044 104TH PL SE | S1/2 OF TL18 SEC 5-22-5 |  |  | Non-Lead - Other | Unknown |  | 0 | Statistical analysis |  |  |  |  | Non-Lead Plastic |  |  | Field inspection only with no records | Yes | Visual inspection at meter pit | 2023-01-07 |  | Non-Lead |  |  |  | Assumed
MTR_018519 | 20653 98TH PL S | L1 BELVA LANE |  |  | Non-Lead - Other | Unknown |  | 0 | Statistical analysis |  |  |  |  | Non-Lead - Other |  |  | Statistical analysis |  |  |  |  | Non-Lead |  |  |  | Domestic
MTR_002825 | 16020 116TH AVE SE | L3 BLK2 CASCADE VISTA #2 |  |  | Non-Lead Plastic | No | 2014-04-16 | 0 | Rectified Plan | Yes | Visual inspection at the meter pit | 2024-02-08 |  | Galvanized Requiring Replacement |  |  | Field inspection only with no records | Yes | Visual inspection at the meter pit | 2024-02-08 |  | Galvanized Requiring Replacement |  |  |  | Domestic
MTR_027744 | 11823 SE 217TH ST | LOT 3 KCSP #L99S3002 |  |  | Non-Lead - Other | No |  | 0 | Installation date is after the lead ban |  |  |  |  | Non-Lead - Other |  |  | Installation date is after the lead ban |  |  |  |  | Non-Lead |  |  |  | Assumed
MTR_014987 | 16820 120TH AVE SE | L3 BL5 CASCADE VISTA#1 |  |  | Non-Lead - Other | No | 2002-05-02 | 0 | Rectified Plan |  |  |  |  | Non-Lead - Other |  |  | Statistical analysis |  |  |  |  | Non-Lead |  |  |  | Domestic
MTR_014985 | 16834 120TH AVE SE | L5 BL5 CASCADE VISTA#1 |  |  | Non-Lead - Other | No | 2002-05-02 | 0 | Rectified Plan |  |  |  |  | Non-Lead - Other |  |  | Statistical analysis |  |  |  |  | Non-Lead |  |  |  | Domestic
MTR_021342 | 14104 SE 193RD ST | L9 LORI LANE |  |  | Non-Lead - Other | No |  | 0 | Installation date is after the lead ban |  |  |  |  | Non-Lead - Other |  |  | Installation date is after the lead ban |  |  |  |  | Non-Lead |  |  |  | Domestic
MTR_015121 | 15710 121ST AVE SE | LOT 6 BLOCK 2 CASCADE VILLAGE 1 |  |  | Non-Lead - Other | No | 2014-04-16 | 1 | Rectified Plan |  |  |  |  | Non-Lead - Other |  |  | Statistical analysis |  |  |  |  | Non-Lead |  |  |  | Domestic
MTR_016714 | 18221 153RD AVE SE | LOT 3 CARRIAGEWOOD #4 |  |  | Non-Lead Plastic | No | 1983-06-01 | 0 | Field inspection only with no records | Yes | Visual inspection at meter pit | 2023-11-30 |  | Non-Lead Plastic |  |  | Field inspection only with no records | Yes | Visual inspection at meter pit | 2023-11-30 |  | Non-Lead |  |  |  | Domestic
MTR_015775 | 14630 SE 188TH PL | TAX LOT 140 SEC34-23-5 |  |  | Non-Lead - Other | No | 2003-03-05 | 0 | Installation date is after the lead ban |  |  |  |  | Non-Lead - Other |  |  | Installation date is after the lead ban |  |  |  |  | Non-Lead |  |  |  | Domestic
MTR_021227 | 19922 142ND PL SE | LOT 13 COUNTRY GATE |  |  | Non-Lead - Other | No | 2001-02-01 | 0 | Installation date is after the lead ban |  |  |  |  | Non-Lead - Other |  |  | Installation date is after the lead ban |  |  |  |  | Non-Lead |  |  |  | Domestic
MTR_027308 | 13222 SE 234TH ST | LOT 6 MEGANS MEADOW |  |  | Non-Lead Plastic | Unknown |  | 0 | Rectified Plan | Yes | Visual inspection at the meter pit | 2024-02-06 |  | Non-Lead Plastic |  |  | Field inspection only with no records | Yes | Visual inspection at the meter pit | 2024-02-06 |  | Non-Lead |  |  |  | Domestic
MTR_015546 | 12840 SE 175TH CT | LOT 6 EMERALD VISTA |  |  | Non-Lead - Other | No | 2001-03-01 | 0 | Installation date is after the lead ban |  |  |  |  | Non-Lead - Other |  |  | Installation date is after the lead ban |  |  |  |  | Non-Lead |  |  |  | Domestic
MTR_015228 | 12816 SE 175TH CT | LOT 2 EMERALD VISTA |  |  | Non-Lead - Other | No | 2001-03-01 | 0 | Installation date is after the lead ban |  |  |  |  | Non-Lead - Other |  |  | Installation date is after the lead ban |  |  |  |  | Non-Lead |  |  |  | Domestic
MTR_015545 | 12844 SE 175TH CT | LOT 7 EMERALD VISTA |  |  | Non-Lead - Other | No | 2001-03-01 | 0 | Installation date is after the lead ban |  |  |  |  | Non-Lead - Other |  |  | Installation date is after the lead ban |  |  |  |  | Non-Lead |  |  |  | Domestic
MTR_029259 | 11247 SE 224TH PL | LOT 20 WILLIAMSBERG ESTATES |  |  | Non-Lead - Other | No | 2000-10-04 | 0 | Installation date is after the lead ban |  |  |  |  | Non-Lead - Other |  |  | Installation date is after the lead ban |  |  |  |  | Non-Lead |  |  |  | Domestic
MTR_022868 | 19904 108TH AVE SE | LOT 35 PANTHER LAKE GARDEN TRACTS |  |  | Non-Lead - Other | Unknown |  | 0 | Statistical analysis |  |  |  |  | Non-Lead - Other |  |  | Statistical analysis |  |  |  |  | Non-Lead |  |  |  | Assumed
MTR_018549 | 9731 S 208TH ST | 9908-000095 |  |  | Non-Lead - Other | Unknown |  | 0 | Statistical analysis |  |  |  |  | Non-Lead - Other |  |  | Statistical analysis |  |  |  |  | Non-Lead |  |  |  | Domestic
MTR_029260 | 11664 SE 230TH PL | LOT 4 HUNTERS GROVE 2 |  |  | Non-Lead - Other | No | 2000-08-03 | 0 | Installation date is after the lead ban |  |  |  |  | Non-Lead - Other |  |  | Installation date is after the lead ban |  |  |  |  | Non-Lead |  |  |  | Domestic
MTR_029261 | 11658 SE 230TH PL | LOT 1 HUNTERS GROVE 2 |  |  | Non-Lead - Other | No | 2000-08-03 | 0 | Installation date is after the lead ban |  |  |  |  | Non-Lead - Other |  |  | Installation date is after the lead ban |  |  |  |  | Non-Lead |  |  |  | Domestic
MTR_029263 | 11662 SE 230TH PL | LOT 3 HUNTERS GROVE 2 |  |  | Non-Lead - Other | No | 2000-08-03 | 0 | Installation date is after the lead ban |  |  |  |  | Non-Lead - Other |  |  | Installation date is after the lead ban |  |  |  |  | Non-Lead |  |  |  | Domestic
MTR_016979 | 17641 156TH AVE SE | LOT 47 CANDLEWOOD RIDGE #4 |  |  | Non-Lead Plastic | No | 1977-07-01 | 0 | Field inspection only with no records | Yes | Visual inspection at meter pit | 2023-11-30 |  | Non-Lead Plastic |  |  | Field inspection only with no records | Yes | Visual inspection at meter pit | 2023-11-30 |  | Non-Lead |  |  |  | Domestic
MTR_014693 | 13011 SE 159TH PL | LOT 99 FAIRLANE WOODS |  |  | Non-Lead - Other | No | 1978-09-22 | 0 | Installation date is after the lead ban |  |  |  |  | Non-Lead - Other |  |  | Installation date is after the lead ban |  |  |  |  | Non-Lead |  |  |  | Domestic
MTR_016980 | 17647 156TH AVE SE | LOT 48 CANDLEWOOD RIDGE #4 |  |  | Non-Lead - Other | No | 1977-07-01 | 0 | Installation date is after the lead ban |  |  |  |  | Non-Lead - Other |  |  | Installation date is after the lead ban |  |  |  |  | Non-Lead |  |  |  | Domestic
MTR_011473 | 16629 127TH AVE SE | L 106 CASCADE HILLS 8 |  |  | Non-Lead - Other | Unknown |  | 1 | Statistical analysis |  |  |  |  | Non-Lead - Other |  |  | Statistical analysis |  |  |  |  | Non-Lead |  |  |  | Domestic
MTR_016863 | 17640 152ND PL SE | LOT 44 CANDLEWOOD RIDGE #5 |  |  | Non-Lead Plastic | No | 1978-02-01 | 0 | Field inspection only with no records | Yes | Visual inspection at meter pit | 2023-11-30 |  | Non-Lead Plastic |  |  | Field inspection only with no records | Yes | Visual inspection at meter pit | 2023-11-30 |  | Non-Lead |  |  |  | Domestic
MTR_015003 | 11925 SE 169TH PL | L30 BL7 CASCADE VISTA #1 |  |  | Non-Lead - Other | No | 2002-05-02 | 0 | Rectified Plan |  |  |  |  | Non-Lead - Other |  |  | Statistical analysis |  |  |  |  | Non-Lead |  |  |  | Domestic
MTR_014995 | 11924 SE 169TH PL | L4 BL6 CASCADE VISTA #1 |  |  | Non-Lead Plastic | No | 2002-05-02 | 0 | Rectified Plan | Yes | Visual inspection at the meter pit | 2024-02-13 |  | Galvanized Requiring Replacement |  |  | Field inspection only with no records | Yes | Visual inspection at the meter pit | 2024-02-13 |  | Galvanized Requiring Replacement |  |  |  | Domestic
MTR_014998 | 16804 119TH AVE SE | L1 BL6 CASCADE VISTA #1 |  |  | Non-Lead - Other | No | 2002-05-02 | 0 | Rectified Plan |  |  |  |  | Non-Lead - Other |  |  | Statistical analysis |  |  |  |  | Non-Lead |  |  |  | Domestic
MTR_015000 | 11901 SE 169TH PL | LOT 33 BLOCK 7 CASCADE VISTA #1 |  |  | Non-Lead - Other | No | 2002-05-02 | 0 | Rectified Plan |  |  |  |  | Non-Lead - Other |  |  | Statistical analysis |  |  |  |  | Non-Lead |  |  |  | Domestic
MTR_014996 | 11916 SE 169TH PL | LOT 3 BLOCK 6 CASCADE VISTA #1 |  |  | Non-Lead - Other | No | 2002-05-02 | 0 | Rectified Plan |  |  |  |  | Non-Lead - Other |  |  | Statistical analysis |  |  |  |  | Non-Lead |  |  |  | Domestic
MTR_025218 | 12514 SE 214TH PL | LOT 331 GLENCARIN #2 |  |  | Non-Lead - Other | No | 1968-07-31 | 0 | Installation date is after the lead ban |  |  |  |  | Non-Lead - Other |  |  | Installation date is after the lead ban |  |  |  |  | Non-Lead |  |  |  | Domestic
MTR_017314 | 17615 110TH AVE SE | L19 MELRIDGE ADD. |  |  | Non-Lead - Other | No | 2011-08-10 | 1 | Rectified Plan |  |  |  |  | Non-Lead - Other |  |  | Statistical analysis |  |  |  |  | Non-Lead |  |  |  | Domestic
MTR_015229 | 12653 SE 168TH ST | L 7 CASCADE VISTA 3 |  |  | Non-Lead - Other | Unknown |  | 0 | Statistical analysis |  |  |  |  | Non-Lead - Other |  |  | Statistical analysis |  |  |  |  | Non-Lead |  |  |  | Domestic
MTR_015230 | 12742 SE 171ST PL | L 87 CASCADE VISTA 3 |  |  | Non-Lead Plastic | No | 2011-08-10 | 0 | Field inspection only with no records | Yes | Visual inspection at meter pit | 2023-09-23 |  | Non-Lead Plastic |  |  | Field inspection only with no records | Yes | Visual inspection at meter pit | 2023-09-23 |  | Non-Lead |  |  |  | Domestic
MTR_011297 | 16420 109TH AVE SE | LOT 2 BLOCK 7 AKERS FARMS 6 |  |  | Non-Lead - Other | No |  | 0 | Installation date is after the lead ban |  |  |  |  | Non-Lead - Other |  |  | Installation date is after the lead ban |  |  |  |  | Non-Lead |  |  |  | Assumed
MTR_015487 | 17409 126TH AVE SE | L7 BLK1 BENSON HEIGHTS |  |  | Non-Lead - Other | No |  | 0 | Installation date is after the lead ban |  |  |  |  | Non-Lead - Other |  |  | Installation date is after the lead ban |  |  |  |  | Non-Lead |  |  |  | Domestic
MTR_015776 | SE 185TH & 147TH CT SE | BRIDLEWOOD PK-NEXT TO 18528 147TH CT SE |  |  | Non-Lead - Other | No | 2001-07-27 | 0 | Statistical analysis |  |  |  |  | Non-Lead - Other |  |  | Statistical analysis |  |  |  |  | Non-Lead |  |  |  | Domestic
MTR_011258 | 11122 SE 168TH ST | LOT 3 HUEBNER SHORT PLAT |  |  | Non-Lead - Other | No | 2001-03-21 | 0 | Installation date is after the lead ban |  |  |  |  | Non-Lead - Other |  |  | Installation date is after the lead ban |  |  |  |  | Non-Lead |  |  |  | Domestic
MTR_015777 | 148TH AVE SE & SE 185TH PL | IRRIGATION-BRIDLEWOOD ENTRANCE |  |  | Non-Lead - Other | No | 2001-07-27 | 0 | Statistical analysis |  |  |  |  | Non-Lead - Other |  |  | Statistical analysis |  |  |  |  | Non-Lead |  |  |  | Domestic
MTR_017853 | 17613 128TH AVE SE | LOT 30 EMERALD VISTA |  |  | Non-Lead - Other | No | 2001-03-01 | 0 | Installation date is after the lead ban |  |  |  |  | Non-Lead - Other |  |  | Installation date is after the lead ban |  |  |  |  | Non-Lead |  |  |  | Domestic
MTR_023716 | 10052 SE 218TH PL | LOT 40 KARA CREST |  |  | Non-Lead - Other | No | 2001-08-23 | 0 | Installation date is after the lead ban |  |  |  |  | Non-Lead - Other |  |  | Installation date is after the lead ban |  |  |  |  | Non-Lead |  |  |  | Domestic
MTR_023717 | 10058 SE 218TH PL | LOT 39 KARA CREST |  |  | Non-Lead - Other | No | 2001-08-23 | 0 | Installation date is after the lead ban |  |  |  |  | Non-Lead - Other |  |  | Installation date is after the lead ban |  |  |  |  | Non-Lead |  |  |  | Domestic
MTR_023719 | 21812 100TH PL SE | LOT 22 KARA CREST |  |  | Non-Lead - Other | No | 2001-08-23 | 0 | Installation date is after the lead ban |  |  |  |  | Non-Lead - Other |  |  | Installation date is after the lead ban |  |  |  |  | Non-Lead |  |  |  | Domestic
MTR_017847 | 17630 128TH AVE SE | LOT 22 EMERALD VISTA |  |  | Non-Lead - Other | No | 2001-03-01 | 0 | Installation date is after the lead ban |  |  |  |  | Non-Lead - Other |  |  | Installation date is after the lead ban |  |  |  |  | Non-Lead |  |  |  | Domestic
MTR_023721 | 10040 SE 218TH PL | LOT 42 KARA CREST |  |  | Non-Lead - Other | No | 2001-08-23 | 0 | Installation date is after the lead ban |  |  |  |  | Non-Lead - Other |  |  | Installation date is after the lead ban |  |  |  |  | Non-Lead |  |  |  | Domestic
MTR_017850 | 17612 128TH AVE SE | LOT 19 EMERALD VISTA |  |  | Non-Lead - Other | No | 2001-03-01 | 0 | Installation date is after the lead ban |  |  |  |  | Non-Lead - Other |  |  | Installation date is after the lead ban |  |  |  |  | Non-Lead |  |  |  | Domestic
MTR_015779 | 14729 SE 185TH PL | LOT 40 FAIRHAVEN #2 |  |  | Non-Lead - Other | No | 2001-07-27 | 0 | Installation date is after the lead ban |  |  |  |  | Non-Lead - Other |  |  | Installation date is after the lead ban |  |  |  |  | Non-Lead |  |  |  | Domestic
MTR_015780 | 14451 SE 185TH PL | LOT 20 FAIRHAVEN 2 |  |  | Non-Lead - Other | No | 2001-07-27 | 0 | Installation date is after the lead ban |  |  |  |  | Non-Lead - Other |  |  | Installation date is after the lead ban |  |  |  |  | Non-Lead |  |  |  | Domestic
MTR_023674 | 21733 108TH AVE SE | TAX LOT 18 S-T-R 8-22-5 - Det Check |  |  | Non-Lead - Other | No | 2001-11-30 | 6 | Rectified Plan | No |  |  |  | Non-Lead - Other |  |  | Installation date is after the lead ban |  |  |  |  | Non-Lead |  |  |  | Other
MTR_028313 | 21606 129TH AVE SE | LOT 2 BEGONIA PLACE |  |  | Non-Lead - Other | No | 2001-02-23 | 0 | Installation date is after the lead ban |  |  |  |  | Non-Lead - Other |  |  | Installation date is after the lead ban |  |  |  |  | Non-Lead |  |  |  | Domestic
MTR_017856 | 17631 128TH AVE SE | LOT 27 EMERALD VISTA |  |  | Non-Lead - Other | No | 2001-03-01 | 0 | Installation date is after the lead ban |  |  |  |  | Non-Lead - Other |  |  | Installation date is after the lead ban |  |  |  |  | Non-Lead |  |  |  | Domestic
MTR_015782 | 14718 SE 185TH PL | LOT 8 FAIRHAVEN #2 |  |  | Non-Lead - Other | No | 2001-07-27 | 0 | Installation date is after the lead ban |  |  |  |  | Non-Lead - Other |  |  | Installation date is after the lead ban |  |  |  |  | Non-Lead |  |  |  | Domestic
MTR_015783 | 14421 SE 185TH PL | LOT 15 FAIRHAVEN #2 |  |  | Non-Lead - Other | No | 2001-07-27 | 0 | Installation date is after the lead ban |  |  |  |  | Non-Lead - Other |  |  | Installation date is after the lead ban |  |  |  |  | Non-Lead |  |  |  | Domestic
MTR_015784 | 14652 SE 185TH PL | LOT 9 FAIRHAVEN #2 |  |  | Non-Lead - Other | No | 2001-07-27 | 0 | Installation date is after the lead ban |  |  |  |  | Non-Lead - Other |  |  | Installation date is after the lead ban |  |  |  |  | Non-Lead |  |  |  | Domestic
MTR_017257 | 17910 110TH PL SE | LOT 6 SERENITY RIDGE |  |  | Non-Lead - Other | No | 2001-07-10 | 0 | Installation date is after the lead ban |  |  |  |  | Non-Lead - Other |  |  | Installation date is after the lead ban |  |  |  |  | Non-Lead |  |  |  | Domestic
MTR_017259 | 17911 110TH PL SE | LOT 38 SERENITY RIDGE |  |  | Non-Lead - Other | No | 2001-07-10 | 0 | Installation date is after the lead ban |  |  |  |  | Non-Lead - Other |  |  | Installation date is after the lead ban |  |  |  |  | Non-Lead |  |  |  | Domestic
MTR_015786 | 14754 SE 185TH PL | LOT 2 FAIRHAVEN 2 |  |  | Non-Lead - Other | No | 2001-07-27 | 0 | Installation date is after the lead ban |  |  |  |  | Non-Lead - Other |  |  | Installation date is after the lead ban |  |  |  |  | Non-Lead |  |  |  | Domestic
MTR_017848 | 17624 128TH AVE SE | LOT 21 EMERALD VISTA |  |  | Non-Lead - Other | No | 2001-03-01 | 0 | Installation date is after the lead ban |  |  |  |  | Non-Lead - Other |  |  | Installation date is after the lead ban |  |  |  |  | Non-Lead |  |  |  | Domestic
MTR_015788 | 14730 SE 185TH PL | LOT 6 FAIRHAVEN #2 |  |  | Non-Lead - Other | No | 2001-07-27 | 0 | Installation date is after the lead ban |  |  |  |  | Non-Lead - Other |  |  | Installation date is after the lead ban |  |  |  |  | Non-Lead |  |  |  | Domestic
MTR_015790 | 14619 SE 185TH PL | LOT 26 FAIRHAVEN #2 |  |  | Non-Lead - Other | No | 2001-07-27 | 0 | Installation date is after the lead ban |  |  |  |  | Non-Lead - Other |  |  | Installation date is after the lead ban |  |  |  |  | Non-Lead |  |  |  | Domestic
MTR_015791 | 14742 SE 185TH PL | LOT 4 FAIRHAVEN #2 |  |  | Non-Lead - Other | No | 2001-07-27 | 0 | Installation date is after the lead ban |  |  |  |  | Non-Lead - Other |  |  | Installation date is after the lead ban |  |  |  |  | Non-Lead |  |  |  | Domestic
MTR_015792 | 14758 SE 185TH PL | LOT 1 FAIRHAVEN #2 |  |  | Non-Lead - Other | No | 2001-07-27 | 0 | Installation date is after the lead ban |  |  |  |  | Non-Lead - Other |  |  | Installation date is after the lead ban |  |  |  |  | Non-Lead |  |  |  | Domestic
MTR_015794 | 14646 SE 185TH PL | LOT 10 FAIRHAVEN #2 |  |  | Non-Lead - Other | No | 2001-07-27 | 0 | Installation date is after the lead ban |  |  |  |  | Non-Lead - Other |  |  | Installation date is after the lead ban |  |  |  |  | Non-Lead |  |  |  | Domestic
MTR_015796 | 14457 SE 185TH PL | LOT 21 FAIRHAVEN #2 |  |  | Non-Lead - Other | No | 2001-07-27 | 0 | Installation date is after the lead ban |  |  |  |  | Non-Lead - Other |  |  | Installation date is after the lead ban |  |  |  |  | Non-Lead |  |  |  | Domestic
MTR_015797 | 14439 SE 185TH PL | LOT 18 FAIRHAVEN #2 |  |  | Non-Lead - Other | No | 2001-07-27 | 0 | Installation date is after the lead ban |  |  |  |  | Non-Lead - Other |  |  | Installation date is after the lead ban |  |  |  |  | Non-Lead |  |  |  | Domestic
MTR_015799 | 14433 SE 185TH PL | LOT 17 FAIRHAVEN #2 |  |  | Non-Lead - Other | No | 2001-07-27 | 0 | Installation date is after the lead ban |  |  |  |  | Non-Lead - Other |  |  | Installation date is after the lead ban |  |  |  |  | Non-Lead |  |  |  | Domestic
MTR_015800 | 18555 147TH CT SE | LOT 36 FAIRHAVEN #2 |  |  | Non-Lead - Other | No | 2001-07-27 | 0 | Installation date is after the lead ban |  |  |  |  | Non-Lead - Other |  |  | Installation date is after the lead ban |  |  |  |  | Non-Lead |  |  |  | Domestic
MTR_015801 | 18556 147TH CT SE | LOT 37 FAIRHAVEN #2 |  |  | Non-Lead - Other | No | 2001-07-27 | 0 | Installation date is after the lead ban |  |  |  |  | Non-Lead - Other |  |  | Installation date is after the lead ban |  |  |  |  | Non-Lead |  |  |  | Domestic
MTR_023726 | 21824 100TH PL SE | LOT 24 KARA CREST |  |  | Non-Lead - Other | No | 2001-08-23 | 0 | Installation date is after the lead ban |  |  |  |  | Non-Lead - Other |  |  | Installation date is after the lead ban |  |  |  |  | Non-Lead |  |  |  | Domestic
MTR_028315 | 21612 129TH AVE SE | LOT 3 BEGONIA PLACE |  |  | Non-Lead - Other | No | 2001-02-23 | 0 | Installation date is after the lead ban |  |  |  |  | Non-Lead - Other |  |  | Installation date is after the lead ban |  |  |  |  | Non-Lead |  |  |  | Domestic
MTR_026499 | 22811 134TH AVE SE | LOT 5 BLK 1 STARCREST ADDITION 2 |  |  | Non-Lead - Other | No |  | 0 | Installation date is after the lead ban |  |  |  |  | Non-Lead - Other |  |  | Installation date is after the lead ban |  |  |  |  | Non-Lead |  |  |  | Domestic
MTR_023730 | 10010 SE 218TH PL | LOT 47 KARA CREST |  |  | Non-Lead - Other | No | 2001-08-23 | 0 | Installation date is after the lead ban |  |  |  |  | Non-Lead - Other |  |  | Installation date is after the lead ban |  |  |  |  | Non-Lead |  |  |  | Domestic
MTR_015506 | 17324 125TH AVE SE | LOT 11 KIMBERLY LANE |  |  | Non-Lead - Other | No | 2002-08-09 | 0 | Installation date is after the lead ban |  |  |  |  | Non-Lead - Other |  |  | Installation date is after the lead ban |  |  |  |  | Non-Lead |  |  |  | Domestic
MTR_017854 | 17619 128TH AVE SE | LOT 29 EMERALD VISTA |  |  | Non-Lead - Other | No | 2001-03-01 | 0 | Installation date is after the lead ban |  |  |  |  | Non-Lead - Other |  |  | Installation date is after the lead ban |  |  |  |  | Non-Lead |  |  |  | Domestic
MTR_027309 | 13229 SE 234TH ST | LOT 14 MEGANS MEADOW |  |  | Non-Lead - Plastic | No |  | 0 | Rectified Plan | No |  |  |  | Non-Lead - Other |  |  | Installation date is after the lead ban |  |  |  |  | Non-Lead |  |  |  | Domestic
MTR_023731 | 10005 SE 219TH PL | LOT 16 KARA CREST |  |  | Non-Lead - Other | No | 2001-08-23 | 0 | Installation date is after the lead ban |  |  |  |  | Non-Lead - Other |  |  | Installation date is after the lead ban |  |  |  |  | Non-Lead |  |  |  | Domestic
MTR_023732 | 10009 SE 219TH PL | LOT 15 KARA CREST |  |  | Non-Lead - Other | No | 2001-08-23 | 0 | Installation date is after the lead ban |  |  |  |  | Non-Lead - Other |  |  | Installation date is after the lead ban |  |  |  |  | Non-Lead |  |  |  | Domestic
MTR_023733 | 21825 100TH PL SE | LOT 19 KARA CREST |  |  | Non-Lead - Other | No | 2001-08-23 | 0 | Installation date is after the lead ban |  |  |  |  | Non-Lead - Other |  |  | Installation date is after the lead ban |  |  |  |  | Non-Lead |  |  |  | Domestic
MTR_017242 | 17821 110TH PL SE | LOT 33 SERENITY RIDGE |  |  | Non-Lead - Other | No | 2001-07-10 | 0 | Installation date is after the lead ban |  |  |  |  | Non-Lead - Other |  |  | Installation date is after the lead ban |  |  |  |  | Non-Lead |  |  |  | Domestic
MTR_015516 | 17228 125TH AVE SE | LOT 1 KIMBERLY LANE |  |  | Non-Lead - Other | No | 2002-08-09 | 0 | Installation date is after the lead ban |  |  |  |  | Non-Lead - Other |  |  | Installation date is after the lead ban |  |  |  |  | Non-Lead |  |  |  | Domestic
MTR_018471 | 9720 S 208TH ST | LOT ? KOBYS SHORT PLAT |  |  | Non-Lead - Other | No | 2002-03-15 | 0 | Statistical analysis |  |  |  |  | Non-Lead - Other |  |  | Statistical analysis |  |  |  |  | Non-Lead |  |  |  | Domestic
MTR_015805 | 14628 SE 185TH PL | LOT 13 FAIRHAVEN 2 |  |  | Non-Lead - Other | No | 2001-07-27 | 0 | Installation date is after the lead ban |  |  |  |  | Non-Lead - Other |  |  | Installation date is after the lead ban |  |  |  |  | Non-Lead |  |  |  | Domestic
MTR_027310 | 13238 SE 234TH ST | LOT 10 MEGANS MEADOW |  |  | Non-Lead - Plastic | No |  | 0 | Rectified Plan | No |  |  |  | Non-Lead - Other |  |  | Installation date is after the lead ban |  |  |  |  | Non-Lead |  |  |  | Domestic
MTR_017233 | 17763 110TH PL SE | LOT 30 SERENITY RIDGE |  |  | Non-Lead - Other | No | 2001-07-10 | 0 | Installation date is after the lead ban |  |  |  |  | Non-Lead - Other |  |  | Installation date is after the lead ban |  |  |  |  | Non-Lead |  |  |  | Domestic
MTR_027311 | 13243 SE 234TH ST | LOT 12 MEGANS MEADOW |  |  | Non-Lead - Plastic | No |  | 0 | Rectified Plan | No |  |  |  | Non-Lead - Other |  |  | Installation date is after the lead ban |  |  |  |  | Non-Lead |  |  |  | Domestic
MTR_017243 | 17842 110TH PL SE | LOT 9 SERENITY RIDGE |  |  | Non-Lead - Other | No | 2001-07-10 | 0 | Installation date is after the lead ban |  |  |  |  | Non-Lead - Other |  |  | Installation date is after the lead ban |  |  |  |  | Non-Lead |  |  |  | Domestic
MTR_017244 | 17850 110TH PL SE | LOT 8 SERENITY RIDGE |  |  | Non-Lead - Other | No | 2001-07-10 | 0 | Installation date is after the lead ban |  |  |  |  | Non-Lead - Other |  |  | Installation date is after the lead ban |  |  |  |  | Non-Lead |  |  |  | Domestic
MTR_015536 | 17532 128TH AVE SE | LOT 16 EMERALD VISTA |  |  | Non-Lead - Other | No | 2001-03-01 | 0 | Installation date is after the lead ban |  |  |  |  | Non-Lead - Other |  |  | Installation date is after the lead ban |  |  |  |  | Non-Lead |  |  |  | Domestic
MTR_018146 | 14516 SE 178TH PL | LOT 28 CARRIAGE LANE 2 |  |  | Non-Lead Plastic | No | 2004-04-02 | 0 | Field inspection only with no records | Yes | Visual inspection at meter pit | 2023-11-30 |  | Non-Lead - Other |  |  | Statistical analysis |  |  |  |  | Non-Lead |  |  |  | Domestic
MTR_018362 | 17818 147TH AVE SE | L57 CARRIAGE LANE #2 |  |  | Non-Lead Plastic | Unknown |  | 0 | Field inspection only with no records | Yes | Visual inspection at meter pit | 2023-10-14 |  | Non-Lead Plastic |  |  | Field inspection only with no records | Yes | Visual inspection at meter pit | 2023-10-14 |  | Non-Lead |  |  |  | Assumed
MTR_018129 | 18006 147TH AVE SE | LOT 1 CARRIAGE LANE #3 |  |  | Non-Lead - Other | No | 2000-09-21 | 0 | Installation date is after the lead ban |  |  |  |  | Non-Lead - Other |  |  | Installation date is after the lead ban |  |  |  |  | Non-Lead |  |  |  | Domestic
MTR_018363 | 17812 147TH AVE SE | L58 CARRIAGE LANE #2 |  |  | Non-Lead Plastic | Unknown |  | 0 | Field inspection only with no records | Yes | Visual inspection at meter pit | 2023-10-14 |  | Non-Lead Plastic |  |  | Field inspection only with no records | Yes | Visual inspection at meter pit | 2023-10-14 |  | Non-Lead |  |  |  | Assumed
MTR_017632 | 17665 111TH AVE SE | L23 HIGGINBOTHAM ADD. |  |  | Non-Lead - Other | Unknown |  | 0 | Statistical analysis |  |  |  |  | Non-Lead - Other |  |  | Statistical analysis |  |  |  |  | Non-Lead |  |  |  | Assumed
MTR_017633 | 11444 SE 180TH PL | L2 BLK2 BANKERS 1ST |  |  | Non-Lead Plastic | Unknown |  | 0 | Field inspection only with no records | Yes | Visual inspection at meter pit | 2023-07-30 |  | Galvanized Requiring Replacement |  |  | Field inspection only with no records | Yes | Visual inspection at meter pit | 2023-07-30 |  | Galvanized Requiring Replacement |  |  |  | Assumed
MTR_017634 | 11308 SE 180TH PL | L10 BLK2 BANKERS 1ST |  |  | Non-Lead - Other | Unknown |  | 0 | Statistical analysis |  |  |  |  | Non-Lead - Other |  |  | Statistical analysis |  |  |  |  | Non-Lead |  |  |  | Assumed
MTR_017436 | 12018 SE 184TH ST | 9921-008575 |  |  | Non-Lead - Other | No | 2010-01-14 | 0 | Rectified Plan |  |  |  |  | Non-Lead - Other |  |  | Statistical analysis |  |  |  |  | Non-Lead |  |  |  | Domestic
MTR_020343 | 20035 104TH PL SE | TAX LOT 22 W 1/2 SECTION 5-22-5 |  |  | Non-Lead - Other | Unknown |  | 0 | Statistical analysis |  |  |  |  | Non-Lead - Other |  |  | Statistical analysis |  |  |  |  | Non-Lead |  |  |  | Assumed
MTR_002894 | 11637 SE 163RD ST | LOT 6 BLK 1 CASCADE HILLS #1 |  |  | Non-Lead - Other | No | 2006-08-31 | 0 | Rectified Plan |  |  |  |  | Non-Lead - Other |  |  | Statistical analysis |  |  |  |  | Non-Lead |  |  |  | Domestic
MTR_002897 | 11716 SE 157TH ST | L6 B8 CASCADE VISTA 2 |  |  | Non-Lead - Other | No | 2014-04-16 | 0 | Rectified Plan |  |  |  |  | Non-Lead - Other |  |  | Statistical analysis |  |  |  |  | Non-Lead |  |  |  | Domestic
MTR_029807 | 14017 SE 236TH PL | LOT 2 COUNTRY CLUB NORTH |  |  | Non-Lead Plastic | No | 1997-10-05 | 0 | Field inspection only with no records | Yes | Visual inspection at meter pit | 2023-10-20 |  | Non-Lead Plastic |  |  | Field inspection only with no records | Yes | Visual inspection at meter pit | 2023-10-20 |  | Non-Lead |  |  |  | Domestic
MTR_022052 | 12056 SE 188TH ST | 9921-005570 |  |  | Non-Lead - Other | Unknown |  | 0 | Statistical analysis |  |  |  |  | Non-Lead - Other |  |  | Statistical analysis |  |  |  |  | Non-Lead |  |  |  | Assumed
MTR_025220 | 21571 123RD AVE SE | L274 GLENCARIN #2 |  |  | Non-Lead - Other | No | 1968-07-31 | 0 | Installation date is after the lead ban |  |  |  |  | Non-Lead - Other |  |  | Installation date is after the lead ban |  |  |  |  | Non-Lead |  |  |  | Domestic
MTR_026500 | 12518 SE 232ND ST | L33 CORONADO KNOLLS |  |  | Non-Lead Plastic | No |  | 0 | Field inspection only with no records | Yes | Visual inspection at meter pit | 2023-09-12 |  | Non-Lead Plastic |  |  | Field inspection only with no records | Yes | Visual inspection at meter pit | 2023-09-12 |  | Non-Lead |  |  |  | Domestic
MTR_017440 | 18212 120TH AVE SE | 9921-008660 |  |  | Non-Lead - Other | No | 1975-08-05 | 0 | Statistical analysis |  |  |  |  | Non-Lead - Other |  |  | Statistical analysis |  |  |  |  | Non-Lead |  |  |  | Assumed
MTR_025222 | 21423 122ND PL SE | L218 GLENCARIN #2 |  |  | Non-Lead - Other | No | 1968-07-31 | 0 | Installation date is after the lead ban |  |  |  |  | Non-Lead - Other |  |  | Installation date is after the lead ban |  |  |  |  | Non-Lead |  |  |  | Domestic
MTR_025223 | 12159 SE 212TH CT | L209 GLENCARIN #2 |  |  | Non-Lead - Other | No | 1968-07-31 | 0 | Installation date is after the lead ban |  |  |  |  | Non-Lead - Other |  |  | Installation date is after the lead ban |  |  |  |  | Non-Lead |  |  |  | Domestic
MTR_025226 | 12210 SE 212TH PL | L 203 GLENCARIN # 2 |  |  | Non-Lead - Other | No | 1968-07-31 | 0 | Installation date is after the lead ban |  |  |  |  | Non-Lead - Other |  |  | Installation date is after the lead ban |  |  |  |  | Non-Lead |  |  |  | Domestic
MTR_025227 | 12358 SE 213TH ST | L241 GLENCARIN #2 |  |  | Non-Lead - Other | No | 1968-07-31 | 0 | Installation date is after the lead ban |  |  |  |  | Non-Lead Plastic |  |  | Field inspection only with no records | Yes | Visual inspection at meter pit | 2023-01-21 |  | Non-Lead |  |  |  | Domestic
MTR_019068 | 10116 SE 188TH ST | LOT 3 KCSP S89S0354 |  |  | Non-Lead - Other | No | 1989-12-12 | 0 | Installation date is after the lead ban |  |  |  |  | Non-Lead - Other |  |  | Installation date is after the lead ban |  |  |  |  | Non-Lead |  |  |  | Domestic
MTR_026501 | 12931 SE 228TH PL | LOT 10 MISTY MEADOWS #3 |  |  | Non-Lead - Other | No |  | 0 | Installation date is after the lead ban |  |  |  |  | Non-Lead - Other |  |  | Installation date is after the lead ban |  |  |  |  | Non-Lead |  |  |  | Domestic
MTR_021898 | 19535 134TH AVE SE | LOT 29 FOREST TRAILS #4 |  |  | Non-Lead - Other | No |  | 0 | Rectified Plan | No |  |  |  | Non-Lead - Other |  |  | Installation date is after the lead ban |  |  |  |  | Non-Lead |  |  |  | Domestic
MTR_014320 | 17015 113TH AVE SE | L2 BLK C GREEN TRACTS #2 |  |  | Non-Lead Plastic | Unknown |  | 0 | Rectified Plan | Yes | Visual inspection at the meter pit | 2024-02-12 |  | Copper |  |  | Field inspection only with no records | Yes | Visual inspection at the meter pit | 2024-02-12 |  | Non-Lead |  |  |  | Domestic
MTR_015232 | 12535 SE 172ND ST | L119 CASCADE VISTA #3 |  |  | Non-Lead Plastic | No | 2010-10-25 | 0 | Field inspection only with no records | Yes | Visual inspection at meter pit | 2023-08-19 |  | Non-Lead Plastic |  |  | Field inspection only with no records | Yes | Visual inspection at meter pit | 2023-08-19 |  | Non-Lead |  |  |  | Domestic
MTR_022436 | 10855 SE 192ND ST | PTN TR16 PANTHER LK GAR |  |  | Non-Lead - Other | Unknown |  | 0 | Statistical analysis |  |  |  |  | Non-Lead - Other |  |  | Statistical analysis |  |  |  |  | Non-Lead |  |  |  | Assumed
MTR_015011 | 12037 SE 169TH PL | L22 BL7 CASCADE VISTA #1 |  |  | Non-Lead - Other | No | 2002-05-02 | 0 | Rectified Plan |  |  |  |  | Non-Lead - Other |  |  | Statistical analysis |  |  |  |  | Non-Lead |  |  |  | Domestic
MTR_023037 | 20865 100TH AVE SE | L1 BLK2 WESTVIEW TERRACE |  |  | Non-Lead Plastic | No | 2008-10-29 | 0 | Rectified Plan | Yes | Visual inspection at the meter pit | 2024-01-31 |  | Copper |  |  | Field inspection only with no records | Yes | Visual inspection at the meter pit | 2024-01-31 |  | Non-Lead |  |  |  | Domestic
MTR_029267 | 11401 SE 225TH ST | L 45 STOCKTON |  |  | Non-Lead - Other | No |  | 0 | Installation date is after the lead ban |  |  |  |  | Non-Lead - Other |  |  | Installation date is after the lead ban |  |  |  |  | Non-Lead |  |  |  | Domestic
MTR_025363 | 12028 SE 210TH PL | L 38 CARENA TERRACE 1 |  |  | Non-Lead - Other | No |  | 0 | Installation date is after the lead ban |  |  |  |  | Non-Lead - Other |  |  | Installation date is after the lead ban |  |  |  |  | Non-Lead |  |  |  | Domestic
MTR_017819 | 17830 116TH AVE SE | L7 B 1 NW GARDEN TR 1 |  |  | Non-Lead - Other | Unknown |  | 0 | Statistical analysis |  |  |  |  | Non-Lead - Other |  |  | Statistical analysis |  |  |  |  | Non-Lead |  |  |  | Assumed
MTR_028216 | 13119 SE 221ST PL | LOT 2 SARAI SHORT PLAT |  |  | Non-Lead - Other | No | 1995-08-28 | 0 | Installation date is after the lead ban |  |  |  |  | Non-Lead - Other |  |  | Installation date is after the lead ban |  |  |  |  | Non-Lead |  |  |  | Domestic
MTR_026503 | 23014 128TH PL SE | LOT 41 MISTY MEADOWS #3 |  |  | Non-Lead Plastic | No |  | 0 | Field inspection only with no records | Yes | Visual inspection at meter pit | 2023-08-26 |  | Non-Lead Plastic |  |  | Field inspection only with no records | Yes | Visual inspection at meter pit | 2023-08-26 |  | Non-Lead |  |  |  | Domestic
MTR_023660 | 21604 99TH AVE S | L 5 VERDE MESA |  |  | Non-Lead - Other | No | 2008-10-29 | 0 | Rectified Plan |  |  |  |  | Non-Lead - Other |  |  | Statistical analysis |  |  |  |  | Non-Lead |  |  |  | Domestic
MTR_024875 | 14415 SE 204TH PL | TL127 E1/2 SEC 3-22-5 |  |  | Non-Lead - Other | Unknown |  | 0 | Statistical analysis |  |  |  |  | Non-Lead - Other |  |  | Statistical analysis |  |  |  |  | Non-Lead |  |  |  | Assumed
MTR_027166 | 23637 128TH AVE SE | L39 TWIN CREEKS |  |  | Non-Lead - Other | No |  | 1 | Installation date is after the lead ban |  |  |  |  | Non-Lead Plastic |  |  | Field inspection only with no records | Yes | Visual inspection at meter pit | 2023-08-17 |  | Non-Lead |  |  |  | Domestic
MTR_024957 | 11909 SE 210TH PL | LOT 15 VILLA ESTATES |  |  | Non-Lead - Plastic | No | 1977-08-01 | 1 | Rectified Plan | No |  |  |  | Non-Lead - Other |  |  | Installation date is after the lead ban |  |  |  |  | Non-Lead |  |  |  | Domestic
MTR_025364 | 12024 SE 210TH PL | L 39 CARENA TERRACE 1 |  |  | Non-Lead - Other | No |  | 0 | Installation date is after the lead ban |  |  |  |  | Non-Lead Plastic |  |  | Field inspection only with no records | Yes | Visual inspection at meter pit | 2023-01-28 |  | Non-Lead |  |  |  | Domestic
MTR_025009 | 21108 119TH AVE SE | LOT 27 EL DORADO HILLS 1 |  |  | Non-Lead - Other | No | 1981-02-01 | 0 | Installation date is after the lead ban |  |  |  |  | Non-Lead Plastic |  |  | Field inspection only with no records | Yes | Visual inspection at meter pit | 2023-01-28 |  | Non-Lead |  |  |  | Domestic
MTR_025228 | 21145 125TH AVE SE | L298 GLENCARIN #2 |  |  | Non-Lead - Other | No | 1968-07-31 | 0 | Installation date is after the lead ban |  |  |  |  | Non-Lead Plastic |  |  | Field inspection only with no records | Yes | Visual inspection at meter pit | 2023-02-13 |  | Non-Lead |  |  |  | Domestic
MTR_026504 | 12804 SE 231ST WAY | LOT 16 MISTY MEADOWS #2 |  |  | Non-Lead Plastic | No |  | 0 | Field inspection only with no records | Yes | Visual inspection at meter pit | 2023-08-26 |  | Non-Lead Plastic |  |  | Field inspection only with no records | Yes | Visual inspection at meter pit | 2023-08-26 |  | Non-Lead |  |  |  | Domestic
MTR_025506 | 21208 127TH PL SE | LOT 10 GLENCARIN 33 |  |  | Non-Lead - Other | No |  | 0 | Installation date is after the lead ban |  |  |  |  | Non-Lead - Other |  |  | Installation date is after the lead ban |  |  |  |  | Non-Lead |  |  |  | Domestic
MTR_023489 | 11305 SE 214TH ST | LOT 19 BENSON HILLS #2 |  |  | Non-Lead - Other | Unknown |  | 0 | Statistical analysis |  |  |  |  | Non-Lead - Other |  |  | Statistical analysis |  |  |  |  | Non-Lead |  |  |  | Assumed
MTR_015806 | 14120 SE 187TH ST | TL 40 SEC 34-23-5 |  |  | Non-Lead Plastic | Unknown |  | 0 | Field inspection only with no records | Yes | Visual inspection at meter pit | 2023-10-13 |  | Non-Lead Plastic |  |  | Field inspection only with no records | Yes | Visual inspection at meter pit | 2023-10-13 |  | Non-Lead |  |  |  | Assumed
MTR_017482 | 11637 SE 184TH ST | 9921-010480 |  |  | Non-Lead Plastic | No | 1975-09-11 | 0 | Field inspection only with no records | Yes | Visual inspection at meter pit | 2023-01-27 |  | Non-Lead Plastic |  |  | Field inspection only with no records | Yes | Visual inspection at meter pit | 2023-01-27 |  | Non-Lead |  |  |  | Assumed
MTR_022167 | 11838 SE 188TH ST | 9921-010835 |  |  | Non-Lead Plastic | Unknown |  | 0 | Field inspection only with no records | Yes | Visual inspection at meter pit | 2023-10-13 |  | Non-Lead Plastic |  |  | Field inspection only with no records | Yes | Visual inspection at meter pit | 2023-10-13 |  | Non-Lead |  |  |  | Assumed
MTR_018185 | 14127 SE 182ND ST | LOT 72 FAIRWOOD FIRS |  |  | Non-Lead - Other | No | 1986-05-01 | 0 | Installation date is after the lead ban |  |  |  |  | Non-Lead - Other |  |  | Installation date is after the lead ban |  |  |  |  | Non-Lead |  |  |  | Domestic
MTR_014823 | 12105 SE 170TH PL | L4 BLK10 CASCADE VISTA#1 |  |  | Non-Lead Plastic | No | 2010-10-25 | 1 | Rectified Plan | Yes | Visual inspection at the meter pit | 2024-02-12 |  | Galvanized Requiring Replacement |  |  | Field inspection only with no records | Yes | Visual inspection at the meter pit | 2024-02-12 |  | Galvanized Requiring Replacement |  |  |  | Domestic
MTR_017517 | 17632 118TH AVE SE | 9921-009450 |  |  | Non-Lead Plastic | No | 1975-09-11 | 0 | Field inspection only with no records | Yes | Visual inspection at meter pit | 2023-10-13 |  | Non-Lead Plastic |  |  | Field inspection only with no records | Yes | Visual inspection at meter pit | 2023-10-13 |  | Non-Lead |  |  |  | Domestic
MTR_016423 | 15935 SE 177TH ST | L98 CANDLEWOOD RIDGE #1 |  |  | Non-Lead - Other | No |  | 0 | Installation date is after the lead ban |  |  |  |  | Non-Lead - Other |  |  | Installation date is after the lead ban |  |  |  |  | Non-Lead |  |  |  | Domestic
MTR_015004 | 11931 SE 169TH PL | L29 BL7 CASCADE VISTA #1 |  |  | Non-Lead Plastic | No | 2002-05-02 | 0 | Field inspection only with no records | Yes | Visual inspection at meter pit | 2023-08-19 |  | Non-Lead Plastic |  |  | Field inspection only with no records | Yes | Visual inspection at meter pit | 2023-08-19 |  | Non-Lead |  |  |  | Domestic
MTR_022437 | 11007 SE 196TH ST | LOT 31 PANTHER LAKE GARDEN TRACTS |  |  | Non-Lead - Other | Unknown |  | 0 | Statistical analysis |  |  |  |  | Non-Lead - Other |  |  | Statistical analysis |  |  |  |  | Non-Lead |  |  |  | Assumed
MTR_026129 | 20436 119TH AVE SE | LOT 22 PANTHER LAKE 3 |  |  | Non-Lead - Other | No | 1978-07-26 | 0 | Installation date is after the lead ban |  |  |  |  | Non-Lead - Other |  |  | Installation date is after the lead ban |  |  |  |  | Non-Lead |  |  |  | Domestic
MTR_025920 | 11107 SE 204TH ST | TL 123 5-22-5 |  |  | Non-Lead - Other | No | 2007-05-03 | 0 | Rectified Plan |  |  |  |  | Non-Lead - Other |  |  | Statistical analysis |  |  |  |  | Non-Lead |  |  |  | Domestic
MTR_022807 | 11918 SE 200TH ST | LOT 2 SPRING HILL |  |  | Non-Lead - Other | No | 1995-07-13 | 0 | Installation date is after the lead ban |  |  |  |  | Non-Lead - Other |  |  | Installation date is after the lead ban |  |  |  |  | Non-Lead |  |  |  | Domestic
MTR_026192 | 20616 123RD PL SE | LOT 24 SWANSON COURT |  |  | Non-Lead - Other | Unknown |  | 0 | Statistical analysis |  |  |  |  | Non-Lead - Other |  |  | Statistical analysis |  |  |  |  | Non-Lead |  |  |  | Domestic
MTR_020272 | 20711 106TH PL SE | L6 B2 JO-VEL MANOR |  |  | Non-Lead - Other | Unknown |  | 0 | Statistical analysis |  |  |  |  | Non-Lead - Other |  |  | Statistical analysis |  |  |  |  | Non-Lead |  |  |  | Domestic
MTR_028514 | 22304 123RD PL SE | LOT 50 SUMMERGLEN #1 |  |  | Non-Lead Plastic | No |  | 0 | Field inspection only with no records | Yes | Visual inspection at meter pit | 2023-10-19 |  | Non-Lead Plastic |  |  | Field inspection only with no records | Yes | Visual inspection at meter pit | 2023-10-19 |  | Non-Lead |  |  |  | Domestic
MTR_021689 | 19713 138TH AVE SE | L36 STAFFORD HANSELL 11 |  |  | Non-Lead - Other | No |  | 0 | Installation date is after the lead ban |  |  |  |  | Non-Lead - Other |  |  | Installation date is after the lead ban |  |  |  |  | Non-Lead |  |  |  | Domestic
MTR_014104 | 16650 111TH AVE SE | W 168.93 OF THE S 100 L 6 BLK 6 AK |  |  | Non-Lead - Other | Unknown |  | 0.75 | Statistical analysis |  |  |  |  | Non-Lead - Other |  |  | Statistical analysis |  |  |  |  | Non-Lead |  |  |  | Assumed
MTR_011578 | 16205 128TH PL SE | L59 FAIRWOOD DIV. #9 |  |  | Non-Lead - Other | No |  | 1 | Installation date is after the lead ban |  |  |  |  | Non-Lead - Other |  |  | Installation date is after the lead ban |  |  |  |  | Non-Lead |  |  |  | Domestic
MTR_011593 | 12807 SE 162ND ST | L 119 FAIRWOOD 9 |  |  | Non-Lead - Other | No |  | 0.75 | Installation date is after the lead ban |  |  |  |  | Non-Lead - Other |  |  | Installation date is after the lead ban |  |  |  |  | Non-Lead |  |  |  | Assumed
MTR_011284 | 16467 111TH AVE SE | E 135 OF THE S 75 LOT 10 BLK 7 AK ER'S FARMS #6 |  |  | Non-Lead - Other | Unknown |  | 0 | Statistical analysis |  |  |  |  | Non-Lead - Other |  |  | Statistical analysis |  |  |  |  | Non-Lead |  |  |  | Domestic
MTR_015233 | 17114 130TH AVE SE | L17 RENTON PARK #3 |  |  | Non-Lead - Other | Unknown |  | 0 | Statistical analysis |  |  |  |  | Non-Lead - Other |  |  | Statistical analysis |  |  |  |  | Non-Lead |  |  |  | Domestic
MTR_015056 | 15775 119TH PL SE | L17 B5 CASCADE VISTA 2 |  |  | Non-Lead - Other | No | 2014-04-16 | 1 | Rectified Plan |  |  |  |  | Non-Lead - Other |  |  | Statistical analysis |  |  |  |  | Non-Lead |  |  |  | Domestic
MTR_016864 | 15234 SE 178TH PL | LOT 15 CANDLEWOOD RIDGE #5 |  |  | Non-Lead - Other | No | 1978-02-01 | 0 | Installation date is after the lead ban |  |  |  |  | Non-Lead - Other |  |  | Installation date is after the lead ban |  |  |  |  | Non-Lead |  |  |  | Domestic
MTR_015234 | 17413 129TH AVE SE | L8 BLK 1 RENTON PARK |  |  | Non-Lead - Other | No | 2011-08-10 | 0 | Rectified Plan |  |  |  |  | Non-Lead - Other |  |  | Statistical analysis |  |  |  |  | Non-Lead |  |  |  | Domestic
MTR_017262 | 17932 110TH PL SE | LOT 3 SERENITY RIDGE |  |  | Non-Lead - Other | No | 2001-07-10 | 0 | Installation date is after the lead ban |  |  |  |  | Non-Lead - Other |  |  | Installation date is after the lead ban |  |  |  |  | Non-Lead |  |  |  | Domestic
MTR_015809 | 14607 SE 185TH PL | LOT 24 FAIRHAVEN #2 |  |  | Non-Lead - Other | No | 2001-07-27 | 0 | Installation date is after the lead ban |  |  |  |  | Non-Lead - Other |  |  | Installation date is after the lead ban |  |  |  |  | Non-Lead |  |  |  | Domestic
MTR_028316 | 12926 SE 216TH PL | LOT 5 BEGONIA PLACE |  |  | Non-Lead - Other | No | 2001-02-23 | 0 | Installation date is after the lead ban |  |  |  |  | Non-Lead - Other |  |  | Installation date is after the lead ban |  |  |  |  | Non-Lead |  |  |  | Domestic
MTR_014102 | 11124 SE 168TH ST | LOT 2 HUEBNER SHORT PLAT |  |  | Non-Lead - Other | No | 2001-03-21 | 0 | Installation date is after the lead ban |  |  |  |  | Non-Lead - Other |  |  | Installation date is after the lead ban |  |  |  |  | Non-Lead |  |  |  | Domestic
MTR_022156 | 18838 118TH AVE SE | 9921-011050 |  |  | Non-Lead - Other | No | 2011-01-03 | 0 | Rectified Plan | No |  |  |  | Non-Lead - Other |  |  | Statistical analysis |  |  |  |  | Non-Lead |  |  |  | Domestic
MTR_017263 | 17927 110TH PL SE | LOT 40 SERENITY RIDGE |  |  | Non-Lead - Other | No | 2001-07-10 | 0 | Installation date is after the lead ban |  |  |  |  | Non-Lead - Other |  |  | Installation date is after the lead ban |  |  |  |  | Non-Lead |  |  |  | Domestic
MTR_015810 | 18527 147TH CT SE | LOT 32 FAIRHAVEN #2 |  |  | Non-Lead - Other | No | 2001-07-27 | 0 | Installation date is after the lead ban |  |  |  |  | Non-Lead - Other |  |  | Installation date is after the lead ban |  |  |  |  | Non-Lead |  |  |  | Domestic
MTR_017247 | 17853 110TH PL SE | LOT 36 SERENITY RIDGE |  |  | Non-Lead - Other | No | 2001-07-10 | 0 | Installation date is after the lead ban |  |  |  |  | Non-Lead - Other |  |  | Installation date is after the lead ban |  |  |  |  | Non-Lead |  |  |  | Domestic
MTR_015813 | 14631 SE 185TH PL | LOT 28 FAIRHAVEN #2 |  |  | Non-Lead - Other | No | 2001-07-27 | 0 | Installation date is after the lead ban |  |  |  |  | Non-Lead - Other |  |  | Installation date is after the lead ban |  |  |  |  | Non-Lead |  |  |  | Domestic
MTR_015814 | 14445 SE 185TH PL | LOT 19 FAIRHAVEN #2 |  |  | Non-Lead - Other | No | 2001-07-27 | 0 | Installation date is after the lead ban |  |  |  |  | Non-Lead - Other |  |  | Installation date is after the lead ban |  |  |  |  | Non-Lead |  |  |  | Domestic
MTR_027383 | 23613 137TH AVE SE | LOT 18 NORTHPEAK CREST |  |  | Non-Lead - Other | No | 1979-07-01 | 0 | Installation date is after the lead ban |  |  |  |  | Non-Lead - Other |  |  | Installation date is after the lead ban |  |  |  |  | Non-Lead |  |  |  | Domestic
MTR_023734 | 10008 SE 220TH ST | LOT 2 KARA CREST |  |  | Non-Lead - Other | No | 2001-08-23 | 0 | Installation date is after the lead ban |  |  |  |  | Non-Lead - Other |  |  | Installation date is after the lead ban |  |  |  |  | Non-Lead |  |  |  | Domestic
MTR_023739 | 10030 SE 219TH PL | LOT 27 KARA CREST |  |  | Non-Lead - Other | No | 2001-08-23 | 0 | Installation date is after the lead ban |  |  |  |  | Non-Lead - Other |  |  | Installation date is after the lead ban |  |  |  |  | Non-Lead |  |  |  | Domestic
MTR_025750 | 21303 116TH AVE SE | TL 4 8-22-5 |  |  | Non-Lead - Other | Unknown |  | 0 | Statistical analysis |  |  |  |  | Non-Lead - Other |  |  | Statistical analysis |  |  |  |  | Non-Lead |  |  |  | Assumed
MTR_027315 | 13218 SE 234TH ST | LOT 5 MEGANS MEADOW |  |  | Non-Lead - Plastic | No |  | 0 | Rectified Plan | No |  |  |  | Non-Lead - Other |  |  | Installation date is after the lead ban |  |  |  |  | Non-Lead |  |  |  | Domestic
MTR_027317 | 13210 SE 234TH ST | LOT 3 MEGANS MEADOW |  |  | Non-Lead - Plastic | No |  | 0 | Rectified Plan | No |  |  |  | Non-Lead - Other |  |  | Installation date is after the lead ban |  |  |  |  | Non-Lead |  |  |  | Domestic
MTR_027318 | 13202 SE 234TH ST | LOT 1 MEAGANS MEADOW |  |  | Non-Lead - Plastic | No |  | 0 | Rectified Plan | No |  |  |  | Non-Lead - Other |  |  | Installation date is after the lead ban |  |  |  |  | Non-Lead |  |  |  | Domestic
MTR_017239 | 17768 110TH PL SE | LOT 15 SERENITY RIDGE |  |  | Non-Lead - Other | No | 2001-07-10 | 0 | Installation date is after the lead ban |  |  |  |  | Non-Lead - Other |  |  | Installation date is after the lead ban |  |  |  |  | Non-Lead |  |  |  | Domestic
MTR_017249 | 17805 110TH PL SE | LOT 31 SERENITY RIDGE |  |  | Non-Lead - Other | No |  | 0 | Installation date is after the lead ban |  |  |  |  | Non-Lead - Other |  |  | Installation date is after the lead ban |  |  |  |  | Non-Lead |  |  |  | Assumed
MTR_017216 | 18430 114TH AVE SE | LOT 2 LARSON PARKE |  |  | Non-Lead - Other | No |  |  | Installation date is after the lead ban |  |  |  |  | Non-Lead - Other |  |  | Installation date is after the lead ban |  |  |  |  | Non-Lead
MTR_017250 | 17813 110TH PL SE | LOT 32 SERENITY RIDGE |  |  | Non-Lead - Other | No | 2001-07-10 | 0 | Installation date is after the lead ban |  |  |  |  | Non-Lead - Other |  |  | Installation date is after the lead ban |  |  |  |  | Non-Lead |  |  |  | Domestic
MTR_024785 | 20228 143RD PL SE | LOT 117 E1/2 SEC 3-22-5 |  |  | Non-Lead Plastic | Unknown |  | 0 | Relative Placement | Yes | Visual inspection at the meter pit | 2024-04-15 |  | Galvanized Requiring Replacement |  |  | Field inspection only with no records | Yes | Visual inspection at the meter pit | 2024-04-15 |  | Galvanized Requiring Replacement |  |  |  | Assumed
MTR_016179 | 17607 163RD PL SE | LOT 95 CANDLEWOOD RIDGE #3 |  |  | Non-Lead - Plastic | No | 1977-07-13 | 1 | Rectified Plan | No |  |  |  | Non-Lead - Other |  |  | Installation date is after the lead ban |  |  |  |  | Non-Lead |  |  |  | Domestic
MTR_027167 | 23701 130TH AVE SE | L52 TWIN CREEKS |  |  | Non-Lead - Other | No |  | 1 | Installation date is after the lead ban |  |  |  |  | Non-Lead - Other |  |  | Installation date is after the lead ban |  |  |  |  | Non-Lead |  |  |  | Domestic
MTR_018570 | 9651 S 206TH PL | PTN TR10 WA FRTLND ADD |  |  | Non-Lead - Other | No | 2011-03-01 | 0 | Installation date is after the lead ban |  |  |  |  | Non-Lead - Other |  |  | Installation date is after the lead ban |  |  |  |  | Non-Lead |  |  |  | Domestic
MTR_028445 | 12419 SE 223RD DR | LOT 101 SUMMERGLEN #3 |  |  | Non-Lead - Other | No |  | 0 | Installation date is after the lead ban |  |  |  |  | Non-Lead - Other |  |  | Installation date is after the lead ban |  |  |  |  | Non-Lead |  |  |  | Domestic
MTR_017218 | 18461 114TH AVE SE | LOT 12 LARSON PARKE |  |  | Non-Lead - Other | No | 2002-01-16 | 0 | Installation date is after the lead ban |  |  |  |  | Non-Lead - Other |  |  | Installation date is after the lead ban |  |  |  |  | Non-Lead |  |  |  | Domestic
MTR_017214 | 18440 114TH AVE SE | LOT 4 LARSON PARKE |  |  | Non-Lead - Other | No | 2002-01-16 | 0 | Installation date is after the lead ban |  |  |  |  | Non-Lead - Other |  |  | Installation date is after the lead ban |  |  |  |  | Non-Lead |  |  |  | Domestic
MTR_016290 | 15708 SE 178TH CT | L5 CANDLEWOOD RIDGE #2 |  |  | Non-Lead Plastic | No | 1976-05-06 | 0 | Field inspection only with no records | Yes | Visual inspection at meter pit | 2023-11-30 |  | Non-Lead Plastic |  |  | Field inspection only with no records | Yes | Visual inspection at meter pit | 2023-11-30 |  | Non-Lead |  |  |  | Domestic
MTR_002987 | 16613 126TH AVE SE | L 23 B2 CASCADE HILLS 4 |  |  | Non-Lead - Other | Unknown |  | 0.75 | Statistical analysis |  |  |  |  | Non-Lead - Other |  |  | Statistical analysis |  |  |  |  | Non-Lead |  |  |  | Assumed
MTR_029268 | 11407 SE 225TH ST | L 46 STOCKTON |  |  | Non-Lead - Other | No |  | 0 | Installation date is after the lead ban |  |  |  |  | Non-Lead - Other |  |  | Installation date is after the lead ban |  |  |  |  | Non-Lead |  |  |  | Domestic
MTR_024281 | 9620 S 219TH PL | LOT 13 GARRISON CREEK |  |  | Non-Lead - Other | No |  | 0 | Installation date is after the lead ban |  |  |  |  | Non-Lead - Other |  |  | Installation date is after the lead ban |  |  |  |  | Non-Lead |  |  |  | Assumed
MTR_018520 | 9501 S 207TH PL | LOT 4 VALLEY VIEW HEIGHTS |  |  | Non-Lead - Other | No |  | 0 | Installation date is after the lead ban |  |  |  |  | Non-Lead - Other |  |  | Installation date is after the lead ban |  |  |  |  | Non-Lead |  |  |  | Domestic
MTR_018440 | 9415 S 203RD PL | LOT 17 WHITNEY HEIGHTS |  |  | Non-Lead - Other | No | 1995-11-22 | 0 | Installation date is after the lead ban |  |  |  |  | Non-Lead - Other |  |  | Installation date is after the lead ban |  |  |  |  | Non-Lead |  |  |  | Domestic
MTR_018757 | 739 S 47TH ST | LOT 7 TALBOT RIDGE (AKA SUNDANCE) |  |  | Non-Lead - Other | No | 1966-05-24 | 0 | Installation date is after the lead ban |  |  |  |  | Non-Lead - Other |  |  | Installation date is after the lead ban |  |  |  |  | Non-Lead |  |  |  | Domestic
MTR_015509 | 17306 125TH AVE SE | LOT 8 KIMBERLY LANE |  |  | Non-Lead - Other | No | 2002-08-09 | 0 | Installation date is after the lead ban |  |  |  |  | Non-Lead - Other |  |  | Installation date is after the lead ban |  |  |  |  | Non-Lead |  |  |  | Domestic
MTR_015507 | 17318 125TH AVE SE | LOT 10 KIMBERLY LANE |  |  | Non-Lead - Other | No | 2002-08-09 | 0 | Installation date is after the lead ban |  |  |  |  | Non-Lead - Other |  |  | Installation date is after the lead ban |  |  |  |  | Non-Lead |  |  |  | Domestic
MTR_015508 | 17312 125TH AVE SE | LOT 9 KIMBERLY LANE |  |  | Non-Lead - Other | No | 2002-08-09 | 0 | Installation date is after the lead ban |  |  |  |  | Non-Lead - Other |  |  | Installation date is after the lead ban |  |  |  |  | Non-Lead |  |  |  | Domestic
MTR_017234 | 17752 110TH PL SE | LOT 17 SERENITY RIDGE |  |  | Non-Lead - Other | No | 2001-07-10 | 0 | Installation date is after the lead ban |  |  |  |  | Non-Lead - Other |  |  | Installation date is after the lead ban |  |  |  |  | Non-Lead |  |  |  | Domestic
MTR_017264 | 17924 110TH PL SE | LOT 4 SERENITY RIDGE |  |  | Non-Lead - Other | No | 2001-07-10 | 0 | Installation date is after the lead ban |  |  |  |  | Non-Lead - Other |  |  | Installation date is after the lead ban |  |  |  |  | Non-Lead |  |  |  | Domestic
MTR_023741 | 10032 SE 220TH ST | LOT 6 KARA CREST |  |  | Non-Lead - Other | No | 2001-08-23 | 0 | Installation date is after the lead ban |  |  |  |  | Non-Lead - Other |  |  | Installation date is after the lead ban |  |  |  |  | Non-Lead |  |  |  | Domestic
MTR_017226 | 17712 110TH PL SE | LOT 22 SERENITY RIDGE |  |  | Non-Lead - Other | No | 2001-07-10 | 0 | Installation date is after the lead ban |  |  |  |  | Non-Lead - Other |  |  | Installation date is after the lead ban |  |  |  |  | Non-Lead |  |  |  | Domestic
MTR_017252 | 17903 110TH PL SE | LOT 37 SERENITY RIDGE |  |  | Non-Lead - Other | No | 2001-07-10 | 0 | Installation date is after the lead ban |  |  |  |  | Non-Lead - Other |  |  | Installation date is after the lead ban |  |  |  |  | Non-Lead |  |  |  | Domestic
MTR_029270 | 22576 116TH PL SE | LOT 11 EMERALD COURT |  |  | Non-Lead - Other | No | 2002-08-27 | 0 | Installation date is after the lead ban |  |  |  |  | Non-Lead - Other |  |  | Installation date is after the lead ban |  |  |  |  | Non-Lead |  |  |  | Domestic
MTR_017921 | 13306 SE 176TH LN | LOT 16 FAIRWOOD GROVES CONDOS |  |  | Non-Lead - Other | No | 1998-02-27 | 0 | Installation date is after the lead ban |  |  |  |  | Non-Lead - Other |  |  | Installation date is after the lead ban |  |  |  |  | Non-Lead |  |  |  | Domestic
MTR_027320 | 13233 SE 235TH ST | TAX LOT 48 S-T-R 15-22-5 |  |  | Non-Lead - Plastic | No | 1995-10-18 | 1 | Rectified Plan | No |  |  |  | Non-Lead - Other |  |  | Statistical analysis |  |  |  |  | Non-Lead |  |  |  | Domestic
MTR_017256 | 17836 110TH PL SE | LOT 10 SERENITY RIDGE |  |  | Non-Lead - Other | No | 2001-07-10 | 0 | Installation date is after the lead ban |  |  |  |  | Non-Lead - Other |  |  | Installation date is after the lead ban |  |  |  |  | Non-Lead |  |  |  | Domestic
MTR_024389 | 12430 SE 208TH ST | KENTRIDGE HIGH SCHOOL DETECTOR CHECK |  |  | Non-Lead Plastic | No |  | 0 | Field inspection only with no records | Yes | Visual inspection at meter pit | 2023-08-30 |  | Non-Lead Copper |  |  | Field inspection only with no records | Yes | Visual inspection at meter pit | 2023-08-30 |  | Non-Lead |  |  |  | Assumed
MTR_023742 | 10019 SE 219TH PL | LOT 13 KARA CREST |  |  | Non-Lead - Other | No | 2001-08-23 | 0 | Installation date is after the lead ban |  |  |  |  | Non-Lead - Other |  |  | Installation date is after the lead ban |  |  |  |  | Non-Lead |  |  |  | Domestic
MTR_017223 | 18469 114TH AVE SE | LOT 10 LARSON PARKE |  |  | Non-Lead - Other | No | 2002-01-16 | 0 | Installation date is after the lead ban |  |  |  |  | Non-Lead - Other |  |  | Installation date is after the lead ban |  |  |  |  | Non-Lead |  |  |  | Domestic
MTR_023743 | 10013 SE 219TH PL | LOT 14 KARA CREST |  |  | Non-Lead - Other | No | 2001-08-23 | 0 | Installation date is after the lead ban |  |  |  |  | Non-Lead - Other |  |  | Installation date is after the lead ban |  |  |  |  | Non-Lead |  |  |  | Domestic
MTR_017224 | 18477 114TH AVE SE | LOT 9 LARSON PARKE |  |  | Non-Lead - Other | No | 2002-01-16 | 0 | Installation date is after the lead ban |  |  |  |  | Non-Lead - Other |  |  | Installation date is after the lead ban |  |  |  |  | Non-Lead |  |  |  | Domestic
MTR_025057 | 12053 SE 214TH ST | L 66 GREEN TREE EAST |  |  | Non-Lead - Other | No | 1972-06-01 | 0 | Installation date is after the lead ban |  |  |  |  | Non-Lead - Other |  |  | Installation date is after the lead ban |  |  |  |  | Non-Lead |  |  |  | Domestic
MTR_028217 | 13115 SE 221ST PL | LOT 3 SARAI SHORT PLAT |  |  | Non-Lead - Other | No |  | 0 | Installation date is after the lead ban |  |  |  |  | Non-Lead - Other |  |  | Installation date is after the lead ban |  |  |  |  | Non-Lead |  |  |  | Assumed
MTR_028900 | 21717 116TH AVE SE | 9910-007300 |  |  | Non-Lead - Other | Unknown |  | 0 | Statistical analysis |  |  |  |  | Non-Lead - Other |  |  | Statistical analysis |  |  |  |  | Non-Lead |  |  |  | Assumed
MTR_025152 | 12410 SE 210TH ST | L36 GLENCARIN # 1 |  |  | Non-Lead - Other | No | 1968-03-08 | 0 | Installation date is after the lead ban |  |  |  |  | Non-Lead - Other |  |  | Installation date is after the lead ban |  |  |  |  | Non-Lead |  |  |  | Domestic
MTR_020304 | 20241 106TH AVE SE | LOT 16 CASA VILLA |  |  | Non-Lead - Other | No |  | 0 | Installation date is after the lead ban |  |  |  |  | Non-Lead - Other |  |  | Installation date is after the lead ban |  |  |  |  | Non-Lead |  |  |  | Domestic
MTR_015122 | 15722 121ST AVE SE | L8 B2 CASCADE VILLAGE 1 |  |  | Non-Lead - Other | No | 2014-04-16 | 1 | Rectified Plan |  |  |  |  | Non-Lead - Other |  |  | Statistical analysis |  |  |  |  | Non-Lead |  |  |  | Domestic
MTR_021828 | 19312 135TH AVE SE | L6 FAIRFIELD GLEN |  |  | Non-Lead - Other | No |  | 0 | Converted CAD | No |  |  |  | Non-Lead - Other |  |  | Installation date is after the lead ban |  |  |  |  | Non-Lead |  |  |  | Domestic
MTR_021806 | 13307 SE 197TH ST | LOT 1 FOREST TRAILS 3 |  |  | Non-Lead - Other | No |  | 0 | Installation date is after the lead ban |  |  |  |  | Non-Lead - Other |  |  | Installation date is after the lead ban |  |  |  |  | Non-Lead |  |  |  | Domestic
MTR_023947 | 21225 102ND AVE SE | L 5 B 2 OLYMPIC VIEW HTS |  |  | Non-Lead - Other | Unknown |  | 0 | Statistical analysis |  |  |  |  | Non-Lead - Other |  |  | Statistical analysis |  |  |  |  | Non-Lead |  |  |  | Domestic
MTR_025230 | 21518 122ND PL SE | L224 GLENCARIN #2 |  |  | Non-Lead - Other | No | 1968-07-31 | 0 | Installation date is after the lead ban |  |  |  |  | Non-Lead Plastic |  |  | Field inspection only with no records | Yes | Visual inspection at meter pit | 2023-01-21 |  | Non-Lead |  |  |  | Domestic
MTR_024282 | 21720 95TH PL S | LOT 1 KENTWOOD 8 |  |  | Non-Lead - Other | No |  | 0 | Installation date is after the lead ban |  |  |  |  | Non-Lead - Other |  |  | Installation date is after the lead ban |  |  |  |  | Non-Lead |  |  |  | Domestic
MTR_018649 | 20306 96TH AVE S | LOT 45 CHESTNUT RIDGE #1 |  |  | Non-Lead - Other | No |  | 0 | Installation date is after the lead ban |  |  |  |  | Non-Lead - Other |  |  | Installation date is after the lead ban |  |  |  |  | Non-Lead |  |  |  | Domestic
MTR_023193 | 21030 97TH PL S | L27 WESTVIEW TERR. #2 |  |  | Non-Lead - Other | No | 2008-10-29 | 0 | Rectified Plan |  |  |  |  | Non-Lead Plastic |  |  | Field inspection only with no records | Yes | Visual inspection at meter pit | 2022-12-02 |  | Non-Lead |  |  |  | Domestic
MTR_025231 | 21310 125TH AVE SE | L335 GLENCARIN #2 |  |  | Non-Lead - Other | No | 1968-07-31 | 0 | Installation date is after the lead ban |  |  |  |  | Non-Lead - Other |  |  | Installation date is after the lead ban |  |  |  |  | Non-Lead |  |  |  | Domestic
MTR_024900 | 204TH AND 137TH AVE SE | 204TH & 137TH AVE SE |  |  | Non-Lead - Other | No | 2002-11-22 | 2 | Statistical analysis |  |  |  |  | Non-Lead - Other |  |  | Statistical analysis |  |  |  |  | Non-Lead |  |  |  | Fire
MTR_027322 | 13242 SE 234TH ST | LOT 11 MEAGANS MEADOW |  |  | Non-Lead - Plastic | No |  | 0 | Rectified Plan | No |  |  |  | Non-Lead - Other |  |  | Installation date is after the lead ban |  |  |  |  | Non-Lead |  |  |  | Domestic
MTR_027323 | 13234 SE 234TH ST | LOT 9 MEGANS MEADOW |  |  | Non-Lead - Plastic | No |  | 0 | Rectified Plan | No |  |  |  | Non-Lead - Other |  |  | Installation date is after the lead ban |  |  |  |  | Non-Lead |  |  |  | Domestic
MTR_015505 | 17330 125TH AVE SE | LOT 12 KIMBERLY LANE |  |  | Non-Lead - Other | No | 2002-08-09 | 0 | Installation date is after the lead ban |  |  |  |  | Non-Lead - Other |  |  | Installation date is after the lead ban |  |  |  |  | Non-Lead |  |  |  | Domestic
MTR_029272 | 22555 116TH PL SE | LOT 5 EMERALD COURT |  |  | Non-Lead - Other | No | 2002-08-27 | 0 | Installation date is after the lead ban |  |  |  |  | Non-Lead - Other |  |  | Installation date is after the lead ban |  |  |  |  | Non-Lead |  |  |  | Domestic
MTR_029273 | 22570 116TH PL SE | LOT 10 EMERALD COURT |  |  | Non-Lead - Other | No | 2002-08-27 | 0 | Installation date is after the lead ban |  |  |  |  | Non-Lead - Other |  |  | Installation date is after the lead ban |  |  |  |  | Non-Lead |  |  |  | Domestic
MTR_017227 | 17731 110TH PL SE | LOT 26 SERENITY RIDGE |  |  | Non-Lead - Other | No |  | 0 | Installation date is after the lead ban |  |  |  |  | Non-Lead - Other |  |  | Installation date is after the lead ban |  |  |  |  | Non-Lead |  |  |  | Assumed
MTR_017231 | 17728 110TH PL SE | LOT 20 SERENITY RIDGE |  |  | Non-Lead - Other | No | 2001-07-10 | 0 | Installation date is after the lead ban |  |  |  |  | Non-Lead - Other |  |  | Installation date is after the lead ban |  |  |  |  | Non-Lead |  |  |  | Domestic
MTR_017232 | 17739 110TH PL SE | LOT 27 SERENITY RIDGE |  |  | Non-Lead - Other | No | 2001-07-10 | 0 | Installation date is after the lead ban |  |  |  |  | Non-Lead - Other |  |  | Installation date is after the lead ban |  |  |  |  | Non-Lead |  |  |  | Domestic
MTR_023745 | 21907 101ST PL SE | LOT 10 KARA CREST |  |  | Non-Lead - Other | No | 2001-08-23 | 0 | Installation date is after the lead ban |  |  |  |  | Non-Lead - Other |  |  | Installation date is after the lead ban |  |  |  |  | Non-Lead |  |  |  | Domestic
MTR_015512 | 17252 125TH AVE SE | LOT 5 KIMBERLY LANE |  |  | Non-Lead - Other | No | 2002-08-09 | 0 | Installation date is after the lead ban |  |  |  |  | Non-Lead - Other |  |  | Installation date is after the lead ban |  |  |  |  | Non-Lead |  |  |  | Domestic
MTR_023746 | 10051 SE 218TH PL | LOT 30 KARA CREST |  |  | Non-Lead - Other | No | 2001-08-23 | 0 | Installation date is after the lead ban |  |  |  |  | Non-Lead - Other |  |  | Installation date is after the lead ban |  |  |  |  | Non-Lead |  |  |  | Domestic
MTR_023747 | 21820 101ST PL SE | LOT 38 KARA CREST |  |  | Non-Lead - Other | No | 2001-08-23 | 0 | Installation date is after the lead ban |  |  |  |  | Non-Lead - Other |  |  | Installation date is after the lead ban |  |  |  |  | Non-Lead |  |  |  | Domestic
MTR_023748 | 10018 SE 219TH PL | LOT 25 KARA CREST |  |  | Non-Lead - Other | No | 2001-08-23 | 0 | Installation date is after the lead ban |  |  |  |  | Non-Lead - Other |  |  | Installation date is after the lead ban |  |  |  |  | Non-Lead |  |  |  | Domestic
MTR_022235 | 18408 116TH AVE SE | 9921-012685 |  |  | Non-Lead Plastic | Unknown |  | 0 | Field inspection only with no records | Yes | Visual inspection at meter pit | 2023-11-30 |  | Non-Lead - Other |  |  | Statistical analysis |  |  |  |  | Non-Lead |  |  |  | Assumed
MTR_014101 | 11126 SE 168TH ST | LOT 1 HUEBNER SHORT PLAT |  |  | Non-Lead - Other | No | 2001-03-21 | 0 | Installation date is after the lead ban |  |  |  |  | Non-Lead - Other |  |  | Installation date is after the lead ban |  |  |  |  | Non-Lead |  |  |  | Domestic
MTR_015511 | 17258 125TH AVE SE | LOT 6 KIMBERLY LANE |  |  | Non-Lead - Other | No | 2002-08-09 | 0 | Installation date is after the lead ban |  |  |  |  | Non-Lead - Other |  |  | Installation date is after the lead ban |  |  |  |  | Non-Lead |  |  |  | Domestic
MTR_017228 | 17720 110TH PL SE | LOT 21 SERENITY RIDGE |  |  | Non-Lead - Other | No | 2001-07-10 | 0 | Installation date is after the lead ban |  |  |  |  | Non-Lead - Other |  |  | Installation date is after the lead ban |  |  |  |  | Non-Lead |  |  |  | Domestic
MTR_021206 | 14627 SE 195TH PL | LOT 10 LAKE YOUNGS PLAT |  |  | Non-Lead - Other | No | 1997-06-19 | 0 | Installation date is after the lead ban |  |  |  |  | Non-Lead - Other |  |  | Installation date is after the lead ban |  |  |  |  | Non-Lead |  |  |  | Domestic
MTR_017229 | 17715 110TH PL SE | LOT 24 SERENITY RIDGE |  |  | Non-Lead - Other | No | 2001-07-10 | 0 | Installation date is after the lead ban |  |  |  |  | Non-Lead - Other |  |  | Installation date is after the lead ban |  |  |  |  | Non-Lead |  |  |  | Domestic
MTR_017235 | 17744 110TH PL SE | LOT 18 SERENITY RIDGE |  |  | Non-Lead Plastic | No | 2001-07-10 | 0 | Field inspection only with no records | Yes | Visual inspection at meter pit | 2022-12-09 |  | Non-Lead Plastic |  |  | Field inspection only with no records | Yes | Visual inspection at meter pit | 2022-12-09 |  | Non-Lead |  |  |  | Domestic
MTR_024907 | 204TH & 137TH AVE SE | 204TH & 137TH AVE SE |  |  | Non-Lead - Other | No | 2002-11-22 | 2 | Statistical analysis |  |  |  |  | Non-Lead - Other |  |  | Statistical analysis |  |  |  |  | Non-Lead |  |  |  | Fire
MTR_016138 | 18219 160TH AVE SE | LOT 17 CARRIAGEWOOD 8 |  |  | Non-Lead - Plastic | No | 1983-07-01 | 0 | Rectified Plan | No |  |  |  | Non-Lead - Other |  |  | Installation date is after the lead ban |  |  |  |  | Non-Lead |  |  |  | Domestic
MTR_026508 | 12624 SE 231ST ST | LOT 30 MERIDIAN HIGHLANDS |  |  | Non-Lead - Other | No |  | 0 | Installation date is after the lead ban |  |  |  |  | Non-Lead - Other |  |  | Installation date is after the lead ban |  |  |  |  | Non-Lead |  |  |  | Assumed
MTR_028319 | 21625 129TH AVE SE | LOT 18 BEGONIA PLACE |  |  | Non-Lead - Other | No | 2001-02-23 | 0 | Installation date is after the lead ban |  |  |  |  | Non-Lead - Other |  |  | Installation date is after the lead ban |  |  |  |  | Non-Lead |  |  |  | Domestic
MTR_023749 | 21813 100TH PL SE | LOT 21 KARA CREST |  |  | Non-Lead - Other | No | 2001-08-23 | 0 | Installation date is after the lead ban |  |  |  |  | Non-Lead - Other |  |  | Installation date is after the lead ban |  |  |  |  | Non-Lead |  |  |  | Domestic
MTR_023750 | 21918 101ST PL SE | LOT 33 KARA CREST |  |  | Non-Lead - Other | No | 2001-08-23 | 0 | Installation date is after the lead ban |  |  |  |  | Non-Lead - Other |  |  | Installation date is after the lead ban |  |  |  |  | Non-Lead |  |  |  | Domestic
MTR_029275 | 22571 116TH PL SE | LOT 2 EMERALD COURT |  |  | Non-Lead - Other | No | 2002-08-27 | 0 | Installation date is after the lead ban |  |  |  |  | Non-Lead - Other |  |  | Installation date is after the lead ban |  |  |  |  | Non-Lead |  |  |  | Domestic
MTR_029276 | 22550 116TH PL SE | LOT 6 EMERALD COURT |  |  | Non-Lead - Other | No | 2002-08-27 | 0 | Installation date is after the lead ban |  |  |  |  | Non-Lead - Other |  |  | Installation date is after the lead ban |  |  |  |  | Non-Lead |  |  |  | Domestic
MTR_029277 | 22554 116TH PL SE | LOT 7 EMERALD COURT |  |  | Non-Lead - Other | No | 2002-08-27 | 0 | Installation date is after the lead ban |  |  |  |  | Non-Lead - Other |  |  | Installation date is after the lead ban |  |  |  |  | Non-Lead |  |  |  | Domestic
MTR_015515 | 17234 125TH AVE SE | LOT 2 KIMBERLY LANE |  |  | Non-Lead - Other | No | 2002-08-09 | 0 | Installation date is after the lead ban |  |  |  |  | Non-Lead - Other |  |  | Installation date is after the lead ban |  |  |  |  | Non-Lead |  |  |  | Domestic
MTR_023751 | 21818 100TH PL SE | LOT 23 KARA CREST |  |  | Non-Lead - Other | No | 2001-08-23 | 0 | Installation date is after the lead ban |  |  |  |  | Non-Lead - Other |  |  | Installation date is after the lead ban |  |  |  |  | Non-Lead |  |  |  | Domestic
MTR_021795 | 19826 133RD PL SE | LOT 38 FOREST TRAILS #2 |  |  | Non-Lead - Other | No |  | 0 | Installation date is after the lead ban |  |  |  |  | Non-Lead - Other |  |  | Installation date is after the lead ban |  |  |  |  | Non-Lead |  |  |  | Assumed
MTR_017429 | 12025 SE 184TH ST | LOT 2 BLK 1 NORTHWESTERN GARDEN TRACTS 6 |  |  | Non-Lead Plastic | No | 2010-01-14 | 0 | Field inspection only with no records | Yes | Visual inspection at meter pit | 2023-09-30 |  | Non-Lead Plastic |  |  | Field inspection only with no records | Yes | Visual inspection at meter pit | 2023-09-30 |  | Non-Lead |  |  |  | Domestic
MTR_022889 | 11619 SE 192ND ST | 9921-002305 |  |  | Non-Lead - Other | Unknown |  | 0 | Statistical analysis |  |  |  |  | Non-Lead - Other |  |  | Statistical analysis |  |  |  |  | Non-Lead |  |  |  | Assumed
MTR_017520 | 17611 118TH AVE SE | LOT 18 BLK 1 NW GARDEN TRACTS |  |  | Non-Lead - Other | No | 2006-12-21 | 0 | Rectified Plan |  |  |  |  | Non-Lead - Other |  |  | Statistical analysis |  |  |  |  | Non-Lead |  |  |  | Domestic
MTR_017635 | 17616 111TH AVE SE | L2 HIGGINBOTHAM ADD. |  |  | Non-Lead - Other | No |  | 0 | Installation date is after the lead ban |  |  |  |  | Non-Lead - Other |  |  | Installation date is after the lead ban |  |  |  |  | Non-Lead |  |  |  | Assumed
MTR_003064 | 23320 127TH AVE SE | L 13 MERIDIAN VILLA EST. |  |  | Non-Lead - Other | No |  | 0 | Installation date is after the lead ban |  |  |  |  | Non-Lead - Other |  |  | Installation date is after the lead ban |  |  |  |  | Non-Lead |  |  |  | Assumed
MTR_020197 | 19448 107TH AVE SE | POR L23 PANT LK GARD TRT |  |  | Non-Lead Plastic | Unknown |  | 0 | Field inspection only with no records | Yes | Visual inspection at meter pit | 2023-09-29 |  | Non-Lead Plastic |  |  | Field inspection only with no records | Yes | Visual inspection at meter pit | 2023-09-29 |  | Non-Lead |  |  |  | Assumed
MTR_015558 | 12711 SE PETROVITSKY RD | L2 BLK2 BENSON HEIGHTS |  |  | Non-Lead - Other | Unknown |  | 0 | Statistical analysis |  |  |  |  | Non-Lead - Other |  |  | Statistical analysis |  |  |  |  | Non-Lead |  |  |  | Domestic
MTR_026509 | 12905 SE 231ST WAY | LOT 37 MISTY MEADOWS #2 |  |  | Non-Lead - Other | No |  | 0 | Installation date is after the lead ban |  |  |  |  | Non-Lead - Other |  |  | Installation date is after the lead ban |  |  |  |  | Non-Lead |  |  |  | Domestic
MTR_026510 | 12911 SE 231ST WAY | L38 MISTY MEADOWS 2 |  |  | Non-Lead Plastic | No |  | 0 | Field inspection only with no records | Yes | Visual inspection at meter pit | 2023-09-01 |  | Non-Lead Plastic |  |  | Field inspection only with no records | Yes | Visual inspection at meter pit | 2023-09-01 |  | Non-Lead |  |  |  | Domestic
MTR_029280 | 11816 SE 225TH ST | LOT 53 MAPLEWOOD EAST |  |  | Non-Lead - Other | No |  | 0 | Installation date is after the lead ban |  |  |  |  | Non-Lead - Other |  |  | Installation date is after the lead ban |  |  |  |  | Non-Lead |  |  |  | Domestic
MTR_011857 | 17020 104TH AVE SE | W 1/2 LOT 11 BLK 2 AKERS FARMS #5 |  |  | Non-Lead - Other | No |  | 0.75 | Installation date is after the lead ban |  |  |  |  | Non-Lead - Other |  |  | Installation date is after the lead ban |  |  |  |  | Non-Lead |  |  |  | Assumed
MTR_017278 | 17843 110TH AVE SE | L31 MELRIDGE ADD. |  |  | Non-Lead Plastic | No | 2011-08-10 | 1 | Field inspection only with no records | Yes | Visual inspection at meter pit | 2023-07-29 |  | Non-Lead Plastic |  |  | Field inspection only with no records | Yes | Visual inspection at meter pit | 2023-07-29 |  | Non-Lead |  |  |  | Domestic
MTR_030325 | 14531 SE 213TH ST | LOT 6 FIVE FIRS |  |  | Non-Lead - Other | No | 1997-02-06 | 0 | Installation date is after the lead ban |  |  |  |  | Non-Lead - Other |  |  | Installation date is after the lead ban |  |  |  |  | Non-Lead |  |  |  | Domestic
MTR_030326 | 13407 SE 209TH ST | L12 CRYSTAL GLEN |  |  | Non-Lead Plastic | No |  | 0 | Field inspection only with no records | Yes | Visual inspection at meter pit | 2023-01-07 |  | Non-Lead Plastic |  |  | Field inspection only with no records | Yes | Visual inspection at meter pit | 2023-01-07 |  | Non-Lead |  |  |  | Domestic
MTR_030327 | 13007 SE 212TH ST | TAX LOT 169 9-22-5 |  |  | Non-Lead - Other | No |  | 0 | Installation date is after the lead ban |  |  |  |  | Non-Lead - Other |  |  | Installation date is after the lead ban |  |  |  |  | Non-Lead |  |  |  | Assumed
MTR_030328 | 19800 108TH AVE SE | LOT 33 PANTHER LAKE GARDEN TRACTS |  |  | Non-Lead - Other | No |  |  | Installation date is after the lead ban |  |  |  |  | Non-Lead - Other |  |  | Installation date is after the lead ban |  |  |  |  | Non-Lead
MTR_030241 | 16331 127TH AVE SE | L13 BK3 CASCADE VISTA #7 |  |  | Non-Lead - Other | Unknown |  |  | Statistical analysis |  |  |  |  | Non-Lead - Other |  |  | Statistical analysis |  |  |  |  | Non-Lead
MTR_018186 | 14204 SE 180TH PL | LOT 43 FAIRWOOD FIRS |  |  | Non-Lead - Other | No | 1986-05-01 | 0 | Installation date is after the lead ban |  |  |  |  | Non-Lead - Other |  |  | Installation date is after the lead ban |  |  |  |  | Non-Lead |  |  |  | Domestic
MTR_025232 | 21313 124TH AVE SE | L247 GLENCARIN #2 |  |  | Non-Lead - Other | No | 1968-07-31 | 0 | Installation date is after the lead ban |  |  |  |  | Non-Lead Plastic |  |  | Field inspection only with no records | Yes | Visual inspection at meter pit | 2023-01-21 |  | Non-Lead |  |  |  | Domestic
MTR_011332 | 10744 SE 165TH ST | L1 BLK1 HILLTOP HEIGHTS |  |  | Non-Lead - Other | No |  | 0.75 | Installation date is after the lead ban |  |  |  |  | Non-Lead - Other |  |  | Installation date is after the lead ban |  |  |  |  | Non-Lead |  |  |  | Assumed
MTR_011321 | 1409 S 27TH ST | L11 OLYMPIC VIEW TERRACE |  |  | Non-Lead - Other | No | 2003-03-28 | 0 | Rectified Plan |  |  |  |  | Non-Lead - Other |  |  | Statistical analysis |  |  |  |  | Non-Lead |  |  |  | Domestic
MTR_011327 | 1523 S 27TH ST | L5 OLYMPIC VIEW TERRACE |  |  | Non-Lead - Other | No | 2003-03-28 | 0 | Rectified Plan |  |  |  |  | Non-Lead - Other |  |  | Statistical analysis |  |  |  |  | Non-Lead |  |  |  | Domestic
MTR_023418 | 11211 SE 212TH ST | LOT 47 BENSON HILLS #2 |  |  | Non-Lead Plastic | Unknown |  | 0 | Relative Placement | Yes | Visual inspection at the meter pit | 2024-02-01 |  | Non-Lead Plastic |  |  | Field inspection only with no records | Yes | Visual inspection at the meter pit | 2024-02-01 |  | Non-Lead |  |  |  | Assumed
MTR_023039 | 21423 100TH AVE SE | TL77 E1/2 SEC 7-22-5 |  |  | Non-Lead - Other | No | 2003-04-23 | 0 | Rectified Plan |  |  |  |  | Non-Lead - Other |  |  | Statistical analysis |  |  |  |  | Non-Lead |  |  |  | Domestic
MTR_016936 | 15525 SE 178TH PL | LOT 12 CANDLEWOOD RIDGE #4 |  |  | Non-Lead - Other | No | 1977-07-01 | 0 | Installation date is after the lead ban |  |  |  |  | Non-Lead - Other |  |  | Installation date is after the lead ban |  |  |  |  | Non-Lead |  |  |  | Domestic
MTR_016866 | 15312 SE 179TH ST | LOT 3 CANDLEWOOD RIDGE #5 |  |  | Non-Lead - Other | No | 1978-02-01 | 0 | Installation date is after the lead ban |  |  |  |  | Non-Lead - Other |  |  | Installation date is after the lead ban |  |  |  |  | Non-Lead |  |  |  | Domestic
MTR_024787 | 20204 143RD PL SE | TL114 E1/2 SEC 3-22-5 |  |  | Non-Lead - Other | Unknown |  | 0 | Statistical analysis |  |  |  |  | Non-Lead - Other |  |  | Statistical analysis |  |  |  |  | Non-Lead |  |  |  | Assumed
MTR_029983 | 12637 SE 162ND ST | L7 BLK4 CASCADE VISTA #4 |  |  | Non-Lead - Other | No | 2016-06-22 | 0.75 | Rectified Plan |  |  |  |  | Non-Lead - Other |  |  | Statistical analysis |  |  |  |  | Non-Lead |  |  |  | Domestic
MTR_024910 | 20424 137TH AVE SE | LOT 3 JERRYS PLACE |  |  | Non-Lead - Other | No | 2002-11-22 | 0 | Installation date is after the lead ban |  |  |  |  | Non-Lead - Other |  |  | Installation date is after the lead ban |  |  |  |  | Non-Lead |  |  |  | Domestic
MTR_024909 | 20430 137TH AVE SE | LOT 4 JERRYS PLACE |  |  | Non-Lead - Other | No | 2002-11-22 | 0 | Installation date is after the lead ban |  |  |  |  | Non-Lead - Other |  |  | Installation date is after the lead ban |  |  |  |  | Non-Lead |  |  |  | Domestic
MTR_024906 | 20442 137TH AVE SE | LOT 6 JERRYS PLACE |  |  | Non-Lead - Other | No | 2002-11-22 | 0 | Installation date is after the lead ban |  |  |  |  | Non-Lead - Other |  |  | Installation date is after the lead ban |  |  |  |  | Non-Lead |  |  |  | Domestic
MTR_020215 | 19914 106TH AVE SE | LOT 2 SHORT PLAT #379012 |  |  | Non-Lead - Other | No |  | 0 | Installation date is after the lead ban |  |  |  |  | Non-Lead - Other |  |  | Installation date is after the lead ban |  |  |  |  | Non-Lead |  |  |  | Assumed
MTR_026056 | 11910 SE 203RD ST | LOT 4 HEDLUND MEADOWS |  |  | Non-Lead - Other | No | 1995-08-01 | 0 | Installation date is after the lead ban |  |  |  |  | Non-Lead - Other |  |  | Installation date is after the lead ban |  |  |  |  | Non-Lead |  |  |  | Domestic
MTR_011344 | 10740 SE 166TH ST | E PORTION LOT 5 BLOCK 1 AKERS FARM S #5 |  |  | Non-Lead - Other | No | 2003-03-28 | 0 | Rectified Plan |  |  |  |  | Non-Lead - Other |  |  | Statistical analysis |  |  |  |  | Non-Lead |  |  |  | Domestic
MTR_026511 | 13416 SE 231ST ST | LOT 3 BLK 3 STARCREST |  |  | Non-Lead - Other | Unknown |  | 0 | Statistical analysis |  |  |  |  | Non-Lead - Other |  |  | Statistical analysis |  |  |  |  | Non-Lead |  |  |  | Assumed
MTR_020273 | 20712 106TH PL SE | L 11 B2 JO-VEL MANOR |  |  | Non-Lead - Other | Unknown |  | 0 | Statistical analysis |  |  |  |  | Non-Lead - Other |  |  | Statistical analysis |  |  |  |  | Non-Lead |  |  |  | Domestic
MTR_022440 | 19222 108TH AVE SE | TAX LOT 240 5-22-5 |  |  | Non-Lead - Other | Unknown |  | 0 | Statistical analysis |  |  |  |  | Non-Lead - Other |  |  | Statistical analysis |  |  |  |  | Non-Lead |  |  |  | Assumed
MTR_003095 | 12841 SE 235TH PL | LOT 11 SINGLE CREEK #1 |  |  | Non-Lead - Plastic | No | 1978-04-01 | 1 | Rectified Plan |  |  |  |  | Non-Lead - Other |  |  | Installation date is after the lead ban |  |  |  |  | Non-Lead |  |  |  | Domestic
MTR_003098 | 15763 118TH AVE SE | L19 BLK7 CASCADE VISTA#2 |  |  | Non-Lead - Other | No | 2014-04-16 | 0 | Rectified Plan |  |  |  |  | Non-Lead - Other |  |  | Statistical analysis |  |  |  |  | Non-Lead |  |  |  | Domestic
MTR_029281 | 10951 SE 225TH ST | L 16 STOCKTON |  |  | Non-Lead - Other | No |  | 0 | Installation date is after the lead ban |  |  |  |  | Non-Lead - Other |  |  | Installation date is after the lead ban |  |  |  |  | Non-Lead |  |  |  | Domestic
MTR_023041 | 21037 100TH AVE SE | TL 53 E1/2 SEC 7-22-5 |  |  | Non-Lead - Other | No | 2003-04-23 | 0 | Rectified Plan |  |  |  |  | Non-Lead - Other |  |  | Statistical analysis |  |  |  |  | Non-Lead |  |  |  | Domestic
MTR_014755 | 12909 SE 158TH PL | LOT 73 FAIRLANE WOODS |  |  | Non-Lead - Other | No | 1978-09-22 | 0 | Installation date is after the lead ban |  |  |  |  | Non-Lead - Other |  |  | Installation date is after the lead ban |  |  |  |  | Non-Lead |  |  |  | Domestic
MTR_023043 | 20836 100TH AVE SE | TL 126 8-22-5 |  |  | Non-Lead - Other | No | 2003-04-23 | 0 | Rectified Plan |  |  |  |  | Non-Lead - Other |  |  | Statistical analysis |  |  |  |  | Non-Lead |  |  |  | Domestic
MTR_023045 | 21013 100TH AVE SE | TL 58 E1/2 SEC 7-22-5 |  |  | Non-Lead - Other | No | 2003-04-23 | 0 | Rectified Plan |  |  |  |  | Non-Lead - Other |  |  | Statistical analysis |  |  |  |  | Non-Lead |  |  |  | Domestic
MTR_023046 | 21022 100TH AVE SE | L 50 GUINN CREST |  |  | Non-Lead - Other | No | 2003-04-23 | 0 | Installation date is after the lead ban |  |  |  |  | Non-Lead - Other |  |  | Installation date is after the lead ban |  |  |  |  | Non-Lead |  |  |  | Domestic
MTR_023047 | 21211 100TH AVE SE | L66 WESTVIEW TERR #2 |  |  | Non-Lead - Other | No | 2003-04-23 | 0 | Rectified Plan |  |  |  |  | Non-Lead - Other |  |  | Statistical analysis |  |  |  |  | Non-Lead |  |  |  | Domestic
MTR_015817 | 14704 SE 188TH PL | TAX LOT 48 SECTION 34-23-5 |  |  | Non-Lead - Other | No | 2003-03-05 | 0 | Rectified Plan |  |  |  |  | Non-Lead - Other |  |  | Statistical analysis |  |  |  |  | Non-Lead |  |  |  | Domestic
MTR_023048 | 21230 100TH AVE SE | LOT 15 OLYMPIC VIEW HEIGHTS |  |  | Non-Lead - Other | No | 2003-04-23 | 0 | Installation date is after the lead ban |  |  |  |  | Non-Lead - Other |  |  | Installation date is after the lead ban |  |  |  |  | Non-Lead |  |  |  | Domestic
MTR_023536 | 11409 SE 214TH ST | LOT 8 ROSEWOOD PLAT |  |  | Non-Lead - Other | No | 2003-04-10 | 0 | Installation date is after the lead ban |  |  |  |  | Non-Lead - Other |  |  | Installation date is after the lead ban |  |  |  |  | Non-Lead |  |  |  | Domestic
MTR_020071 | 20113 105TH AVE SE | LOT 14 MURPHEYS LANDING |  |  | Non-Lead - Other | No | 2002-12-17 | 0 | Installation date is after the lead ban |  |  |  |  | Non-Lead - Other |  |  | Installation date is after the lead ban |  |  |  |  | Non-Lead |  |  |  | Domestic
MTR_020072 | 20124 105TH AVE SE | LOT 11 MURPHEYS LANDING |  |  | Non-Lead - Other | No | 2002-12-17 | 0 | Installation date is after the lead ban |  |  |  |  | Non-Lead - Other |  |  | Installation date is after the lead ban |  |  |  |  | Non-Lead |  |  |  | Domestic
MTR_020073 | 20118 105TH AVE SE | LOT 12 MURPHEYS LANDING |  |  | Non-Lead - Other | No | 2002-12-17 | 0 | Installation date is after the lead ban |  |  |  |  | Non-Lead - Other |  |  | Installation date is after the lead ban |  |  |  |  | Non-Lead |  |  |  | Domestic
MTR_020074 | 20121 105TH AVE SE | LOT 15 MURPHEYS LANDING |  |  | Non-Lead - Other | No | 2002-12-17 | 0 | Installation date is after the lead ban |  |  |  |  | Non-Lead - Other |  |  | Installation date is after the lead ban |  |  |  |  | Non-Lead |  |  |  | Domestic
MTR_003120 | 23514 128TH CT SE | LOT 7 SINGLE CREEK #1 |  |  | Non-Lead - Plastic | No | 1978-04-01 | 1 | Rectified Plan |  |  |  |  | Non-Lead - Other |  |  | Installation date is after the lead ban |  |  |  |  | Non-Lead |  |  |  | Domestic
MTR_025010 | 21105 119TH PL SE | LOT 29 EL DORADO HILLS 1 |  |  | Non-Lead - Other | No | 1981-02-01 | 0 | Installation date is after the lead ban |  |  |  |  | Non-Lead - Other |  |  | Installation date is after the lead ban |  |  |  |  | Non-Lead |  |  |  | Domestic
MTR_020075 | 20032 104TH PL SE | LOT 17 MURPHEYS LANDING |  |  | Non-Lead - Other | No | 2002-12-17 | 0 | Installation date is after the lead ban |  |  |  |  | Non-Lead - Other |  |  | Installation date is after the lead ban |  |  |  |  | Non-Lead |  |  |  | Domestic
MTR_020076 | 20127 105TH AVE SE | LOT 16 MURPHEYS LANDING |  |  | Non-Lead - Other | No | 2002-12-17 | 0 | Installation date is after the lead ban |  |  |  |  | Non-Lead - Other |  |  | Installation date is after the lead ban |  |  |  |  | Non-Lead |  |  |  | Domestic
MTR_025526 | 21422 127TH PL SE | LOT 5 GLENCARIN #3 |  |  | Non-Lead - Other | No |  | 0 | Installation date is after the lead ban |  |  |  |  | Non-Lead Plastic |  |  | Field inspection only with no records | Yes | Visual inspection at meter pit | 2023-01-20 |  | Non-Lead |  |  |  | Domestic
MTR_017441 | 18202 120TH AVE SE | L3 BLK2 N W GARDEN TR6 |  |  | Non-Lead - Other | No | 1975-08-05 | 0 | Relative Placement |  |  |  |  | Non-Lead - Other |  |  | Statistical analysis |  |  |  |  | Non-Lead |  |  |  | Assumed
MTR_023948 | 10321 SE 208TH ST | TL 70 SEC. 8-22-5 |  |  | Non-Lead - Other | No | 2011-03-01 | 0 | Rectified Plan |  |  |  |  | Non-Lead - Other |  |  | Statistical analysis |  |  |  |  | Non-Lead |  |  |  | Domestic
MTR_023949 | 10415 SE 208TH ST | TL 106 SEC. 8-22-5 |  |  | Non-Lead - Other | Unknown |  | 0 | Statistical analysis |  |  |  |  | Non-Lead - Other |  |  | Statistical analysis |  |  |  |  | Non-Lead |  |  |  | Domestic
MTR_003132 | 10341 SE 208TH ST | 9908-006280 |  |  | Non-Lead - Other | Unknown |  | 0 | Statistical analysis |  |  |  |  | Non-Lead - Other |  |  | Statistical analysis |  |  |  |  | Non-Lead |  |  |  | Domestic
MTR_026115 | 11832 SE 206TH ST | L2 PANTHER LK 3 |  |  | Non-Lead - Other | No | 1978-07-26 | 0 | Installation date is after the lead ban |  |  |  |  | Non-Lead - Other |  |  | Installation date is after the lead ban |  |  |  |  | Non-Lead |  |  |  | Domestic
MTR_017236 | 17749 110TH PL SE | LOT 28 SERENITY RIDGE |  |  | Non-Lead - Other | No | 2001-07-10 | 0 | Installation date is after the lead ban |  |  |  |  | Non-Lead - Other |  |  | Installation date is after the lead ban |  |  |  |  | Non-Lead |  |  |  | Domestic
MTR_020077 | 20136 105TH AVE SE | LOT 9 MURPHEYS LANDING |  |  | Non-Lead - Other | No | 2002-12-17 | 0 | Installation date is after the lead ban |  |  |  |  | Non-Lead - Other |  |  | Installation date is after the lead ban |  |  |  |  | Non-Lead |  |  |  | Domestic
MTR_023538 | 21401 113TH PL SE | LOT 1 ROSEWOOD PLAT |  |  | Non-Lead - Other | No | 2003-04-10 | 0 | Installation date is after the lead ban |  |  |  |  | Non-Lead - Other |  |  | Installation date is after the lead ban |  |  |  |  | Non-Lead |  |  |  | Domestic
MTR_023539 | 21409 113TH PL SE | LOT 3 ROSEWOOD PLAT |  |  | Non-Lead - Other | No | 2003-04-10 | 0 | Installation date is after the lead ban |  |  |  |  | Non-Lead - Other |  |  | Installation date is after the lead ban |  |  |  |  | Non-Lead |  |  |  | Domestic
MTR_023540 | 21405 113TH PL SE | LOT 2 ROSEWOOD PLAT |  |  | Non-Lead - Other | No | 2003-04-10 | 0 | Installation date is after the lead ban |  |  |  |  | Non-Lead - Other |  |  | Installation date is after the lead ban |  |  |  |  | Non-Lead |  |  |  | Domestic
MTR_020078 | 20149 105TH AVE SE | LOT 2 MURPHEYS LANDING |  |  | Non-Lead - Other | No | 2002-12-17 | 0 | Installation date is after the lead ban |  |  |  |  | Non-Lead - Other |  |  | Installation date is after the lead ban |  |  |  |  | Non-Lead |  |  |  | Domestic
MTR_020079 | 20142 105TH AVE SE | LOT 8 MURPHEYS LANDING |  |  | Non-Lead - Other | No | 2002-12-17 | 0 | Installation date is after the lead ban |  |  |  |  | Non-Lead - Other |  |  | Installation date is after the lead ban |  |  |  |  | Non-Lead |  |  |  | Domestic
MTR_020080 | 20143 105TH AVE SE | LOT 1 MURPHEYS LANDING |  |  | Non-Lead - Other | No | 2002-12-17 | 0 | Installation date is after the lead ban |  |  |  |  | Non-Lead - Other |  |  | Installation date is after the lead ban |  |  |  |  | Non-Lead |  |  |  | Domestic
MTR_023541 | 11433 SE 214TH ST | LOT 12 ROSEWOOD PLAT |  |  | Non-Lead - Other | No | 2003-04-10 | 0 | Installation date is after the lead ban |  |  |  |  | Non-Lead - Other |  |  | Installation date is after the lead ban |  |  |  |  | Non-Lead |  |  |  | Domestic
MTR_020081 | 20154 105TH AVE SE | LOT 6 MURPHEYS LANDING |  |  | Non-Lead - Other | No | 2002-12-17 | 0 | Installation date is after the lead ban |  |  |  |  | Non-Lead - Other |  |  | Installation date is after the lead ban |  |  |  |  | Non-Lead |  |  |  | Domestic
MTR_014190 | 10844 SE 173RD ST | L6 B1 CLIFFORDS ADDN |  |  | Non-Lead - Other | Unknown |  | 1 | Statistical analysis |  |  |  |  | Non-Lead - Other |  |  | Statistical analysis |  |  |  |  | Non-Lead |  |  |  | Domestic
MTR_014118 | 16839 108TH AVE SE | LOT 19 BLK 4 AKERS FARMS #5 |  |  | Non-Lead - Other | Unknown |  | 0.75 | Statistical analysis |  |  |  |  | Non-Lead - Other |  |  | Statistical analysis |  |  |  |  | Non-Lead |  |  |  | Assumed
MTR_015662 | 18207 108TH AVE SE | TL 194 32 23 5 |  |  | Non-Lead - Other | Unknown |  | 2 | Statistical analysis |  |  |  |  | Galvanized Requiring Replacement |  |  | Field inspection only with no records | Yes | Visual inspection at meter pit | 2023-06-22 |  | Galvanized Requiring Replacement |  |  |  | Assumed
MTR_015240 | 12746 SE 172ND ST | L 101 CASCADE VISTA # 3 |  |  | Non-Lead - Other | No | 2010-10-25 | 0 | Rectified Plan |  |  |  |  | Non-Lead - Other |  |  | Statistical analysis |  |  |  |  | Non-Lead |  |  |  | Domestic
MTR_019955 | 19944 101ST AVE SE | LOT 7 WATERSHED TERRACE |  |  | Non-Lead - Other | No | 2003-08-27 | 0 | Installation date is after the lead ban |  |  |  |  | Non-Lead - Other |  |  | Installation date is after the lead ban |  |  |  |  | Non-Lead |  |  |  | Domestic
MTR_023675 | 10626 SE 216TH ST | TL 150 8-22-5 |  |  | Non-Lead - Other | Unknown |  | 0 | Statistical analysis |  |  |  |  | Non-Lead - Other |  |  | Statistical analysis |  |  |  |  | Non-Lead |  |  |  | Assumed
MTR_020345 | 20009 104TH PL SE | TX 262-5225/LOT 2 KSCPL00S0005 |  |  | Non-Lead Plastic | Unknown |  | 0 | Relative Placement | Yes | Visual inspection at the meter pit | 2024-01-29 |  | Non-Lead Plastic |  |  | Field inspection only with no records | Yes | Visual inspection at the meter pit | 2024-01-29 |  | Non-Lead |  |  |  | Assumed
MTR_019958 | 19989 101ST AVE SE | LOT 18 WATERSHED TERRACE |  |  | Non-Lead - Other | No | 2003-08-27 | 0 | Installation date is after the lead ban |  |  |  |  | Non-Lead - Other |  |  | Installation date is after the lead ban |  |  |  |  | Non-Lead |  |  |  | Domestic
MTR_025005 | 21530 117TH AVE SE | LOT 10 CEDAR PARKE |  |  | Non-Lead - Other | No | 2001-02-08 | 0 | Installation date is after the lead ban |  |  |  |  | Non-Lead - Other |  |  | Installation date is after the lead ban |  |  |  |  | Non-Lead |  |  |  | Domestic
MTR_023753 | 10004 SE 218TH PL | LOT 48 KARA CREST |  |  | Non-Lead - Other | No | 2001-08-23 | 0 | Installation date is after the lead ban |  |  |  |  | Non-Lead - Other |  |  | Installation date is after the lead ban |  |  |  |  | Non-Lead |  |  |  | Domestic
MTR_015819 | 18528 147TH CT SE | LOT 38 FAIRHAVEN #2 |  |  | Non-Lead - Other | No | 2001-07-27 | 0 | Installation date is after the lead ban |  |  |  |  | Non-Lead - Other |  |  | Installation date is after the lead ban |  |  |  |  | Non-Lead |  |  |  | Domestic
MTR_019970 | 10105 SE 200TH ST | TL 227 W1/2 SEC 5-22-5 |  |  | Non-Lead - Other | No | 2003-08-27 | 0 | Rectified Plan |  |  |  |  | Non-Lead - Other |  |  | Statistical analysis |  |  |  |  | Non-Lead |  |  |  | Domestic
MTR_022995 | 19329 124TH AVE SE | LOT 1 SH. PLAT 477106 |  |  | Non-Lead Plastic | No |  | 0 | Field inspection only with no records | Yes | Visual inspection at meter pit | 2023-09-30 |  | Non-Lead Plastic |  |  | Field inspection only with no records | Yes | Visual inspection at meter pit | 2023-09-30 |  | Non-Lead |  |  |  | Assumed
MTR_027136 | 13245 SE 225TH PL | LOT 50 FERN CREST 2 |  |  | Non-Lead - Other | No | 2005-09-02 | 0 | Installation date is after the lead ban |  |  |  |  | Non-Lead - Other |  |  | Installation date is after the lead ban |  |  |  |  | Non-Lead |  |  |  | Domestic
MTR_023754 | 21837 100TH PL SE | LOT 17 KARA CREST |  |  | Non-Lead - Other | No | 2001-08-23 | 0 | Installation date is after the lead ban |  |  |  |  | Non-Lead - Other |  |  | Installation date is after the lead ban |  |  |  |  | Non-Lead |  |  |  | Domestic
MTR_018691 | 20415 98TH PL S | L 13 BELVA LANE |  |  | Non-Lead - Other | Unknown |  | 0 | Statistical analysis |  |  |  |  | Non-Lead - Other |  |  | Statistical analysis |  |  |  |  | Non-Lead |  |  |  | Domestic
MTR_024897 | 20477 137TH AVE SE | LOT 7 JERRYS PLACE |  |  | Non-Lead - Other | No | 2002-11-22 | 0 | Installation date is after the lead ban |  |  |  |  | Non-Lead - Other |  |  | Installation date is after the lead ban |  |  |  |  | Non-Lead |  |  |  | Domestic
MTR_026462 | 22810 127TH AVE SE | LOT 15 PHEASANTS HOLLOW |  |  | Non-Lead - Other | No | 1996-02-27 | 0 | Installation date is after the lead ban |  |  |  |  | Non-Lead - Other |  |  | Installation date is after the lead ban |  |  |  |  | Non-Lead |  |  |  | Domestic
MTR_019973 | 10125 SE 200TH ST | PORTION TAX LOT 23 SEC 5-22-5 |  |  | Non-Lead - Other | No | 2003-08-27 | 0 | Rectified Plan |  |  |  |  | Non-Lead - Other |  |  | Statistical analysis |  |  |  |  | Non-Lead |  |  |  | Domestic
MTR_021205 | 14624 SE 195TH PL | LOT 9 LAKE YOUNGS PLAT |  |  | Non-Lead - Other | No | 1997-06-19 | 0 | Installation date is after the lead ban |  |  |  |  | Non-Lead - Other |  |  | Installation date is after the lead ban |  |  |  |  | Non-Lead |  |  |  | Domestic
MTR_001841 | 12229 SE 234TH ST | L 40 MERIDIAN VILLA EST. |  |  | Non-Lead - Other | No | 1966-09-01 | 1 | Rectified Plan | No |  |  |  | Non-Lead Plastic |  |  | Field inspection only with no records | Yes | Visual inspection at meter pit | 2023-01-06 |  | Non-Lead |  |  |  | Domestic
MTR_024896 | 20471 137TH AVE SE | LOT 8 JERRYS PLACE |  |  | Non-Lead - Other | No | 2002-11-22 | 0 | Installation date is after the lead ban |  |  |  |  | Non-Lead - Other |  |  | Installation date is after the lead ban |  |  |  |  | Non-Lead |  |  |  | Domestic
MTR_019585 | 18543 114TH AVE SE | LOT 25 TOTH ESTATES |  |  | Non-Lead - Other | No | 1996-08-20 | 0 | Installation date is after the lead ban |  |  |  |  | Non-Lead - Other |  |  | Installation date is after the lead ban |  |  |  |  | Non-Lead |  |  |  | Domestic
MTR_024903 | 20466 137TH AVE SE | LOT 11 JERRYS PLACE |  |  | Non-Lead - Other | No | 2002-11-22 | 0 | Installation date is after the lead ban |  |  |  |  | Non-Lead - Other |  |  | Installation date is after the lead ban |  |  |  |  | Non-Lead |  |  |  | Domestic
MTR_014066 | 11520,22,24,26 SE 175TH ST | 11520,22,24,26 SE 175TH ST |  |  | Non-Lead - Other | No |  | 1 | Installation date is after the lead ban |  |  |  |  | Non-Lead - Other |  |  | Installation date is after the lead ban |  |  |  |  | Non-Lead |  |  |  | Domestic
MTR_011268 | 16474 111TH AVE SE | LOT 1 KING COUNTY SHORT PLAT 385022 |  |  | Non-Lead - Other | Unknown |  | 0 | Statistical analysis |  |  |  |  | Non-Lead - Other |  |  | Statistical analysis |  |  |  |  | Non-Lead |  |  |  | Domestic
MTR_001842 | 23501 123RD AVE SE | L 47 MERIDIAN VILLA EST. |  |  | Non-Lead - Other | No | 1966-09-01 | 1 | Rectified Plan | No |  |  |  | Non-Lead - Other |  |  | Installation date is after the lead ban |  |  |  |  | Non-Lead |  |  |  | Domestic
MTR_024899 | 20484 137TH AVE SE | LOT 14 JERRYS PLACE |  |  | Non-Lead - Other | No | 2002-11-22 | 0 | Installation date is after the lead ban |  |  |  |  | Non-Lead - Other |  |  | Installation date is after the lead ban |  |  |  |  | Non-Lead |  |  |  | Domestic
MTR_022774 | 11608 SE 193RD PL | LOT 2 LYNDEN PLACE |  |  | Non-Lead - Other | No | 1999-03-24 | 0 | Installation date is after the lead ban |  |  |  |  | Non-Lead - Other |  |  | Installation date is after the lead ban |  |  |  |  | Non-Lead |  |  |  | Domestic
MTR_014103 | 11108 SE 168TH ST | LOT 6 BLK 6 AKERS FARMS 6 |  |  | Non-Lead - Other | No | 2004-10-13 | 1 | Installation date is after the lead ban |  |  |  |  | Non-Lead - Other |  |  | Installation date is after the lead ban |  |  |  |  | Non-Lead |  |  |  | Domestic
MTR_001843 | 12221 SE 234TH ST | L 39 MERIDIAN VILLA EST. |  |  | Non-Lead - Other | No | 1966-09-01 | 1 | Rectified Plan | No |  |  |  | Non-Lead Plastic |  |  | Field inspection only with no records | Yes | Visual inspection at meter pit | 2022-12-23 |  | Non-Lead |  |  |  | Domestic
MTR_024904 | 20460 137TH AVE SE | LOT 10 JERRYS PLACE |  |  | Non-Lead - Other | No | 2002-11-22 | 0 | Installation date is after the lead ban |  |  |  |  | Non-Lead - Other |  |  | Installation date is after the lead ban |  |  |  |  | Non-Lead |  |  |  | Domestic
MTR_022775 | 11602 SE 193RD PL | LOT 1 LYNDEN PLACE |  |  | Non-Lead Plastic | No | 1999-03-24 | 0 | Field inspection only with no records | Yes | Visual inspection at meter pit | 2023-09-30 |  | Non-Lead Plastic |  |  | Field inspection only with no records | Yes | Visual inspection at meter pit | 2023-09-30 |  | Non-Lead |  |  |  | Domestic
MTR_016393 | 18333 160TH PL SE | LOT 9 CARRIAGE WOOD PARK |  |  | Non-Lead - Other | No | 1998-10-10 | 0 | Installation date is after the lead ban |  |  |  |  | Non-Lead - Other |  |  | Installation date is after the lead ban |  |  |  |  | Non-Lead |  |  |  | Domestic
MTR_023818 | 21628 105TH PL SE | L 4 B 1 MT.VIEW PARK |  |  | Non-Lead - Other | No | 2004-04-20 | 0 | Rectified Plan |  |  |  |  | Non-Lead - Other |  |  | Statistical analysis |  |  |  |  | Non-Lead |  |  |  | Domestic
MTR_024902 | 20472 137TH AVE SE | LOT 12 JERRYS PLACE |  |  | Non-Lead - Other | No | 2002-11-22 | 0 | Installation date is after the lead ban |  |  |  |  | Non-Lead - Other |  |  | Installation date is after the lead ban |  |  |  |  | Non-Lead |  |  |  | Domestic
MTR_022770 | 11632 SE 193RD PL | LOT 6 LYNDEN PLACE |  |  | Non-Lead Plastic | No | 1999-03-24 | 0 | Field inspection only with no records | Yes | Visual inspection at meter pit | 2023-10-07 |  | Non-Lead Plastic |  |  | Field inspection only with no records | Yes | Visual inspection at meter pit | 2023-10-07 |  | Non-Lead |  |  |  | Domestic
MTR_016075 | 15803 SE 179TH ST | LOT 3 CANDLEWOOD RIDGE#6 |  |  | Non-Lead - Other | No |  | 0 | Installation date is after the lead ban |  |  |  |  | Non-Lead - Other |  |  | Installation date is after the lead ban |  |  |  |  | Non-Lead |  |  |  | Domestic
MTR_001845 | 12505 SE 233RD ST | L 72 MERIDIAN VILLA EST. |  |  | Non-Lead Plastic | No | 1966-09-01 | 1 | Field inspection only with no records | Yes | Visual inspection at meter pit | 2023-09-09 |  | Non-Lead Plastic |  |  | Field inspection only with no records | Yes | Visual inspection at meter pit | 2023-09-09 |  | Non-Lead |  |  |  | Domestic
MTR_017377 | 18004 124TH AVE SE | TAX LOT 101 S-T-R 32-23-5 |  |  | Non-Lead - Other | No | 1995-08-30 | 0 | Installation date is after the lead ban |  |  |  |  | Non-Lead - Other |  |  | Installation date is after the lead ban |  |  |  |  | Non-Lead |  |  |  | Assumed
MTR_028746 | 11020 SE 223RD ST | LOT 4 BENSON EAST |  |  | Non-Lead - Other | No | 1977-05-13 | 1 | Installation date is after the lead ban |  |  |  |  | Non-Lead - Other |  |  | Installation date is after the lead ban |  |  |  |  | Non-Lead |  |  |  | Domestic
MTR_019968 | 10025 SE 200TH ST | LOT 4 SHORT PLAT #276013 |  |  | Non-Lead - Other | No | 2003-08-27 | 0 | Installation date is after the lead ban |  |  |  |  | Non-Lead - Other |  |  | Installation date is after the lead ban |  |  |  |  | Non-Lead |  |  |  | Domestic
MTR_003165 | 23811 132ND AVE BLDG Q SE | BLDG Q WANDERING CREEK |  |  | Non-Lead - Other | No |  | 0 | Installation date is after the lead ban |  |  |  |  | Non-Lead Plastic |  |  | Field inspection only with no records | Yes | Visual inspection at meter pit | 2023-06-21 |  | Non-Lead |  |  |  | Assumed
MTR_024911 | 20416 137TH AVE SE | LOT 2 JERRYS PLACE |  |  | Non-Lead - Other | No | 2002-11-22 | 0 | Installation date is after the lead ban |  |  |  |  | Non-Lead - Other |  |  | Installation date is after the lead ban |  |  |  |  | Non-Lead |  |  |  | Domestic
MTR_018478 | 20404 98TH PL S | LOT 56 CHESTNUT RIDGE |  |  | Non-Lead - Other | No | 2009-03-27 | 0 | Installation date is after the lead ban |  |  |  |  | Non-Lead - Other |  |  | Installation date is after the lead ban |  |  |  |  | Non-Lead |  |  |  | Domestic
MTR_018364 | 17809 147TH AVE SE | L50 CARRIAGE LANE #2 |  |  | Non-Lead - Other | Unknown |  | 0 | Statistical analysis |  |  |  |  | Non-Lead - Other |  |  | Statistical analysis |  |  |  |  | Non-Lead |  |  |  | Assumed
MTR_003166 | 16164 120TH AVE SE | L 7 B 3 CASCADE HILLS 2 |  |  | Non-Lead - Other | No | 2006-08-31 | 1 | Rectified Plan |  |  |  |  | Non-Lead - Other |  |  | Statistical analysis |  |  |  |  | Non-Lead |  |  |  | Domestic
MTR_014534 | 11924 SE 168TH ST | L 62 CASCADE HILLS 6 |  |  | Non-Lead - Other | No | 2006-06-08 | 1 | Rectified Plan |  |  |  |  | Non-Lead - Other |  |  | Statistical analysis |  |  |  |  | Non-Lead |  |  |  | Domestic
MTR_014535 | 11930 SE 168TH ST | L 61 CASCADE HILLS 6 |  |  | Non-Lead - Other | No | 2006-06-08 | 1 | Rectified Plan |  |  |  |  | Non-Lead - Other |  |  | Statistical analysis |  |  |  |  | Non-Lead |  |  |  | Domestic
MTR_014536 | 12324 SE 168TH ST | L 58 CASCADE HILLS 7 |  |  | Non-Lead - Other | No | 2006-06-08 | 1 | Rectified Plan |  |  |  |  | Non-Lead - Other |  |  | Statistical analysis |  |  |  |  | Non-Lead |  |  |  | Domestic
MTR_027747 | 22134 123RD AVE SE | LOT 25 GLENCARIN SOUTH |  |  | Non-Lead - Other | No |  | 0 | Installation date is after the lead ban |  |  |  |  | Non-Lead Plastic |  |  | Field inspection only with no records | Yes | Visual inspection at meter pit | 2022-12-23 |  | Non-Lead |  |  |  | Domestic
MTR_027748 | 22140 123RD AVE SE | LOT 24 GLENCARIN SOUTH |  |  | Non-Lead Plastic | No |  | 0 | Field inspection only with no records | Yes | Visual inspection at meter pit | 2023-09-02 |  | Non-Lead Plastic |  |  | Field inspection only with no records | Yes | Visual inspection at meter pit | 2023-09-02 |  | Non-Lead |  |  |  | Domestic
MTR_021392 | 19428 141ST AVE SE | L55 LORI LANE |  |  | Non-Lead - Other | No |  | 0 | Installation date is after the lead ban |  |  |  |  | Non-Lead - Other |  |  | Installation date is after the lead ban |  |  |  |  | Non-Lead |  |  |  | Domestic
MTR_028320 | 12920 SE 216TH PL | LOT 4 BEGONIA PLACE |  |  | Non-Lead - Other | No | 2001-02-23 | 0 | Installation date is after the lead ban |  |  |  |  | Non-Lead - Other |  |  | Installation date is after the lead ban |  |  |  |  | Non-Lead |  |  |  | Domestic
MTR_020082 | 20161 105TH AVE SE | LOT 4 MURPHEYS LANDING |  |  | Non-Lead - Other | No | 2002-12-17 | 0 | Installation date is after the lead ban |  |  |  |  | Non-Lead - Other |  |  | Installation date is after the lead ban |  |  |  |  | Non-Lead |  |  |  | Domestic
MTR_021248 | 14119 SE 195TH PL | L27 LORI LANE |  |  | Non-Lead - Other | No | 2004-04-16 | 0 | Installation date is after the lead ban |  |  |  |  | Non-Lead - Other |  |  | Installation date is after the lead ban |  |  |  |  | Non-Lead |  |  |  | Domestic
MTR_020083 | 20155 105TH AVE SE | LOT 3 MURPHEYS LANDING |  |  | Non-Lead - Other | No | 2002-12-17 | 0 | Installation date is after the lead ban |  |  |  |  | Non-Lead - Other |  |  | Installation date is after the lead ban |  |  |  |  | Non-Lead |  |  |  | Domestic
MTR_020024 | 20160 105TH AVE SE | LOT 5 MURPHEYS LANDING |  |  | Non-Lead - Other | No | 2002-12-17 | 0 | Installation date is after the lead ban |  |  |  |  | Non-Lead - Other |  |  | Installation date is after the lead ban |  |  |  |  | Non-Lead |  |  |  | Domestic
MTR_015514 | 17240 125TH AVE SE | LOT 3 KIMBERLY LANE |  |  | Non-Lead - Other | No | 2002-08-09 | 0 | Installation date is after the lead ban |  |  |  |  | Non-Lead - Other |  |  | Installation date is after the lead ban |  |  |  |  | Non-Lead |  |  |  | Domestic
MTR_026513 | 12535 SE 232ND ST | L21 CORONADO KNOLLS |  |  | Non-Lead - Other | No |  | 0 | Installation date is after the lead ban |  |  |  |  | Non-Lead - Other |  |  | Installation date is after the lead ban |  |  |  |  | Non-Lead |  |  |  | Domestic
MTR_017405 | 11836 SE 180TH ST | 9921-009120 |  |  | Non-Lead - Other | No | 1975-08-05 | 0 | Relative Placement |  |  |  |  | Non-Lead - Other |  |  | Statistical analysis |  |  |  |  | Non-Lead |  |  |  | Assumed
MTR_026514 | 12541 SE 232ND ST | L22 CORONADO KNOLLS A |  |  | Non-Lead Plastic | No |  | 0 | Field inspection only with no records | Yes | Visual inspection at meter pit | 2023-09-09 |  | Non-Lead Plastic |  |  | Field inspection only with no records | Yes | Visual inspection at meter pit | 2023-09-09 |  | Non-Lead |  |  |  | Domestic
MTR_023544 | 11415 SE 214TH ST | LOT 9 ROSEWOOD PLAT |  |  | Non-Lead - Other | No | 2003-04-10 | 0 | Installation date is after the lead ban |  |  |  |  | Non-Lead - Other |  |  | Installation date is after the lead ban |  |  |  |  | Non-Lead |  |  |  | Domestic
MTR_020084 | 20148 105TH AVE SE | LOT 7 MURPHEYS LANDING |  |  | Non-Lead - Other | No | 2002-12-17 | 0 | Installation date is after the lead ban |  |  |  |  | Non-Lead - Other |  |  | Installation date is after the lead ban |  |  |  |  | Non-Lead |  |  |  | Domestic
MTR_028321 | 21607 129TH AVE SE | LOT 21 BEGONIA PLACE |  |  | Non-Lead - Other | No | 2001-02-23 | 0 | Installation date is after the lead ban |  |  |  |  | Non-Lead - Other |  |  | Installation date is after the lead ban |  |  |  |  | Non-Lead |  |  |  | Domestic
MTR_022054 | 12040 SE 188TH ST | L7 TR1 N.W. GARDEN TR#6 |  |  | Non-Lead - Other | Unknown |  | 0 | Statistical analysis |  |  |  |  | Non-Lead - Other |  |  | Statistical analysis |  |  |  |  | Non-Lead |  |  |  | Assumed
MTR_024895 | 204TH & 137TH AVE SE | 204TH & 137TH AVE SE |  |  | Non-Lead - Other | No | 2002-11-22 | 2 | Statistical analysis |  |  |  |  | Non-Lead - Other |  |  | Statistical analysis |  |  |  |  | Non-Lead |  |  |  | Fire
MTR_024923 | 21030 124TH AVE SE | L27 GLENCARIN # 1 |  |  | Non-Lead - Other | No | 1968-03-08 | 0 | Installation date is after the lead ban |  |  |  |  | Non-Lead Plastic |  |  | Field inspection only with no records | Yes | Visual inspection at meter pit | 2022-12-23 |  | Non-Lead |  |  |  | Domestic
MTR_027223 | 23602 130TH AVE SE | L64 TWIN CREEKS |  |  | Non-Lead - Other | No |  | 0.75 | Installation date is after the lead ban |  |  |  |  | Galvanized Requiring Replacement |  |  | Field inspection only with no records | Yes | Visual inspection at meter pit | 2023-08-18 |  | Galvanized Requiring Replacement |  |  |  | Domestic
MTR_029282 | 10806 SE 226TH ST | L 19 KENTON FIRS 2 |  |  | Non-Lead - Other | Unknown |  | 0 | Statistical analysis |  |  |  |  | Non-Lead - Other |  |  | Statistical analysis |  |  |  |  | Non-Lead |  |  |  | Domestic
MTR_003189 | 20011 95TH PL S | TAX LOT 66 SE 1/4 06-22-05 |  |  | Non-Lead - Other | Unknown |  | 0 | Statistical analysis |  |  |  |  | Non-Lead - Other |  |  | Statistical analysis |  |  |  |  | Non-Lead |  |  |  | Assumed
MTR_015245 | 12526 SE 172ND ST | L5 CASCADE VISTA #6 |  |  | Non-Lead Plastic | No | 2010-10-25 | 0 | Field inspection only with no records | Yes | Visual inspection at meter pit | 2023-08-19 |  | Galvanized Requiring Replacement |  |  | Field inspection only with no records | Yes | Visual inspection at meter pit | 2023-08-19 |  | Galvanized Requiring Replacement |  |  |  | Domestic
MTR_020008 | 20310 102ND AVE SE | LOT 6 MAPLE TREE ESTATES |  |  | Non-Lead - Other | No | 2009-08-19 | 0 | Installation date is after the lead ban |  |  |  |  | Non-Lead - Other |  |  | Installation date is after the lead ban |  |  |  |  | Non-Lead |  |  |  | Domestic
MTR_011263 | 11115 SE 166TH PL | LOT 2 KING COUNTY SHORT PLAT #88408 5 |  |  | Non-Lead - Other | Unknown |  | 0 | Statistical analysis |  |  |  |  | Non-Lead - Other |  |  | Statistical analysis |  |  |  |  | Non-Lead |  |  |  | Assumed
MTR_003193 | 23811 132ND AVE REC BLDG SE | REC BLDZ WANDERING CREEK |  |  | Non-Lead - Other | No |  | 0 | Installation date is after the lead ban |  |  |  |  | Non-Lead - Other |  |  | Installation date is after the lead ban |  |  |  |  | Non-Lead |  |  |  | Assumed
MTR_021825 | 19406 135TH AVE SE | LOT 9 FAIRFIELD GLEN |  |  | Non-Lead - Other | No |  | 0 | Installation date is after the lead ban |  |  |  |  | Non-Lead - Other |  |  | Installation date is after the lead ban |  |  |  |  | Non-Lead |  |  |  | Domestic
MTR_003194 | 15758 117TH AVE SE | L8 BLK7 CASCADE VISTA#2 |  |  | Non-Lead - Other | No | 2014-04-16 | 0 | Rectified Plan |  |  |  |  | Non-Lead - Other |  |  | Statistical analysis |  |  |  |  | Non-Lead |  |  |  | Domestic
MTR_029283 | 11113 SE 224TH PL | L 75 STOCKTON |  |  | Non-Lead - Other | No |  | 0 | Installation date is after the lead ban |  |  |  |  | Non-Lead - Other |  |  | Installation date is after the lead ban |  |  |  |  | Non-Lead |  |  |  | Domestic
MTR_018647 | 20416 97TH AVE S | LOT 34 CHESTNUT RIDGE #1 |  |  | Non-Lead - Other | No |  | 0 | Installation date is after the lead ban |  |  |  |  | Non-Lead - Other |  |  | Installation date is after the lead ban |  |  |  |  | Non-Lead |  |  |  | Domestic
MTR_029285 | 11112 SE 224TH PL | L 76 STOCKTON |  |  | Non-Lead - Other | No |  | 0 | Installation date is after the lead ban |  |  |  |  | Non-Lead - Other |  |  | Installation date is after the lead ban |  |  |  |  | Non-Lead |  |  |  | Domestic
MTR_015663 | 17615 108TH AVE SE | TAX LOT 63 N2 32-23-5 - Det Check |  |  | Non-Lead - Other | No | 1987-05-13 | 0.75 | Installation date is after the lead ban |  |  |  |  | Non-Lead - Other |  |  | Installation date is after the lead ban |  |  |  |  | Non-Lead |  |  |  | Domestic
MTR_011199 | 10935 SE 164TH ST | WEST 100 LOT 14 BLOCK 7 AKERS FAR MS #6 |  |  | Non-Lead - Other | Unknown |  | 0 | Statistical analysis |  |  |  |  | Non-Lead - Other |  |  | Statistical analysis |  |  |  |  | Non-Lead |  |  |  | Domestic
MTR_026516 | 13239 SE 231ST ST | LOT 12 STARCREST #1 |  |  | Non-Lead Plastic | Unknown |  | 0 | Field inspection only with no records | Yes | Visual inspection at meter pit | 2023-10-27 |  | Non-Lead Plastic |  |  | Field inspection only with no records | Yes | Visual inspection at meter pit | 2023-10-27 |  | Non-Lead |  |  |  | Assumed
MTR_019648 | 10935 SE 189TH ST | LOT 1 BENSON WOODS |  |  | Non-Lead Plastic | No |  | 0 | Field inspection only with no records | Yes | Visual inspection at meter pit | 2023-01-27 |  | Non-Lead Plastic |  |  | Field inspection only with no records | Yes | Visual inspection at meter pit | 2023-01-27 |  | Non-Lead |  |  |  | Domestic
MTR_029287 | 11615 SE 228TH PL | LOT 3 HUNTERS RUN |  |  | Non-Lead - Other | No |  | 0 | Installation date is after the lead ban |  |  |  |  | Non-Lead - Other |  |  | Installation date is after the lead ban |  |  |  |  | Non-Lead |  |  |  | Domestic
MTR_023266 | 21209 95TH PL S | LOT 16 EVERGREEN HILLS |  |  | Non-Lead - Other | No |  | 0 | Installation date is after the lead ban |  |  |  |  | Non-Lead - Other |  |  | Installation date is after the lead ban |  |  |  |  | Non-Lead |  |  |  | Domestic
MTR_028135 | 131ST AVE SE & SE 224TH ST | 131ST AVE SE & SE 224TH ST |  |  | Non-Lead - Other | No | 1995-07-21 | 0 | Statistical analysis |  |  |  |  | Non-Lead - Other |  |  | Statistical analysis |  |  |  |  | Non-Lead |  |  |  | Irrigation
MTR_019650 | 10902 SE 186TH ST | L 3 B 3 WALHAVEN NO 2 |  |  | Non-Lead - Other | Unknown |  | 0 | Statistical analysis |  |  |  |  | Non-Lead - Other |  |  | Statistical analysis |  |  |  |  | Non-Lead |  |  |  | Domestic
MTR_003211 | 11606 SE 208TH ST | L1 SHORT PLAT 1076051 |  |  | Non-Lead - Other | Unknown |  | 0 | Statistical analysis |  |  |  |  | Non-Lead - Other |  |  | Statistical analysis |  |  |  |  | Non-Lead |  |  |  | Assumed
MTR_029288 | 22564 116TH PL SE | LOT 9 EMERALD COURT |  |  | Non-Lead - Other | No | 2002-08-27 | 0 | Installation date is after the lead ban |  |  |  |  | Non-Lead - Other |  |  | Installation date is after the lead ban |  |  |  |  | Non-Lead |  |  |  | Domestic
MTR_019948 | 19910 101ST AVE SE | LOT 2 WATERSHED TERRACE |  |  | Non-Lead - Other | No | 2003-08-27 | 0 | Installation date is after the lead ban |  |  |  |  | Non-Lead - Other |  |  | Installation date is after the lead ban |  |  |  |  | Non-Lead |  |  |  | Domestic
MTR_019950 | 19914 101ST AVE SE | LOT 3 WATERSHED TERRACE |  |  | Non-Lead - Other | No | 2003-08-27 | 0 | Installation date is after the lead ban |  |  |  |  | Non-Lead - Other |  |  | Installation date is after the lead ban |  |  |  |  | Non-Lead |  |  |  | Domestic
MTR_019960 | 19974 101ST AVE SE | LOT 12 WATERSHED TERRACE |  |  | Non-Lead - Other | No | 2003-08-27 | 0 | Installation date is after the lead ban |  |  |  |  | Non-Lead - Other |  |  | Installation date is after the lead ban |  |  |  |  | Non-Lead |  |  |  | Domestic
MTR_023001 | 19232 124TH AVE SE | TL64 E1/2 SEC 4-22-5 |  |  | Non-Lead - Other | Unknown |  | 0 | Statistical analysis |  |  |  |  | Non-Lead - Other |  |  | Statistical analysis |  |  |  |  | Non-Lead |  |  |  | Assumed
MTR_029289 | 11443 SE 225TH ST | L 53 STOCKTON |  |  | Non-Lead - Other | No |  | 0 | Installation date is after the lead ban |  |  |  |  | Non-Lead - Other |  |  | Installation date is after the lead ban |  |  |  |  | Non-Lead |  |  |  | Assumed
MTR_020108 | 10026 SE 192ND ST | LOT 18 HI-VIEW HEIGHTS |  |  | Non-Lead - Other | No | 2004-01-26 | 0 | Installation date is after the lead ban |  |  |  |  | Non-Lead - Other |  |  | Installation date is after the lead ban |  |  |  |  | Non-Lead |  |  |  | Domestic
MTR_028322 | 12925 SE 216TH PL | LOT 13 BEGONIA PLACE |  |  | Non-Lead - Other | No | 2001-02-23 | 0 | Installation date is after the lead ban |  |  |  |  | Non-Lead - Other |  |  | Installation date is after the lead ban |  |  |  |  | Non-Lead |  |  |  | Domestic
MTR_022442 | 11449 SE 196TH ST | TAX LOT 115 S-T-R NE 1/4 5-22-5 |  |  | Non-Lead - Other | No | 2004-07-26 | 0 | Rectified Plan |  |  |  |  | Non-Lead - Other |  |  | Statistical analysis |  |  |  |  | Non-Lead |  |  |  | Domestic
MTR_003241 | 19604 108TH AVE SE | LOT 32 PANTHER LAKE GARDEN TRACTS |  |  | Non-Lead - Other | No |  | 0.75 | Installation date is after the lead ban |  |  |  |  | Non-Lead - Other |  |  | Installation date is after the lead ban |  |  |  |  | Non-Lead |  |  |  | Assumed
MTR_024685 | 20117 137TH AVE SE | LOT 47 FOREST GLEN SOUTH |  |  | Non-Lead - Other | No |  | 0 | Installation date is after the lead ban |  |  |  |  | Non-Lead - Other |  |  | Installation date is after the lead ban |  |  |  |  | Non-Lead |  |  |  | Domestic
MTR_020305 | 20257 106TH AVE SE | LOT 18 CASA VILLA |  |  | Non-Lead - Other | Unknown |  | 0 | Statistical analysis |  |  |  |  | Non-Lead - Other |  |  | Statistical analysis |  |  |  |  | Non-Lead |  |  |  | Domestic
MTR_018729 | 20335 96TH AVE S | LOT 8 CHESTNUT RIDGE #4 |  |  | Non-Lead - Other | No |  | 0 | Installation date is after the lead ban |  |  |  |  | Non-Lead - Other |  |  | Installation date is after the lead ban |  |  |  |  | Non-Lead |  |  |  | Domestic
MTR_026517 | 22716 126TH PL SE | L46 MEREDIAN HIGHLANDS |  |  | Non-Lead Plastic | No |  | 0 | Field inspection only with no records | Yes | Visual inspection at meter pit | 2023-09-01 |  | Non-Lead Plastic |  |  | Field inspection only with no records | Yes | Visual inspection at meter pit | 2023-09-01 |  | Non-Lead |  |  |  | Domestic
MTR_025600 | 21420 130TH AVE SE | LOT 9 HILLSHIRE TERRACE |  |  | Non-Lead - Other | No | 1995-09-19 | 0 | Installation date is after the lead ban |  |  |  |  | Non-Lead - Other |  |  | Installation date is after the lead ban |  |  |  |  | Non-Lead |  |  |  | Domestic
MTR_018130 | 17843 147TH AVE SE | LOT 53 CARRIAGELANE #2 |  |  | Non-Lead - Other | No | 2000-09-21 | 0 | Rectified Plan |  |  |  |  | Non-Lead - Other |  |  | Statistical analysis |  |  |  |  | Non-Lead |  |  |  | Domestic
MTR_018658 | 9620 S 203RD ST | LOT 8 CHESTNUT RIDGE #1 |  |  | Non-Lead - Other | No |  | 0 | Installation date is after the lead ban |  |  |  |  | Non-Lead - Other |  |  | Installation date is after the lead ban |  |  |  |  | Non-Lead |  |  |  | Domestic
MTR_003264 | 12426 SE 235TH ST | LOT 96 MERIDIAN VILLA ESTS. |  |  | Non-Lead - Other | No | 1966-09-01 | 1 | Rectified Plan | No |  |  |  | Non-Lead - Other |  |  | Installation date is after the lead ban |  |  |  |  | Non-Lead |  |  |  | Domestic
MTR_020257 | 20704 105TH PL SE | LOT 1 BLOCK 2 JO-VAL MANOR |  |  | Non-Lead - Other | Unknown |  | 0 | Statistical analysis |  |  |  |  | Non-Lead Copper |  |  | Field inspection only with no records | Yes | Visual inspection at meter pit | 2023-01-14 |  | Non-Lead |  |  |  | Domestic
MTR_018345 | 14251 SE 179TH PL | L9 CARRIAGE LANE #1 |  |  | Non-Lead Plastic | Unknown |  | 0 | Field inspection only with no records | Yes | Visual inspection at meter pit | 2023-10-14 |  | Non-Lead Plastic |  |  | Field inspection only with no records | Yes | Visual inspection at meter pit | 2023-10-14 |  | Non-Lead |  |  |  | Assumed
MTR_024894 | 20606 132ND AVE SE | LOT 251 SEC 3-22-5 |  |  | Non-Lead - Other | Unknown |  | 0 | Statistical analysis |  |  |  |  | Non-Lead - Other |  |  | Statistical analysis |  |  |  |  | Non-Lead |  |  |  | Assumed
MTR_003266 | 23648 126TH AVE SE | LOT 4 K.C.S.P.#283024 |  |  | Non-Lead - Other | No |  | 0 | Installation date is after the lead ban |  |  |  |  | Non-Lead - Other |  |  | Installation date is after the lead ban |  |  |  |  | Non-Lead |  |  |  | Assumed
MTR_027169 | 23608 128TH AVE SE | LOT 32 TWIN CREEKS |  |  | Non-Lead - Other | No |  | 1 | Installation date is after the lead ban |  |  |  |  | Non-Lead Plastic |  |  | Field inspection only with no records | Yes | Visual inspection at meter pit | 2023-01-06 |  | Non-Lead |  |  |  | Domestic
MTR_026519 | 12821 SE 231ST CT | LOT 28 MISTY MEADOWS #2 |  |  | Non-Lead Plastic | No |  | 0 | Field inspection only with no records | Yes | Visual inspection at meter pit | 2023-09-01 |  | Non-Lead Copper |  |  | Field inspection only with no records | Yes | Visual inspection at meter pit | 2023-09-01 |  | Non-Lead |  |  |  | Domestic
MTR_026520 | 12818 SE 231ST CT | LOT 29 MISTY MEADOWS #2 |  |  | Non-Lead - Other | No |  | 0 | Installation date is after the lead ban |  |  |  |  | Non-Lead - Other |  |  | Installation date is after the lead ban |  |  |  |  | Non-Lead |  |  |  | Domestic
MTR_026522 | 12815 SE 231ST CT | LOT 27 MISTY MEADOWS #2 |  |  | Non-Lead - Other | No |  | 0 | Installation date is after the lead ban |  |  |  |  | Non-Lead - Other |  |  | Installation date is after the lead ban |  |  |  |  | Non-Lead |  |  |  | Domestic
MTR_026523 | 12814 SE 231ST CT | LOT 30 MISTY MEADOWS #2 |  |  | Non-Lead - Other | No |  | 0 | Installation date is after the lead ban |  |  |  |  | Galvanized Requiring Replacement |  |  | Field inspection only with no records | Yes | Visual inspection at meter pit | 2023-09-14 |  | Galvanized Requiring Replacement |  |  |  | Domestic
MTR_022237 | 11624 SE 192ND ST | 9921-011925 |  |  | Non-Lead - Other | Unknown |  | 0 | Statistical analysis |  |  |  |  | Non-Lead - Other |  |  | Statistical analysis |  |  |  |  | Non-Lead |  |  |  | Assumed
MTR_022057 | 18638 120TH AVE SE | 9921-005725 |  |  | Non-Lead - Other | Unknown |  | 0 | Statistical analysis |  |  |  |  | Non-Lead - Other |  |  | Statistical analysis |  |  |  |  | Non-Lead |  |  |  | Assumed
MTR_022146 | 18401 124TH AVE SE | TL 37 SEC 33-23-5/LOT 37 SAMETH HOME |  |  | Non-Lead - Other | Unknown |  | 0 | Relative Placement | No |  |  |  | Non-Lead - Other |  |  | Statistical analysis |  |  |  |  | Non-Lead |  |  |  | Assumed
MTR_017410 | 11831 SE 180TH ST | L4 L.J. KENNEDY ADDITION |  |  | Non-Lead Plastic | No | 1975-08-05 | 0 | Relative Placement | Yes | Visual inspection at the meter pit | 2024-02-20 |  | Non-Lead Plastic |  |  | Field inspection only with no records | Yes | Visual inspection at the meter pit | 2024-02-20 |  | Non-Lead |  |  |  | Assumed
MTR_017459 | 18229 118TH AVE SE | 9921-010340 |  |  | Non-Lead - Other | No | 1975-09-11 | 0 | Relative Placement |  |  |  |  | Non-Lead - Other |  |  | Statistical analysis |  |  |  |  | Non-Lead |  |  |  | Assumed
MTR_003278 | 11651 SE 212TH PL | TL 101 9-22-5 |  |  | Non-Lead - Other | Unknown |  | 0 | Statistical analysis |  |  |  |  | Non-Lead - Other |  |  | Statistical analysis |  |  |  |  | Non-Lead |  |  |  | Assumed
MTR_018316 | 14603 SE 181ST ST | L39 CARRIAGE LANE #3 |  |  | Non-Lead - Other | Unknown | 1966-05-24 | 0 | Statistical analysis |  |  |  |  | Non-Lead - Other |  |  | Statistical analysis |  |  |  |  | Non-Lead |  |  |  | Domestic
MTR_025563 | 12627 SE 213TH ST | L 38 GLENCARIN #3 |  |  | Non-Lead - Other | No |  | 0 | Installation date is after the lead ban |  |  |  |  | Non-Lead - Other |  |  | Installation date is after the lead ban |  |  |  |  | Non-Lead |  |  |  | Domestic
MTR_018317 | 14608 SE 181ST ST | L36 CARRIAGE LANE #3 |  |  | Non-Lead - Other | Unknown | 1966-05-24 | 0 | Statistical analysis |  |  |  |  | Non-Lead - Other |  |  | Statistical analysis |  |  |  |  | Non-Lead |  |  |  | Domestic
MTR_025564 | 12616 SE 213TH ST | L 31 GLENCARIN #3 |  |  | Non-Lead - Other | No |  | 0 | Installation date is after the lead ban |  |  |  |  | Non-Lead - Other |  |  | Installation date is after the lead ban |  |  |  |  | Non-Lead |  |  |  | Domestic
MTR_023764 | 22007 101ST PL SE | LOT 13 KARA 3 |  |  | Non-Lead - Other | No | 2003-08-27 | 0 | Installation date is after the lead ban |  |  |  |  | Non-Lead - Other |  |  | Installation date is after the lead ban |  |  |  |  | Non-Lead |  |  |  | Domestic
MTR_025698 | 13121 SE 210TH PL | LOT 32 LAUREL SPRINGS |  |  | Non-Lead - Other | No | 2003-12-11 | 0 | Installation date is after the lead ban |  |  |  |  | Non-Lead Plastic |  |  | Field inspection only with no records | Yes | Visual inspection at meter pit | 2023-01-28 |  | Non-Lead |  |  |  | Domestic
MTR_025700 | 21027 131ST PL SE | LOT 34 LAUREL SPRINGS |  |  | Non-Lead - Other | No | 2003-12-11 | 0 | Installation date is after the lead ban |  |  |  |  | Non-Lead - Other |  |  | Installation date is after the lead ban |  |  |  |  | Non-Lead |  |  |  | Domestic
MTR_025701 | 21026 131ST PL SE | LOT 37 LAUREL SPRINGS |  |  | Non-Lead - Other | No | 2003-12-11 | 0 | Installation date is after the lead ban |  |  |  |  | Non-Lead - Other |  |  | Installation date is after the lead ban |  |  |  |  | Non-Lead |  |  |  | Domestic
MTR_023755 | 10041 SE 220TH ST | LOT 12 KARA 3 |  |  | Non-Lead - Other | No | 2003-08-27 | 0 | Installation date is after the lead ban |  |  |  |  | Non-Lead - Other |  |  | Installation date is after the lead ban |  |  |  |  | Non-Lead |  |  |  | Domestic
MTR_025702 | 21010 131ST PL SE | LOT 40 LAUREL SPRINGS |  |  | Non-Lead - Other | No | 2003-12-11 | 0 | Installation date is after the lead ban |  |  |  |  | Non-Lead - Other |  |  | Installation date is after the lead ban |  |  |  |  | Non-Lead |  |  |  | Domestic
MTR_021942 | 19437 136TH PL SE | L12 BLK1 ALPINE MANOR |  |  | Non-Lead - Other | Unknown |  | 0 | Statistical analysis |  |  |  |  | Non-Lead - Other |  |  | Statistical analysis |  |  |  |  | Non-Lead |  |  |  | Assumed
MTR_021721 | 19800 137TH AVE SE | LOT 23 SOOS CREEK MEADOWS |  |  | Non-Lead - Other | No |  | 0 | Rectified Plan | No |  |  |  | Non-Lead - Other |  |  | Installation date is after the lead ban |  |  |  |  | Non-Lead |  |  |  | Domestic
MTR_015246 | 12728 SE 172ND ST | L 98 CASCADE VISTA # 3 |  |  | Non-Lead - Other | No | 2010-10-25 | 0 | Rectified Plan |  |  |  |  | Non-Lead - Other |  |  | Statistical analysis |  |  |  |  | Non-Lead |  |  |  | Domestic
MTR_021744 | 19820 133RD AVE SE | LOT 13 FOREST TRAILS #1 |  |  | Non-Lead - Other | No |  | 0 | Rectified Plan | No |  |  |  | Non-Lead - Other |  |  | Installation date is after the lead ban |  |  |  |  | Non-Lead |  |  |  | Domestic
MTR_015247 | 16904 126TH PL SE | L 39 CASCADE VISTA 3 |  |  | Non-Lead - Other | Unknown | 1960-01-13 | 0 | Statistical analysis |  |  |  |  | Non-Lead - Other |  |  | Statistical analysis |  |  |  |  | Non-Lead |  |  |  | Domestic
MTR_018675 | 20624 98TH PL S | L22 BELVA LANE |  |  | Non-Lead - Other | Unknown |  | 0 | Statistical analysis |  |  |  |  | Non-Lead - Other |  |  | Statistical analysis |  |  |  |  | Non-Lead |  |  |  | Domestic
MTR_016279 | 15812 SE 179TH ST | L2 CANDLEWOOD RIDGE #1 |  |  | Non-Lead Plastic | No |  | 0 | Field inspection only with no records | Yes | Visual inspection at meter pit | 2023-01-28 |  | Non-Lead Plastic |  |  | Field inspection only with no records | Yes | Visual inspection at meter pit | 2023-01-28 |  | Non-Lead |  |  |  | Domestic
MTR_014810 | 11817 SE 170TH PL | L8 BLK8 CASCADE VISTA #1 |  |  | Non-Lead - Other | No | 2010-10-25 | 1 | Rectified Plan |  |  |  |  | Non-Lead - Other |  |  | Statistical analysis |  |  |  |  | Non-Lead |  |  |  | Domestic
MTR_014096 | 11334 SE 168TH ST | L3 B11 AKERS FARMS #6 |  |  | Non-Lead - Other | Unknown |  | 0 | Statistical analysis |  |  |  |  | Non-Lead - Other |  |  | Statistical analysis |  |  |  |  | Non-Lead |  |  |  | Domestic
MTR_020109 | 10015 SE 192ND ST | LOT 23 HI-VIEW HEIGHTS |  |  | Non-Lead - Other | No | 2004-01-26 | 0 | Rectified Plan |  |  |  |  | Non-Lead - Other |  |  | Statistical analysis |  |  |  |  | Non-Lead |  |  |  | Domestic
MTR_015664 | 17803 105TH PL SE | TAX LOT 295 29-23-5 - Det Check |  |  | Non-Lead - Other | No |  | 1.5 | Installation date is after the lead ban |  |  |  |  | Non-Lead - Other |  |  | Installation date is after the lead ban |  |  |  |  | Non-Lead |  |  |  | Commercial
MTR_023545 | 11367 SE 214TH ST | LOT 6 ROSEWOOD PLAT |  |  | Non-Lead - Other | No | 2003-04-10 | 0 | Installation date is after the lead ban |  |  |  |  | Non-Lead - Other |  |  | Installation date is after the lead ban |  |  |  |  | Non-Lead |  |  |  | Domestic
MTR_020085 | 20128 105TH AVE SE | LOT 10 MURPHEYS LANDING |  |  | Non-Lead - Other | No | 2002-12-17 | 0 | Installation date is after the lead ban |  |  |  |  | Non-Lead - Other |  |  | Installation date is after the lead ban |  |  |  |  | Non-Lead |  |  |  | Domestic
MTR_020088 | 10608 SE 205TH ST | BLDGS 11, 12 AND MAINT. SHED CASCADE HOMES |  |  | Non-Lead - Plastic | No | 2004-04-12 | 2.5 | Rectified Plan |  |  |  |  | Non-Lead - Other |  |  | Installation date is after the lead ban |  |  |  |  | Non-Lead |  |  |  | Domestic
MTR_026252 | 12212 SE 201ST ST | TAX LOT 114 STR 4-22-5 |  |  | Non-Lead - Other | No |  | 0 | Installation date is after the lead ban |  |  |  |  | Non-Lead - Other |  |  | Installation date is after the lead ban |  |  |  |  | Non-Lead |  |  |  | Assumed
MTR_023756 | 10232 SE 220TH ST | LOT 11 UNEEDAN ORCHARD TRACTS |  |  | Non-Lead - Other | No |  | 0 | Installation date is after the lead ban |  |  |  |  | Non-Lead - Other |  |  | Installation date is after the lead ban |  |  |  |  | Non-Lead |  |  |  | Assumed
MTR_018318 | 14600 SE 181ST ST | L38 CARRIAGE LANE #3 |  |  | Non-Lead Plastic | Unknown | 1966-05-24 | 0 | Field inspection only with no records | Yes | Visual inspection at meter pit | 2023-01-31 |  | Non-Lead Plastic |  |  | Field inspection only with no records | Yes | Visual inspection at meter pit | 2023-01-31 |  | Non-Lead |  |  |  | Domestic
MTR_020216 | 19643 106TH AVE SE | L2 MURRAY MANOR |  |  | Non-Lead - Other | Unknown |  | 0 | Statistical analysis |  |  |  |  | Non-Lead - Other |  |  | Statistical analysis |  |  |  |  | Non-Lead |  |  |  | Assumed
MTR_019330 | 19932 97TH AVE S | LOT 2 MALABAR HILLS #1 |  |  | Non-Lead - Other | Unknown |  | 0 | Statistical analysis |  |  |  |  | Non-Lead - Other |  |  | Statistical analysis |  |  |  |  | Non-Lead |  |  |  | Assumed
MTR_018521 | 9526 S 207TH PL | L 16 VALLEY VIEW HTS. |  |  | Non-Lead - Other | No | 2011-03-01 | 0 | Rectified Plan |  |  |  |  | Non-Lead - Other |  |  | Statistical analysis |  |  |  |  | Non-Lead |  |  |  | Domestic
MTR_019254 | 19815 95TH AVE S | L7 B2 SPBROOK RANCHETTES |  |  | Non-Lead - Other | Unknown |  | 0 | Statistical analysis |  |  |  |  | Non-Lead - Other |  |  | Statistical analysis |  |  |  |  | Non-Lead |  |  |  | Assumed
MTR_018681 | 20461 98TH PL S | LOT 8 BELVA LANE |  |  | Non-Lead - Other | Unknown |  | 0 | Statistical analysis |  |  |  |  | Non-Lead Plastic |  |  | Field inspection only with no records | Yes | Visual inspection at meter pit | 2023-01-14 |  | Non-Lead |  |  |  | Domestic
MTR_020274 | 20719 106TH PL SE | L5 B2 JO-VEL MANOR |  |  | Non-Lead - Other | Unknown |  | 0 | Statistical analysis |  |  |  |  | Non-Lead Plastic |  |  | Field inspection only with no records | Yes | Visual inspection at meter pit | 2023-08-17 |  | Non-Lead |  |  |  | Domestic
MTR_020227 | 10442 SE 206TH PL | LOT 14 KIRKS ADDITION |  |  | Non-Lead - Other | No |  | 0 | Installation date is after the lead ban |  |  |  |  | Non-Lead - Other |  |  | Installation date is after the lead ban |  |  |  |  | Non-Lead |  |  |  | Domestic
MTR_020422 | 20420 102ND AVE SE | L3 MAYVILLA PARK #1 |  |  | Non-Lead - Other | Unknown |  | 0 | Statistical analysis |  |  |  |  | Non-Lead - Other |  |  | Statistical analysis |  |  |  |  | Non-Lead |  |  |  | Assumed
MTR_020275 | 20707 106TH PL SE | L7 B2 JO-VEL MANOR |  |  | Non-Lead - Other | Unknown |  | 0 | Statistical analysis |  |  |  |  | Non-Lead - Other |  |  | Statistical analysis |  |  |  |  | Non-Lead |  |  |  | Domestic
MTR_014188 | 11012 SE 173RD ST | L2 ERICKSONS SPRING GLEN |  |  | Non-Lead - Other | Unknown |  | 0.75 | Statistical analysis |  |  |  |  | Non-Lead - Other |  |  | Statistical analysis |  |  |  |  | Non-Lead |  |  |  | Assumed
MTR_026524 | 12566 SE 231ST ST | LOT 57 CORONADO KNOLLS |  |  | Non-Lead Plastic | No |  | 0 | Field inspection only with no records | Yes | Visual inspection at meter pit | 2023-09-09 |  | Non-Lead Plastic |  |  | Field inspection only with no records | Yes | Visual inspection at meter pit | 2023-09-09 |  | Non-Lead |  |  |  | Domestic
MTR_018552 | 20508 95TH AVE S | L4 B2 VALLEY VIEW HTS 3 |  |  | Non-Lead - Other | No | 2011-03-01 | 0 | Installation date is after the lead ban |  |  |  |  | Non-Lead - Other |  |  | Installation date is after the lead ban |  |  |  |  | Non-Lead |  |  |  | Domestic
MTR_020307 | 20240 106TH AVE SE | LOT 3 CASA VILLA |  |  | Non-Lead - Other | Unknown |  | 0 | Statistical analysis |  |  |  |  | Non-Lead Plastic |  |  | Field inspection only with no records | Yes | Visual inspection at meter pit | 2023-01-07 |  | Non-Lead |  |  |  | Domestic
MTR_028602 | 12319 SE 219TH PL | LOT 11 PARKWAY ESTATES |  |  | Non-Lead - Other | No | 1978-07-26 | 0 | Installation date is after the lead ban |  |  |  |  | Non-Lead - Other |  |  | Installation date is after the lead ban |  |  |  |  | Non-Lead |  |  |  | Domestic
MTR_020284 | 20424 105TH PL SE | LOT 17 KAYWOOD ESTATES |  |  | Non-Lead - Other | No |  | 0 | Installation date is after the lead ban |  |  |  |  | Non-Lead - Other |  |  | Installation date is after the lead ban |  |  |  |  | Non-Lead |  |  |  | Domestic
MTR_018949 | 712 S 50TH ST | TL104 E1/2 SEC 31-23-5 |  |  | Non-Lead - Other | No | 2009-03-11 | 0 | Rectified Plan |  |  |  |  | Non-Lead - Other |  |  | Statistical analysis |  |  |  |  | Non-Lead |  |  |  | Domestic
MTR_017518 | 17633 118TH AVE SE | L16 B1 N.W. GARDEN TR1 |  |  | Non-Lead Plastic | No | 1975-09-11 | 0 | Field inspection only with no records | Yes | Visual inspection at meter pit | 2023-10-13 |  | Non-Lead Plastic |  |  | Field inspection only with no records | Yes | Visual inspection at meter pit | 2023-10-13 |  | Non-Lead |  |  |  | Domestic
MTR_018303 | 14223 SE 179TH PL | LOT 6 CARRIAGE LANE #1 |  |  | Non-Lead Plastic | Unknown |  | 0 | Field inspection only with no records | Yes | Visual inspection at meter pit | 2023-10-14 |  | Non-Lead Plastic |  |  | Field inspection only with no records | Yes | Visual inspection at meter pit | 2023-10-14 |  | Non-Lead |  |  |  | Assumed
MTR_016292 | 17722 157TH AVE SE | L13 CANDLEWOOD RIDGE #2 |  |  | Non-Lead - Other | No | 1976-05-06 | 0 | Installation date is after the lead ban |  |  |  |  | Non-Lead - Other |  |  | Installation date is after the lead ban |  |  |  |  | Non-Lead |  |  |  | Domestic
MTR_020031 | 10726 SE 201ST ST | LOT 2 ARCON VIS. #1 |  |  | Non-Lead - Other | No | 1978-07-26 | 0 | Installation date is after the lead ban |  |  |  |  | Non-Lead - Other |  |  | Installation date is after the lead ban |  |  |  |  | Non-Lead |  |  |  | Domestic
MTR_020174 | 19219 107TH AVE SE | LOT 6 COUNTRYSIDE ADDITION |  |  | Non-Lead Plastic | Unknown |  | 0 | Field inspection only with no records | Yes | Visual inspection at meter pit | 2023-09-29 |  | Non-Lead Plastic |  |  | Field inspection only with no records | Yes | Visual inspection at meter pit | 2023-09-29 |  | Non-Lead |  |  |  | Assumed
MTR_011800 | 16022 131ST PL SE | L7 FAIRWOOD DIV. #9 |  |  | Non-Lead - Other | No |  | 1 | Installation date is after the lead ban |  |  |  |  | Non-Lead - Other |  |  | Installation date is after the lead ban |  |  |  |  | Non-Lead |  |  |  | Domestic
MTR_014333 | 11317 SE 169TH ST | TAX LOT 99 S-T-R SE 29-23-5 |  |  | Non-Lead - Other | Unknown |  | 1 | Statistical analysis |  |  |  |  | Non-Lead - Other |  |  | Statistical analysis |  |  |  |  | Non-Lead |  |  |  | Domestic
MTR_025153 | 20911 125TH AVE SE | L42 GLENCARIN # 1 |  |  | Non-Lead - Other | No | 1968-03-08 | 0 | Installation date is after the lead ban |  |  |  |  | Non-Lead - Other |  |  | Installation date is after the lead ban |  |  |  |  | Non-Lead |  |  |  | Domestic
MTR_018131 | 17827 147TH AVE SE | LOT 52 CARRIAGE LANE #2 |  |  | Non-Lead Plastic | No | 2000-09-21 | 0 | Field inspection only with no records | Yes | Visual inspection at meter pit | 2023-10-14 |  | Non-Lead Plastic |  |  | Field inspection only with no records | Yes | Visual inspection at meter pit | 2023-10-14 |  | Non-Lead |  |  |  | Domestic
MTR_018246 | 14244 SE 180TH PL | LOT 38 FAIRWOOD FIRS |  |  | Non-Lead - Other | No |  | 0 | Installation date is after the lead ban |  |  |  |  | Non-Lead - Other |  |  | Installation date is after the lead ban |  |  |  |  | Non-Lead |  |  |  | Assumed
MTR_018150 | 18141 145TH AVE SE | L25 CARRIAGE LANE #3 |  |  | Non-Lead - Other | No | 2004-04-02 | 0 | Installation date is after the lead ban |  |  |  |  | Non-Lead - Other |  |  | Installation date is after the lead ban |  |  |  |  | Non-Lead |  |  |  | Domestic
MTR_018152 | 18151 145TH AVE SE | L24 CARRIAGE LANE #3 |  |  | Non-Lead - Other | No | 2004-04-02 | 0 | Installation date is after the lead ban |  |  |  |  | Non-Lead - Other |  |  | Installation date is after the lead ban |  |  |  |  | Non-Lead |  |  |  | Domestic
MTR_019951 | 19925 101ST AVE SE | LOT 20 WATERSHED TERRACE |  |  | Non-Lead - Other | No | 2003-08-27 | 0 | Installation date is after the lead ban |  |  |  |  | Non-Lead - Other |  |  | Installation date is after the lead ban |  |  |  |  | Non-Lead |  |  |  | Domestic
MTR_019954 | 19938 101ST AVE SE | LOT 6 WATERSHED TERRACE |  |  | Non-Lead - Other | No | 2003-08-27 | 0 | Installation date is after the lead ban |  |  |  |  | Non-Lead - Other |  |  | Installation date is after the lead ban |  |  |  |  | Non-Lead |  |  |  | Domestic
MTR_015823 | 14436 SE 188TH WAY | LOT 25 BOLLMAN PLAT |  |  | Non-Lead - Other | No | 2003-03-05 | 0 | Installation date is after the lead ban |  |  |  |  | Non-Lead - Other |  |  | Installation date is after the lead ban |  |  |  |  | Non-Lead |  |  |  | Domestic
MTR_015824 | 14522 SE 188TH WAY | LOT 29 BOLLMAN PLAT |  |  | Non-Lead - Other | No | 2003-03-05 | 0 | Installation date is after the lead ban |  |  |  |  | Non-Lead - Other |  |  | Installation date is after the lead ban |  |  |  |  | Non-Lead |  |  |  | Domestic
MTR_028326 | 12931 SE 216TH PL | LOT 12 BEGONIA PLACE |  |  | Non-Lead - Other | No | 2001-02-23 | 0 | Installation date is after the lead ban |  |  |  |  | Non-Lead - Other |  |  | Installation date is after the lead ban |  |  |  |  | Non-Lead |  |  |  | Domestic
MTR_003359 | 11411 SE 164TH ST | LOT 2 BLK 5 AKERS FARMS #6 LESS N1 |  |  | Non-Lead - Other | No |  | 0 | Installation date is after the lead ban |  |  |  |  | Non-Lead - Other |  |  | Installation date is after the lead ban |  |  |  |  | Non-Lead |  |  |  | Assumed
MTR_003362 | 11815 SE 233RD PL | LOT 2 PINERIDGE |  |  | Non-Lead - Other | No | 2008-09-03 | 0 | Rectified Plan | No |  |  |  | Non-Lead - Other |  |  | Installation date is after the lead ban |  |  |  |  | Non-Lead |  |  |  | Domestic
MTR_015504 | 17336 125TH AVE SE | LOT 13 KIMBERLY LANE |  |  | Non-Lead - Other | No | 2002-08-09 | 0 | Installation date is after the lead ban |  |  |  |  | Non-Lead - Other |  |  | Installation date is after the lead ban |  |  |  |  | Non-Lead |  |  |  | Domestic
MTR_025705 | 21008 131ST AVE SE | LOT 26 LAUREL SPRINGS |  |  | Non-Lead - Other | No | 2003-12-11 | 0 | Installation date is after the lead ban |  |  |  |  | Non-Lead - Other |  |  | Installation date is after the lead ban |  |  |  |  | Non-Lead |  |  |  | Domestic
MTR_018327 | 18152 146TH AVE SE | L52 CARRIAGE LANE #3 |  |  | Non-Lead Plastic | Unknown | 1966-05-24 | 0 | Field inspection only with no records | Yes | Visual inspection at meter pit | 2023-10-14 |  | Non-Lead Plastic |  |  | Field inspection only with no records | Yes | Visual inspection at meter pit | 2023-10-14 |  | Non-Lead |  |  |  | Domestic
MTR_018328 | 18144 146TH AVE SE | L53 CARRIAGE LANE #3 |  |  | Non-Lead - Other | Unknown | 1966-05-24 | 0 | Statistical analysis |  |  |  |  | Non-Lead - Other |  |  | Statistical analysis |  |  |  |  | Non-Lead |  |  |  | Domestic
MTR_018329 | 14705 SE 183RD ST | L12 CARRIAGE LANE #3 |  |  | Non-Lead - Other | No | 1966-05-24 | 0 | Installation date is after the lead ban |  |  |  |  | Non-Lead - Other |  |  | Installation date is after the lead ban |  |  |  |  | Non-Lead |  |  |  | Domestic
MTR_018330 | 18163 146TH AVE SE | L60 CARRIAGE LANE #3 |  |  | Non-Lead - Other | Unknown | 1966-05-24 | 0 | Statistical analysis |  |  |  |  | Non-Lead - Other |  |  | Statistical analysis |  |  |  |  | Non-Lead |  |  |  | Domestic
MTR_015826 | 19030 140TH AVE SE | 9925-000440 |  |  | Non-Lead - Other | No | 2004-11-04 | 0 | Installation date is after the lead ban |  |  |  |  | Non-Lead - Other |  |  | Installation date is after the lead ban |  |  |  |  | Non-Lead |  |  |  | Domestic
MTR_022158 | 11641 SE 188TH ST | W 1/2 OF LOT 1 TR 1 N.W. GARDEN TRA CTS #4 |  |  | Non-Lead - Other | Unknown |  | 0 | Statistical analysis |  |  |  |  | Non-Lead - Other |  |  | Statistical analysis |  |  |  |  | Non-Lead |  |  |  | Assumed
MTR_017468 | 11810 SE 184TH ST | 9921-010100 |  |  | Non-Lead - Other | No | 1975-09-11 | 0 | Relative Placement |  |  |  |  | Non-Lead - Other |  |  | Statistical analysis |  |  |  |  | Non-Lead |  |  |  | Assumed
MTR_019138 | 18633 108TH AVE SE | TL 125 SEC 32-23-5 |  |  | Non-Lead Plastic | Unknown |  | 0 | Field inspection only with no records | Yes | Visual inspection at meter pit | 2023-08-09 |  | Non-Lead - Other |  |  | Statistical analysis |  |  |  |  | Non-Lead |  |  |  | Assumed
MTR_025706 | 21009 131ST PL SE | LOT 29 LAUREL SPRINGS |  |  | Non-Lead - Other | No | 2003-12-11 | 0 | Installation date is after the lead ban |  |  |  |  | Non-Lead - Other |  |  | Installation date is after the lead ban |  |  |  |  | Non-Lead |  |  |  | Domestic
MTR_015827 | 19024 140TH AVE SE | 9925-000460 |  |  | Non-Lead Plastic | No | 2004-11-04 | 0 | Field inspection only with no records | Yes | Visual inspection at meter pit | 2023-10-13 |  | Non-Lead Plastic |  |  | Field inspection only with no records | Yes | Visual inspection at meter pit | 2023-10-13 |  | Non-Lead |  |  |  | Domestic
MTR_014301 | 10915 SE 168TH ST | TL47 SEC. 29-23-5 |  |  | Non-Lead - Other | No | 2004-10-13 | 1 | Rectified Plan |  |  |  |  | Non-Lead - Other |  |  | Statistical analysis |  |  |  |  | Non-Lead |  |  |  | Domestic
MTR_017398 | 18017 120TH AVE SE | 9921-009960 |  |  | Non-Lead - Other | No | 1975-08-05 | 0 | Installation date is after the lead ban |  |  |  |  | Non-Lead - Other |  |  | Installation date is after the lead ban |  |  |  |  | Non-Lead |  |  |  | Assumed
MTR_017394 | 18005 120TH AVE SE | L7 L.J. KENNEDY ADDITION |  |  | Copper | No | 1975-08-05 | 0 | Relative Placement | Yes | Visual inspection at the meter pit | 2024-02-21 |  | Non-Lead Plastic |  |  | Field inspection only with no records | Yes | Visual inspection at the meter pit | 2024-02-21 |  | Non-Lead |  |  |  | Assumed
MTR_018155 | 18122 145TH AVE SE | L65 CARRIAGE LANE #3 |  |  | Non-Lead - Other | No | 2004-04-02 | 0 | Rectified Plan |  |  |  |  | Non-Lead - Other |  |  | Statistical analysis |  |  |  |  | Non-Lead |  |  |  | Domestic
MTR_018156 | 17830 145TH AVE SE | L37 CARRIAGE LANE #2 |  |  | Non-Lead - Other | No | 2004-04-02 | 0 | Rectified Plan |  |  |  |  | Non-Lead - Other |  |  | Statistical analysis |  |  |  |  | Non-Lead |  |  |  | Domestic
MTR_024863 | 20270 142ND AVE SE | TL89 E1/2 SEC 3-22-5 |  |  | Non-Lead Plastic | Unknown |  | 0 | Field inspection only with no records | Yes | Visual inspection at meter pit | 2023-11-11 |  | Non-Lead Plastic |  |  | Field inspection only with no records | Yes | Visual inspection at meter pit | 2023-11-11 |  | Non-Lead |  |  |  | Assumed
MTR_011162 | 11453 SE 162ND ST | L4 BLK4 AKERS FARMS #6 |  |  | Non-Lead - Other | Unknown |  | 0 | Statistical analysis |  |  |  |  | Non-Lead - Other |  |  | Statistical analysis |  |  |  |  | Non-Lead |  |  |  | Domestic
MTR_030165 | 16119 111TH PL SE | LOT 0024 AKERS FARMS #6 (008800) |  |  | Non-Lead - Other | Unknown |  | 0 | Statistical analysis |  |  |  |  | Non-Lead - Other |  |  | Statistical analysis |  |  |  |  | Non-Lead |  |  |  | Domestic
MTR_017318 | 17826 109TH AVE SE | LOT 10 BRISTOW ADDITION |  |  | Non-Lead - Other | No | 2011-08-10 | 1 | Rectified Plan |  |  |  |  | Non-Lead - Other |  |  | Statistical analysis |  |  |  |  | Non-Lead |  |  |  | Domestic
MTR_025131 | 21115 124TH AVE SE | LOT 18 GLENCARIN #1 |  |  | Non-Lead - Other | No | 1968-03-08 | 0 | Installation date is after the lead ban |  |  |  |  | Non-Lead - Other |  |  | Installation date is after the lead ban |  |  |  |  | Non-Lead |  |  |  | Domestic
MTR_003383 | 12518 SE 164TH PL | LOT 3 BLOCK 1 CASCADE VISTA #8 |  |  | Non-Lead - Other | No | 2016-06-22 | 0.75 | Rectified Plan |  |  |  |  | Non-Lead - Other |  |  | Statistical analysis |  |  |  |  | Non-Lead |  |  |  | Domestic
MTR_011432 | 16714 127TH AVE SE | L 9 CASCADE HILLS 8 N |  |  | Non-Lead - Other | Unknown |  | 1 | Statistical analysis |  |  |  |  | Non-Lead - Other |  |  | Statistical analysis |  |  |  |  | Non-Lead |  |  |  | Domestic
MTR_025898 | 20338 111TH AVE SE | LOT 9 VILA REAL |  |  | Non-Lead - Other | No | 2007-05-03 | 0 | Installation date is after the lead ban |  |  |  |  | Non-Lead - Other |  |  | Installation date is after the lead ban |  |  |  |  | Non-Lead |  |  |  | Domestic
MTR_020151 | 19207 106TH AVE SE | TL163 SEC W1/2 5-22-5 |  |  | Non-Lead - Other | Unknown |  | 0 | Statistical analysis |  |  |  |  | Non-Lead - Other |  |  | Statistical analysis |  |  |  |  | Non-Lead |  |  |  | Assumed
MTR_015015 | 12018 SE 170TH PL | L18 BL7 CASCADE VISTA #1 |  |  | Non-Lead - Other | No | 2010-10-25 | 1 | Rectified Plan |  |  |  |  | Non-Lead - Other |  |  | Statistical analysis |  |  |  |  | Non-Lead |  |  |  | Domestic
MTR_027326 | 23219 134TH AVE SE | L 46 WILDWOOD EST 1 |  |  | Non-Lead - Other | No |  | 0 | Installation date is after the lead ban |  |  |  |  | Non-Lead - Other |  |  | Installation date is after the lead ban |  |  |  |  | Non-Lead |  |  |  | Domestic
MTR_025707 | 21014 131ST AVE SE | LOT 27 LAUREL SPRINGS |  |  | Non-Lead - Other | No | 2003-12-11 | 0 | Installation date is after the lead ban |  |  |  |  | Non-Lead - Other |  |  | Installation date is after the lead ban |  |  |  |  | Non-Lead |  |  |  | Domestic
MTR_003399 | 11810 SE 233RD ST | LOT 25 PINERIDGE |  |  | Non-Lead - Other | No | 2008-09-03 | 0 | Rectified Plan | No |  |  |  | Non-Lead - Other |  |  | Statistical analysis |  |  |  |  | Non-Lead |  |  |  | Domestic
MTR_019946 | 19907 101ST AVE SE | LOT 22 WATERSHED TERRACE |  |  | Non-Lead - Other | No | 2003-08-27 | 0 | Installation date is after the lead ban |  |  |  |  | Non-Lead - Other |  |  | Installation date is after the lead ban |  |  |  |  | Non-Lead |  |  |  | Domestic
MTR_003402 | 11830 SE 232ND PL | LOT 14 PINERIDGE |  |  | Non-Lead - Other | No | 2008-09-03 | 0 | Rectified Plan | No |  |  |  | Non-Lead - Other |  |  | Installation date is after the lead ban |  |  |  |  | Non-Lead |  |  |  | Domestic
MTR_015830 | 14514 SE 188TH WAY | LOT 28 BOLLMAN PLAT |  |  | Non-Lead - Other | No | 2003-03-05 | 0 | Installation date is after the lead ban |  |  |  |  | Non-Lead - Other |  |  | Installation date is after the lead ban |  |  |  |  | Non-Lead |  |  |  | Domestic
MTR_015831 | 14508 SE 188TH WAY | LOT 27 BOLLMAN PLAT |  |  | Non-Lead - Other | No | 2003-03-05 | 0 | Installation date is after the lead ban |  |  |  |  | Non-Lead - Other |  |  | Installation date is after the lead ban |  |  |  |  | Non-Lead |  |  |  | Domestic
MTR_026612 | 23205 125TH AVE SE | L14 COROANDO KNOLLS A |  |  | Non-Lead - Other | No |  | 0 | Installation date is after the lead ban |  |  |  |  | Non-Lead - Other |  |  | Installation date is after the lead ban |  |  |  |  | Non-Lead |  |  |  | Domestic
MTR_003404 | 23212 118TH PL SE | LOT 12 PINERIDGE |  |  | Non-Lead - Other | No | 2008-09-03 | 0 | Rectified Plan | No |  |  |  | Non-Lead - Other |  |  | Installation date is after the lead ban |  |  |  |  | Non-Lead |  |  |  | Domestic
MTR_017205 | 17683 112TH AVE SE | LOT 31 BENSON HILL |  |  | Non-Lead Plastic | No | 1999-09-22 | 0 | Field inspection only with no records | Yes | Visual inspection at meter pit | 2023-07-29 |  | Non-Lead Plastic |  |  | Field inspection only with no records | Yes | Visual inspection at meter pit | 2023-07-29 |  | Non-Lead |  |  |  | Domestic
MTR_018160 | 17843 145TH AVE SE | L35 CARRIAGE LANE #2 |  |  | Non-Lead - Other | No | 2004-04-02 | 0 | Rectified Plan |  |  |  |  | Non-Lead - Other |  |  | Statistical analysis |  |  |  |  | Non-Lead |  |  |  | Domestic
MTR_017466 | 11844 SE 184TH ST | 9921-010070 |  |  | Non-Lead - Other | No | 1975-09-11 | 0 | Relative Placement |  |  |  |  | Non-Lead - Other |  |  | Statistical analysis |  |  |  |  | Non-Lead |  |  |  | Assumed
MTR_018161 | 17825 145TH AVE SE | L32 CARRIAGE LANE #2 |  |  | Non-Lead - Other | No | 2004-04-02 | 0 | Rectified Plan |  |  |  |  | Non-Lead - Other |  |  | Statistical analysis |  |  |  |  | Non-Lead |  |  |  | Domestic
MTR_018304 | 17803 142ND AVE SE | L14 CARRIAGE LANE #1 |  |  | Non-Lead Plastic | Unknown |  | 0 | Relative Placement | Yes | Visual inspection at the meter pit | 2024-02-23 |  | Non-Lead Plastic |  |  | Field inspection only with no records | Yes | Visual inspection at the meter pit | 2024-02-23 |  | Non-Lead |  |  |  | Assumed
MTR_018332 | 14702 SE 183RD ST | L10 CARRIAGE LANE #3 |  |  | Non-Lead - Other | No | 1966-05-24 | 0 | Installation date is after the lead ban |  |  |  |  | Non-Lead - Other |  |  | Installation date is after the lead ban |  |  |  |  | Non-Lead |  |  |  | Domestic
MTR_018306 | 17801 142ND AVE SE | L15 CARRIAGE LANE #1 |  |  | Non-Lead - Other | Unknown |  | 0 | Statistical analysis |  |  |  |  | Non-Lead - Other |  |  | Statistical analysis |  |  |  |  | Non-Lead |  |  |  | Assumed
MTR_018333 | 14720 SE 183RD ST | L11 CARRIAGE LANE #3 |  |  | Non-Lead - Other | Unknown | 1966-05-24 | 0 | Statistical analysis |  |  |  |  | Non-Lead - Other |  |  | Statistical analysis |  |  |  |  | Non-Lead |  |  |  | Domestic
MTR_015832 | 14757 SE 187TH CT | LOT 4 FAIRHAVEN #3 |  |  | Non-Lead - Other | No | 2004-03-12 | 0 | Installation date is after the lead ban |  |  |  |  | Non-Lead - Other |  |  | Installation date is after the lead ban |  |  |  |  | Non-Lead |  |  |  | Domestic
MTR_015833 | 14751 SE 187TH CT | LOT 5 FAIRHAVEN #3 |  |  | Non-Lead - Other | No | 2004-03-12 | 0 | Installation date is after the lead ban |  |  |  |  | Non-Lead - Other |  |  | Installation date is after the lead ban |  |  |  |  | Non-Lead |  |  |  | Domestic
MTR_003406 | 11820 SE 233RD PL | LOT 4 PINERIDGE |  |  | Non-Lead - Other | No |  | 0 | Installation date is after the lead ban |  |  |  |  | Non-Lead - Other |  |  | Installation date is after the lead ban |  |  |  |  | Non-Lead |  |  |  | Assumed
MTR_028906 | 11001 SE 220TH PL | LOT 7 BENSON MEADOWS |  |  | Non-Lead - Other | No |  | 0 | Installation date is after the lead ban |  |  |  |  | Non-Lead - Other |  |  | Installation date is after the lead ban |  |  |  |  | Non-Lead |  |  |  | Assumed
MTR_011349 | 1515 S 28TH PL | LOT 2 S-T-R 00-87-00 |  |  | Non-Lead - Other | No | 2003-03-28 | 0 | Installation date is after the lead ban |  |  |  |  | Non-Lead - Other |  |  | Installation date is after the lead ban |  |  |  |  | Non-Lead |  |  |  | Domestic
MTR_003414 | 11824 SE 232ND PL | LOT 15 PINERIDGE |  |  | Non-Lead - Other | No | 2008-09-03 | 0 | Rectified Plan | No |  |  |  | Non-Lead - Other |  |  | Installation date is after the lead ban |  |  |  |  | Non-Lead |  |  |  | Domestic
MTR_003417 | 23222 118TH PL SE | LOT 10 PINERIDGE |  |  | Non-Lead - Other | No | 2008-09-03 | 0 | Rectified Plan | No |  |  |  | Non-Lead - Other |  |  | Installation date is after the lead ban |  |  |  |  | Non-Lead |  |  |  | Domestic
MTR_025710 | 21003 131ST PL SE | LOT 28 LAUREL SPRINGS |  |  | Non-Lead - Other | No | 2003-12-11 | 0 | Installation date is after the lead ban |  |  |  |  | Non-Lead - Other |  |  | Installation date is after the lead ban |  |  |  |  | Non-Lead |  |  |  | Domestic
MTR_018132 | 18164 147TH AVE SE | LOT 9 CARRIAGE LANE #3 |  |  | Non-Lead - Other | No | 2000-09-21 | 0 | Installation date is after the lead ban |  |  |  |  | Non-Lead - Other |  |  | Installation date is after the lead ban |  |  |  |  | Non-Lead |  |  |  | Domestic
MTR_018348 | 14254 SE 179TH PL | L23 CARRIAGE LANE #1 |  |  | Non-Lead - Other | Unknown |  | 0 | Statistical analysis |  |  |  |  | Non-Lead - Other |  |  | Statistical analysis |  |  |  |  | Non-Lead |  |  |  | Assumed
MTR_018134 | 18018 147TH AVE SE | L2 CARRIAGE LANE #3 |  |  | Non-Lead Plastic | No | 2000-09-21 | 0 | Field inspection only with no records | Yes | Visual inspection at meter pit | 2023-10-14 |  | Non-Lead Plastic |  |  | Field inspection only with no records | Yes | Visual inspection at meter pit | 2023-10-14 |  | Non-Lead |  |  |  | Domestic
MTR_015838 | 14739 SE 187TH CT | LOT 7 FAIRHAVEN 3 |  |  | Non-Lead - Other | No | 2004-03-12 | 0 | Installation date is after the lead ban |  |  |  |  | Non-Lead - Other |  |  | Installation date is after the lead ban |  |  |  |  | Non-Lead |  |  |  | Domestic
MTR_003421 | 11722 SE 208TH ST | LOT 9 S-T-R 04-22-5 |  |  | Non-Lead - Other | Unknown |  | 0 | Statistical analysis |  |  |  |  | Non-Lead - Other |  |  | Statistical analysis |  |  |  |  | Non-Lead |  |  |  | Assumed
MTR_015840 | 14745 SE 187TH CT | LOT 6 FAIRHAVEN 3 |  |  | Non-Lead - Other | No | 2004-03-12 | 0 | Installation date is after the lead ban |  |  |  |  | Non-Lead - Other |  |  | Installation date is after the lead ban |  |  |  |  | Non-Lead |  |  |  | Domestic
MTR_018334 | 14625 SE 183RD ST | LOT 13 CARRIAGELANE #3 |  |  | Non-Lead - Other | No | 1966-05-24 | 0 | Installation date is after the lead ban |  |  |  |  | Non-Lead - Other |  |  | Installation date is after the lead ban |  |  |  |  | Non-Lead |  |  |  | Domestic
MTR_018335 | 14615 SE 183RD ST | LOT 14 CARRIAGE LANE #3 |  |  | Non-Lead - Other | Unknown | 1966-05-24 | 0 | Statistical analysis |  |  |  |  | Non-Lead - Other |  |  | Statistical analysis |  |  |  |  | Non-Lead |  |  |  | Domestic
MTR_003422 | 23423 127TH AVE SE | LOT 81 MERIDIAN VILLA ESTATES |  |  | Non-Lead - Other | No |  | 0 | Installation date is after the lead ban |  |  |  |  | Non-Lead - Other |  |  | Installation date is after the lead ban |  |  |  |  | Non-Lead |  |  |  | Assumed
MTR_003424 | 12810 SE 234TH ST | L 11 MERIDIAN VILLA EST. |  |  | Non-Lead Plastic | Unknown |  | 0 | Field inspection only with no records | Yes | Visual inspection at the meter pit | 2024-02-06 |  | Galvanized Requiring Replacement |  |  | Field inspection only with no records | Yes | Visual inspection at the meter pit | 2024-02-06 |  | Galvanized Requiring Replacement |  |  |  | Assumed
MTR_029291 | 11726 SE 225TH ST | L57 MAPLEWOOD EAST |  |  | Non-Lead - Other | No |  | 0 | Installation date is after the lead ban |  |  |  |  | Non-Lead - Other |  |  | Installation date is after the lead ban |  |  |  |  | Non-Lead |  |  |  | Domestic
MTR_018349 | 14027 SE 179TH PL | LOT 1 CARRIAGE LANE #1 |  |  | Non-Lead - Other | Unknown |  | 0 | Statistical analysis |  |  |  |  | Non-Lead - Other |  |  | Statistical analysis |  |  |  |  | Non-Lead |  |  |  | Assumed
MTR_018309 | 17809 142ND AVE SE | L13 CARRIAGE LANE #1 |  |  | Non-Lead - Other | Unknown |  | 0 | Statistical analysis |  |  |  |  | Non-Lead - Other |  |  | Statistical analysis |  |  |  |  | Non-Lead |  |  |  | Assumed
MTR_018310 | 14036 SE 179TH PL | L11 CARRIAGE LANE #1 |  |  | Non-Lead - Other | Unknown |  | 0 | Statistical analysis |  |  |  |  | Non-Lead - Other |  |  | Statistical analysis |  |  |  |  | Non-Lead |  |  |  | Assumed
MTR_018366 | 17800 147TH AVE SE | L60 CARRIAGE LANE #2 |  |  | Non-Lead - Other | Unknown |  | 0 | Statistical analysis |  |  |  |  | Non-Lead - Other |  |  | Statistical analysis |  |  |  |  | Non-Lead |  |  |  | Assumed
MTR_015842 | 14410 SE 188TH WAY | LOT 20 BOLLMAN PLAT |  |  | Non-Lead - Other | No | 2003-03-05 | 0 | Installation date is after the lead ban |  |  |  |  | Non-Lead - Other |  |  | Installation date is after the lead ban |  |  |  |  | Non-Lead |  |  |  | Domestic
MTR_015844 | 14713 SE 188TH WAY | LOT 2 BOLLMAN PLAT |  |  | Non-Lead - Other | No | 2003-03-05 | 0 | Installation date is after the lead ban |  |  |  |  | Non-Lead - Other |  |  | Installation date is after the lead ban |  |  |  |  | Non-Lead |  |  |  | Domestic
MTR_003427 | 23302 118TH PL SE | LOT 8 PINERIDGE |  |  | Non-Lead - Other | No | 2008-09-03 | 0 | Rectified Plan | No |  |  |  | Non-Lead - Other |  |  | Installation date is after the lead ban |  |  |  |  | Non-Lead |  |  |  | Domestic
MTR_025404 | 20918 120TH PL SE | L 20 HARMONELL ADD. |  |  | Non-Lead - Other | Unknown |  | 0 | Statistical analysis |  |  |  |  | Non-Lead - Other |  |  | Statistical analysis |  |  |  |  | Non-Lead |  |  |  | Assumed
MTR_024327 | 22209 105TH AVE SE | 9908-010570 |  |  | Non-Lead - Other | Unknown |  | 0 | Statistical analysis |  |  |  |  | Non-Lead - Other |  |  | Statistical analysis |  |  |  |  | Non-Lead |  |  |  | Domestic
MTR_017465 | 11656 SE 184TH ST | 9921-010360 |  |  | Non-Lead - Other | No | 1975-09-11 | 0 | Relative Placement |  |  |  |  | Non-Lead - Other |  |  | Statistical analysis |  |  |  |  | Non-Lead |  |  |  | Assumed
MTR_021896 | 19525 134TH AVE SE | LOT 27 FOREST TRAILS #4 |  |  | Non-Lead - Other | No |  | 0 | Rectified Plan | No |  |  |  | Non-Lead - Other |  |  | Installation date is after the lead ban |  |  |  |  | Non-Lead |  |  |  | Domestic
MTR_030061 | 12606 SE 161ST ST | L 2 B 1 CASCADE VISTA 4 |  |  | Non-Lead - Other | No | 2016-06-22 | 0.75 | Rectified Plan |  |  |  |  | Non-Lead - Other |  |  | Statistical analysis |  |  |  |  | Non-Lead |  |  |  | Domestic
MTR_011885 | 17016 105TH AVE SE | N 1/2 OF LOT 12 BLK 3 AKERS FARMS 5 |  |  | Non-Lead Plastic | No | 1999-03-24 | 0 | Rectified Plan | Yes | Visual inspection at the meter pit | 2024-02-12 |  | Non-Lead Plastic |  |  | Field inspection only with no records | Yes | Visual inspection at the meter pit | 2024-02-12 |  | Non-Lead |  |  |  | Domestic
MTR_023127 | 9620 S 213TH ST | L7 WESTVIEW TERR. #3 |  |  | Non-Lead - Other | No | 2008-10-29 | 0 | Rectified Plan |  |  |  |  | Non-Lead - Other |  |  | Statistical analysis |  |  |  |  | Non-Lead |  |  |  | Domestic
MTR_014389 | 11506 SE 169TH ST | E17.32 L8 & L7 &W21.38 LOT 6 BLK2 GREEN TRACTS#1 |  |  | Non-Lead - Other | Unknown |  | 1 | Statistical analysis |  |  |  |  | Non-Lead - Other |  |  | Statistical analysis |  |  |  |  | Non-Lead |  |  |  | Domestic
MTR_011435 | 12713 SE 167TH PL | L 12 CASCADE HILLS 8 |  |  | Non-Lead - Other | Unknown |  | 1 | Statistical analysis |  |  |  |  | Non-Lead - Other |  |  | Statistical analysis |  |  |  |  | Non-Lead |  |  |  | Domestic
MTR_027751 | 22005 120TH PL SE | LOT 71 GLENCARIN SOUTH |  |  | Non-Lead - Other | No |  | 0 | Installation date is after the lead ban |  |  |  |  | Non-Lead - Other |  |  | Installation date is after the lead ban |  |  |  |  | Non-Lead |  |  |  | Domestic
MTR_030030 | 12703 SE 163RD ST | L 1 B 4 CASCADE VISTA 7 |  |  | Non-Lead - Other | No | 2016-06-22 | 0.75 | Rectified Plan |  |  |  |  | Non-Lead - Other |  |  | Statistical analysis |  |  |  |  | Non-Lead |  |  |  | Domestic
MTR_030036 | 16315 128TH AVE SE | L 6 B 2 CASCADE VISTA 5 |  |  | Non-Lead Plastic | No | 2016-06-22 | 0.75 | Rectified Plan | Yes | Visual inspection at the meter pit | 2024-02-09 |  | Galvanized Requiring Replacement |  |  | Field inspection only with no records | Yes | Visual inspection at the meter pit | 2024-02-09 |  | Galvanized Requiring Replacement |  |  |  | Domestic
MTR_014392 | 11318 SE 169TH ST | W25 LOT8 & E81.33 LOT 9 BLOCK 2 G |  |  | Non-Lead Plastic | Unknown |  | 1 | Field inspection only with no records | Yes | Visual inspection at meter pit | 2023-02-04 |  | Non-Lead Plastic |  |  | Field inspection only with no records | Yes | Visual inspection at meter pit | 2023-02-04 |  | Non-Lead |  |  |  | Domestic
MTR_025751 | 21003 116TH AVE SE | TL 85 8-22-5 |  |  | Non-Lead - Other | Unknown |  | 0 | Statistical analysis |  |  |  |  | Non-Lead - Other |  |  | Statistical analysis |  |  |  |  | Non-Lead |  |  |  | Assumed
MTR_018311 | 14213 SE 179TH PL | LOT 5 CARRIAGELANE DIVISION 1 |  |  | Non-Lead - Other | No |  | 0 | Installation date is after the lead ban |  |  |  |  | Non-Lead - Other |  |  | Installation date is after the lead ban |  |  |  |  | Non-Lead |  |  |  | Assumed
MTR_003440 | 10421 SE 192ND ST | LOT 1 K.C.S.P. #481006 |  |  | Non-Lead - Other | No |  | 0 | Installation date is after the lead ban |  |  |  |  | Non-Lead - Other |  |  | Installation date is after the lead ban |  |  |  |  | Non-Lead |  |  |  | Assumed
MTR_003443 | 12035 SE 236TH ST | BROWN STEWART SUBDIV. |  |  | Non-Lead - Other | No |  | 0 | Installation date is after the lead ban |  |  |  |  | Non-Lead - Other |  |  | Installation date is after the lead ban |  |  |  |  | Non-Lead |  |  |  | Assumed
MTR_011350 | 1508 S 28TH PL | LOT 1 S-T-R 00-87-00 |  |  | Non-Lead - Other | No | 2003-03-28 | 0 | Installation date is after the lead ban |  |  |  |  | Non-Lead - Other |  |  | Installation date is after the lead ban |  |  |  |  | Non-Lead |  |  |  | Domestic
MTR_019653 | 11213 SE 186TH LN | LOT 2 KING COUNTY SHORT PLAT #S90S0024 |  |  | Non-Lead Plastic | No |  | 0 | Field inspection only with no records | Yes | Visual inspection at meter pit | 2023-03-23 |  | Non-Lead Plastic |  |  | Field inspection only with no records | Yes | Visual inspection at meter pit | 2023-03-23 |  | Non-Lead |  |  |  | Domestic
MTR_014537 | 12210 SE PETROVITSKY RD | REC BUILDING STONEBROOK APARTMENTS |  |  | Non-Lead - Other | No | 2004-04-02 | 1 | Statistical analysis |  |  |  |  | Non-Lead - Other |  |  | Statistical analysis |  |  |  |  | Non-Lead |  |  |  | Domestic
MTR_011409 | 12724 SE 167TH ST | L 41 CASCADE HILLS 8 |  |  | Non-Lead - Other | Unknown |  | 1 | Statistical analysis |  |  |  |  | Non-Lead - Other |  |  | Statistical analysis |  |  |  |  | Non-Lead |  |  |  | Domestic
MTR_011477 | 16653 127TH AVE SE | L 110 CASCADE HILLS 8 |  |  | Non-Lead - Other | Unknown |  | 1 | Statistical analysis |  |  |  |  | Non-Lead - Other |  |  | Statistical analysis |  |  |  |  | Non-Lead |  |  |  | Domestic
MTR_018950 | 700 S 50TH ST | TL100 E1/2 SEC 31-23-5 |  |  | Non-Lead - Other | No | 2009-03-11 | 0 | Rectified Plan |  |  |  |  | Non-Lead - Other |  |  | Statistical analysis |  |  |  |  | Non-Lead |  |  |  | Domestic
MTR_026265 | 20235 122ND AVE SE | TAX LOT 141 04-22-05 |  |  | Non-Lead - Other | No |  |  | Installation date is after the lead ban |  |  |  |  | Non-Lead - Other |  |  | Installation date is after the lead ban |  |  |  |  | Non-Lead
MTR_029292 | 10807 SE 226TH ST | LOT 22 KENTON FIRS #2 |  |  | Non-Lead - Other | Unknown |  | 0 | Statistical analysis |  |  |  |  | Non-Lead - Other |  |  | Statistical analysis |  |  |  |  | Non-Lead |  |  |  | Domestic
MTR_020546 | 10412 SE 196TH ST | L2 BLK 1 OLYMPIC VISTA |  |  | Non-Lead Plastic | Unknown |  | 0 | Field inspection only with no records | Yes | Visual inspection at meter pit | 2023-09-29 |  | Non-Lead Plastic |  |  | Field inspection only with no records | Yes | Visual inspection at meter pit | 2023-09-29 |  | Non-Lead |  |  |  | Assumed
MTR_022701 | 19520 122ND PL SE | LOT 2 VISTA VIEW HGTS 3 |  |  | Non-Lead - Other | No |  | 0 | Installation date is after the lead ban |  |  |  |  | Non-Lead - Other |  |  | Installation date is after the lead ban |  |  |  |  | Non-Lead |  |  |  | Assumed
MTR_018247 | 18205 143RD AVE SE | LOT 60 FAIRWOOD FIRS #1 |  |  | Non-Lead - Other | No | 1986-05-01 | 0 | Installation date is after the lead ban |  |  |  |  | Non-Lead - Other |  |  | Installation date is after the lead ban |  |  |  |  | Non-Lead |  |  |  | Domestic
MTR_028908 | 22303 115TH PL SE | 9914-006485 |  |  | Non-Lead - Other | Unknown |  | 0 | Statistical analysis |  |  |  |  | Non-Lead - Other |  |  | Statistical analysis |  |  |  |  | Non-Lead |  |  |  | Assumed
MTR_024702 | 13750 SE 202ND PL | LOT 12 FOREST GLEN SOUTH |  |  | Non-Lead - Other | No |  | 0 | Installation date is after the lead ban |  |  |  |  | Non-Lead - Other |  |  | Installation date is after the lead ban |  |  |  |  | Non-Lead |  |  |  | Domestic
MTR_022700 | 19526 122ND PL SE | LOT 1 VISTA VIEW HGTS 3 |  |  | Non-Lead - Other | No |  | 0 | Installation date is after the lead ban |  |  |  |  | Non-Lead - Other |  |  | Installation date is after the lead ban |  |  |  |  | Non-Lead |  |  |  | Domestic
MTR_027170 | 23633 129TH AVE SE | L21 TWIN CREEKS |  |  | Non-Lead Plastic | No |  | 1 | Field inspection only with no records | Yes | Visual inspection at meter pit | 2023-09-19 |  | Galvanized Requiring Replacement |  |  | Field inspection only with no records | Yes | Visual inspection at meter pit | 2023-09-19 |  | Galvanized Requiring Replacement |  |  |  | Domestic
MTR_029294 | 11124 SE 226TH ST | LOT 5 KENTON FIRS #2 |  |  | Non-Lead - Other | Unknown |  | 0 | Statistical analysis |  |  |  |  | Non-Lead - Other |  |  | Statistical analysis |  |  |  |  | Non-Lead |  |  |  | Domestic
MTR_029295 | 10989 SE 225TH ST | LOT 23 STOCKTON |  |  | Non-Lead - Other | No |  | 0 | Installation date is after the lead ban |  |  |  |  | Non-Lead - Other |  |  | Installation date is after the lead ban |  |  |  |  | Non-Lead |  |  |  | Domestic
MTR_021603 | 19709 133RD AVE SE | LOT 58 FOREST TRAILS #3 |  |  | Non-Lead - Other | No |  | 0 | Rectified Plan | No |  |  |  | Non-Lead - Other |  |  | Installation date is after the lead ban |  |  |  |  | Non-Lead |  |  |  | Domestic
MTR_017639 | 17622 113TH PL SE | L 4 MELVILLE SHORT PLAT |  |  | Non-Lead - Other | No |  | 0 | Installation date is after the lead ban |  |  |  |  | Non-Lead - Other |  |  | Installation date is after the lead ban |  |  |  |  | Non-Lead |  |  |  | Assumed
MTR_017640 | 11447 SE 182ND ST | L 27 VIEW GARDENS 1 |  |  | Non-Lead Plastic | Unknown |  | 0 | Relative Placement | Yes | Visual inspection at the meter pit | 2024-02-20 |  | Non-Lead Plastic |  |  | Field inspection only with no records | Yes | Visual inspection at the meter pit | 2024-02-20 |  | Non-Lead |  |  |  | Assumed
MTR_017098 | 18305 112TH AVE SE | LOT 18 MAPLE GLEN |  |  | Non-Lead - Other | No | 1977-03-18 | 0 | Installation date is after the lead ban |  |  |  |  | Non-Lead - Other |  |  | Installation date is after the lead ban |  |  |  |  | Non-Lead |  |  |  | Domestic
MTR_017641 | 11054 SE 181ST ST | LOT 10 BENSON TERRACE #2 |  |  | Non-Lead - Other | Unknown |  | 0 | Statistical analysis |  |  |  |  | Non-Lead - Other |  |  | Statistical analysis |  |  |  |  | Non-Lead |  |  |  | Assumed
MTR_017642 | 18001 113TH AVE SE | L12 BLK2 BANKERS 1ST |  |  | Non-Lead Plastic | Unknown |  | 0 | Field inspection only with no records | Yes | Visual inspection at meter pit | 2023-07-30 |  | Non-Lead Plastic |  |  | Field inspection only with no records | Yes | Visual inspection at meter pit | 2023-07-30 |  | Non-Lead |  |  |  | Assumed
MTR_003467 | 12819 SE 232ND PL | LOT 31 MISTY MEADOWS #1 |  |  | Non-Lead - Other | No |  | 0 | Installation date is after the lead ban |  |  |  |  | Non-Lead - Other |  |  | Installation date is after the lead ban |  |  |  |  | Non-Lead |  |  |  | Domestic
MTR_003468 | 12807 SE 232ND PL | L29 MISTY MEADOWS 1 |  |  | Non-Lead - Other | No |  | 0 | Installation date is after the lead ban |  |  |  |  | Non-Lead - Other |  |  | Installation date is after the lead ban |  |  |  |  | Non-Lead |  |  |  | Assumed
MTR_003472 | 13118 SE 234TH ST | LOT 2 MERIDIAN VILLA ESTATES |  |  | Non-Lead Plastic | No |  | 0 | Field inspection only with no records | Yes | Visual inspection at meter pit | 2023-06-22 |  | Non-Lead Plastic |  |  | Field inspection only with no records | Yes | Visual inspection at meter pit | 2023-06-22 |  | Non-Lead |  |  |  | Assumed
MTR_003473 | 13108 SE 232ND CT | LOT 42 MISTY MEADOWS #1 |  |  | Non-Lead Plastic | No |  | 0 | Field inspection only with no records | Yes | Visual inspection at meter pit | 2023-09-01 |  | Non-Lead Plastic |  |  | Field inspection only with no records | Yes | Visual inspection at meter pit | 2023-09-01 |  | Non-Lead |  |  |  | Domestic
MTR_003475 | 13018 SE 234TH ST | N 1/2 L4 MERIDIAN VILLA |  |  | Non-Lead - Other | No |  | 0 | Installation date is after the lead ban |  |  |  |  | Non-Lead - Other |  |  | Installation date is after the lead ban |  |  |  |  | Non-Lead |  |  |  | Assumed
MTR_003477 | 13022 SE 234TH ST | S.150 L4 MERIDIAN VILLA |  |  | Non-Lead - Other | No |  | 0 | Installation date is after the lead ban |  |  |  |  | Non-Lead - Other |  |  | Installation date is after the lead ban |  |  |  |  | Non-Lead |  |  |  | Assumed
MTR_026526 | 22817 129TH AVE SE | LOT 30 MISTY MEADOWS #3 |  |  | Non-Lead - Other | No |  | 0 | Installation date is after the lead ban |  |  |  |  | Non-Lead - Other |  |  | Installation date is after the lead ban |  |  |  |  | Non-Lead |  |  |  | Domestic
MTR_026527 | 12918 SE 228TH PL | LOT 24 MISTY MEADOWS #3 |  |  | Non-Lead - Other | No |  | 0 | Installation date is after the lead ban |  |  |  |  | Non-Lead - Other |  |  | Installation date is after the lead ban |  |  |  |  | Non-Lead |  |  |  | Domestic
MTR_026528 | 22811 129TH AVE SE | LOT 29 MISTY MEADOWS #3 |  |  | Non-Lead - Other | No |  | 0 | Installation date is after the lead ban |  |  |  |  | Non-Lead - Other |  |  | Installation date is after the lead ban |  |  |  |  | Non-Lead |  |  |  | Domestic
MTR_026529 | 22823 129TH AVE SE | LOT 31 MISTY MEADOWS #3 |  |  | Non-Lead - Other | No |  | 0 | Installation date is after the lead ban |  |  |  |  | Non-Lead - Other |  |  | Installation date is after the lead ban |  |  |  |  | Non-Lead |  |  |  | Domestic
MTR_026530 | 12924 SE 228TH PL | LOT 23 MISTY MEADOWS #3 |  |  | Non-Lead - Other | No |  | 0 | Installation date is after the lead ban |  |  |  |  | Non-Lead - Other |  |  | Installation date is after the lead ban |  |  |  |  | Non-Lead |  |  |  | Domestic
MTR_026531 | 12822 SE 232ND ST | LOT 20 MISTY MEADOWS #1 |  |  | Non-Lead - Other | No |  | 0 | Installation date is after the lead ban |  |  |  |  | Non-Lead Plastic |  |  | Field inspection only with no records | Yes | Visual inspection at meter pit | 2022-12-23 |  | Non-Lead |  |  |  | Domestic
MTR_026532 | 12816 SE 232ND ST | LOT 21 MISTY MEADOWS #1 |  |  | Non-Lead Plastic | No |  | 0 | Field inspection only with no records | Yes | Visual inspection at meter pit | 2023-09-01 |  | Non-Lead Plastic |  |  | Field inspection only with no records | Yes | Visual inspection at meter pit | 2023-09-01 |  | Non-Lead |  |  |  | Domestic
MTR_026534 | 23150 128TH PL SE | LOT23 MISTY MEADOW DIV#1 |  |  | Non-Lead Plastic | No |  | 0 | Field inspection only with no records | Yes | Visual inspection at meter pit | 2023-09-01 |  | Non-Lead Plastic |  |  | Field inspection only with no records | Yes | Visual inspection at meter pit | 2023-09-01 |  | Non-Lead |  |  |  | Domestic
MTR_026536 | 12801 SE 231ST CT | LOT 25 MISTY MEADOWS 2 |  |  | Non-Lead - Other | No |  | 0 | Installation date is after the lead ban |  |  |  |  | Non-Lead - Other |  |  | Installation date is after the lead ban |  |  |  |  | Non-Lead |  |  |  | Domestic
MTR_026539 | 23007 128TH PL SE | LOT 45 MISTY MEADOWS #3 |  |  | Non-Lead - Other | No |  | 0 | Installation date is after the lead ban |  |  |  |  | Non-Lead - Other |  |  | Installation date is after the lead ban |  |  |  |  | Non-Lead |  |  |  | Domestic
MTR_026541 | 23002 128TH PL SE | LOT 44 MISTY MEADOWS #3 |  |  | Non-Lead - Other | No |  | 0 | Installation date is after the lead ban |  |  |  |  | Non-Lead - Other |  |  | Installation date is after the lead ban |  |  |  |  | Non-Lead |  |  |  | Domestic
MTR_026542 | 23023 128TH PL SE | L49 MISTY MEADOWS 3 |  |  | Non-Lead - Other | No |  | 0 | Installation date is after the lead ban |  |  |  |  | Non-Lead - Other |  |  | Installation date is after the lead ban |  |  |  |  | Non-Lead |  |  |  | Domestic
MTR_026543 | 13113 SE 228TH PL | LOT 13 MISTY MEADOWS #3 |  |  | Non-Lead - Other | No |  | 0 | Installation date is after the lead ban |  |  |  |  | Non-Lead - Other |  |  | Installation date is after the lead ban |  |  |  |  | Non-Lead |  |  |  | Domestic
MTR_026544 | 13121 SE 228TH PL | LOT 15 MISTY MEADOWS#3 |  |  | Non-Lead Plastic | No |  | 0 | Field inspection only with no records | Yes | Visual inspection at meter pit | 2023-08-26 |  | Non-Lead Plastic |  |  | Field inspection only with no records | Yes | Visual inspection at meter pit | 2023-08-26 |  | Non-Lead |  |  |  | Domestic
MTR_026545 | 13125 SE 228TH PL | LOT 16 MISTY MEADOWS #3 |  |  | Non-Lead Plastic | No |  | 0 | Field inspection only with no records | Yes | Visual inspection at meter pit | 2023-09-19 |  | Non-Lead Plastic |  |  | Field inspection only with no records | Yes | Visual inspection at meter pit | 2023-09-19 |  | Non-Lead |  |  |  | Domestic
MTR_026546 | 13101 SE 228TH PL | LOT 11 MISTY MEADOWS#3 |  |  | Non-Lead - Other | No |  | 0 | Installation date is after the lead ban |  |  |  |  | Non-Lead - Other |  |  | Installation date is after the lead ban |  |  |  |  | Non-Lead |  |  |  | Domestic
MTR_003502 | 13115 SE 232ND CT | LOT 40 MISTY MEADOWS #1 |  |  | Non-Lead Plastic | No |  | 0 | Field inspection only with no records | Yes | Visual inspection at meter pit | 2023-09-20 |  | Non-Lead Plastic |  |  | Field inspection only with no records | Yes | Visual inspection at meter pit | 2023-09-20 |  | Non-Lead |  |  |  | Domestic
MTR_003503 | 13114 SE 232ND CT | L. 41 MISTY MEADOWS 1 |  |  | Non-Lead - Other | No |  | 0 | Installation date is after the lead ban |  |  |  |  | Non-Lead - Other |  |  | Installation date is after the lead ban |  |  |  |  | Non-Lead |  |  |  | Domestic
MTR_003504 | 13109 SE 232ND CT | LOT 39 MISTY MEADOWS D#1 |  |  | Non-Lead - Other | No |  | 0 | Installation date is after the lead ban |  |  |  |  | Non-Lead - Other |  |  | Installation date is after the lead ban |  |  |  |  | Non-Lead |  |  |  | Domestic
MTR_026549 | 12833 SE 232ND ST | L. 14 MISTY MEADOWS 1 |  |  | Non-Lead - Other | No |  | 0 | Installation date is after the lead ban |  |  |  |  | Non-Lead - Other |  |  | Installation date is after the lead ban |  |  |  |  | Non-Lead |  |  |  | Domestic
MTR_026550 | 12834 SE 232ND ST | L17 MISTY MEADOWS 1 |  |  | Non-Lead Plastic | No |  | 0 | Field inspection only with no records | Yes | Visual inspection at meter pit | 2023-09-01 |  | Non-Lead Plastic |  |  | Field inspection only with no records | Yes | Visual inspection at meter pit | 2023-09-01 |  | Non-Lead |  |  |  | Domestic
MTR_026553 | 12809 SE 232ND ST | L 12 MISTY MEADOWS 1 |  |  | Non-Lead - Other | No |  | 0 | Installation date is after the lead ban |  |  |  |  | Non-Lead - Other |  |  | Installation date is after the lead ban |  |  |  |  | Non-Lead |  |  |  | Domestic
MTR_026554 | 12817 SE 232ND ST | L. 13 MISTY MEADOWS 1 |  |  | Non-Lead - Other | No |  | 0 | Installation date is after the lead ban |  |  |  |  | Non-Lead - Other |  |  | Installation date is after the lead ban |  |  |  |  | Non-Lead |  |  |  | Domestic
MTR_026557 | 22828 129TH AVE SE | LOT 6 MISTY MEADOWS #3 |  |  | Non-Lead - Other | No |  | 0 | Installation date is after the lead ban |  |  |  |  | Non-Lead - Other |  |  | Installation date is after the lead ban |  |  |  |  | Non-Lead |  |  |  | Domestic
MTR_026559 | 23014 129TH AVE SE | LOT 3 MISTY MEADOWS #3 |  |  | Non-Lead Plastic | No |  | 0 | Field inspection only with no records | Yes | Visual inspection at meter pit | 2023-08-26 |  | Non-Lead Plastic |  |  | Field inspection only with no records | Yes | Visual inspection at meter pit | 2023-08-26 |  | Non-Lead |  |  |  | Domestic
MTR_026560 | 22836 129TH AVE SE | LOT 5 MISTY MEADOWS #3 |  |  | Non-Lead Plastic | No |  | 0 | Field inspection only with no records | Yes | Visual inspection at meter pit | 2023-08-26 |  | Non-Lead Plastic |  |  | Field inspection only with no records | Yes | Visual inspection at meter pit | 2023-08-26 |  | Non-Lead |  |  |  | Domestic
MTR_003519 | 23134 131ST AVE SE | LOT 44 MISTY MEADOWS #1 |  |  | Non-Lead - Other | No |  | 0 | Installation date is after the lead ban |  |  |  |  | Non-Lead - Other |  |  | Installation date is after the lead ban |  |  |  |  | Non-Lead |  |  |  | Domestic
MTR_003522 | 12300 SE 235TH ST | L 46 MERIDIAN VILLA EST. |  |  | Non-Lead Plastic | No | 1966-09-01 | 1 | Field inspection only with no records | Yes | Visual inspection at meter pit | 2023-09-09 |  | Non-Lead Plastic |  |  | Field inspection only with no records | Yes | Visual inspection at meter pit | 2023-09-09 |  | Non-Lead |  |  |  | Domestic
MTR_026563 | 22905 125TH AVE SE | L4 CORONADO KNOLLS |  |  | Non-Lead Plastic | No |  | 0 | Field inspection only with no records | Yes | Visual inspection at meter pit | 2023-09-09 |  | Non-Lead Plastic |  |  | Field inspection only with no records | Yes | Visual inspection at meter pit | 2023-09-09 |  | Non-Lead |  |  |  | Domestic
MTR_003534 | 23429 128TH PL SE | LOT 4 SINGLE CREEK #1 |  |  | Non-Lead Plastic | No |  | 0 | Field inspection only with no records | Yes | Visual inspection at meter pit | 2023-09-09 |  | Non-Lead Plastic |  |  | Field inspection only with no records | Yes | Visual inspection at meter pit | 2023-09-09 |  | Non-Lead |  |  |  | Assumed
MTR_026568 | 12572 SE 231ST ST | L56 CORONADO KNOLLS |  |  | Non-Lead Plastic | No |  | 0 | Field inspection only with no records | Yes | Visual inspection at meter pit | 2023-09-09 |  | Non-Lead Plastic |  |  | Field inspection only with no records | Yes | Visual inspection at meter pit | 2023-09-09 |  | Non-Lead |  |  |  | Domestic
MTR_026569 | 12567 SE 231ST ST | L64 CORONADO KNOLLS |  |  | Non-Lead - Other | No |  | 0 | Installation date is after the lead ban |  |  |  |  | Non-Lead - Other |  |  | Installation date is after the lead ban |  |  |  |  | Non-Lead |  |  |  | Domestic
MTR_026571 | 12560 SE 231ST ST | L58 CORONADO KNOLLS |  |  | Non-Lead - Other | No |  | 0 | Installation date is after the lead ban |  |  |  |  | Non-Lead - Other |  |  | Installation date is after the lead ban |  |  |  |  | Non-Lead |  |  |  | Domestic
MTR_003542 | 23436 126TH AVE SE | L 84 MERIDIAN VILLA EST |  |  | Non-Lead Plastic | Unknown | 1966-09-01 | 1 | Field inspection only with no records | Yes | Visual inspection at meter pit | 2023-09-09 |  | Non-Lead Plastic |  |  | Field inspection only with no records | Yes | Visual inspection at meter pit | 2023-09-09 |  | Non-Lead |  |  |  | Domestic
MTR_003547 | 23728 126TH PL SE | LOT 48 WINSBERG HAVEN (FIELDSTONE) |  |  | Non-Lead Plastic | No | 1995-08-22 | 4 | Field inspection only with no records | Yes | Visual inspection at meter pit | 2023-09-15 |  | Non-Lead Plastic |  |  | Field inspection only with no records | Yes | Visual inspection at meter pit | 2023-09-15 |  | Non-Lead |  |  |  | Domestic
MTR_003548 | 23716 126TH PL SE | LOT 50 WINSBERG HAVEN (FIELDSTONE) |  |  | Non-Lead - Other | No | 1995-08-22 | 4 | Rectified Plan | No |  |  |  | Non-Lead - Other |  |  | Installation date is after the lead ban |  |  |  |  | Non-Lead |  |  |  | Domestic
MTR_003549 | 23901 127TH PL SE | LOT 56 (FIELDSTONE) WINSBERG HAVEN |  |  | Non-Lead Plastic | No | 1995-08-22 | 0 | Field inspection only with no records | Yes | Visual inspection at meter pit | 2023-09-15 |  | Non-Lead Plastic |  |  | Field inspection only with no records | Yes | Visual inspection at meter pit | 2023-09-15 |  | Non-Lead |  |  |  | Domestic
MTR_003550 | 23909 127TH PL SE | LOT 57 (FIELDSTONE) WINSBERG HAVEN |  |  | Non-Lead Plastic | No | 1995-08-22 | 0 | Field inspection only with no records | Yes | Visual inspection at meter pit | 2023-09-15 |  | Non-Lead Plastic |  |  | Field inspection only with no records | Yes | Visual inspection at meter pit | 2023-09-15 |  | Non-Lead |  |  |  | Domestic
MTR_027171 | 12753 SE 237TH PL | L41 TWIN CREEKS |  |  | Non-Lead Plastic | No |  | 1 | Field inspection only with no records | Yes | Visual inspection at meter pit | 2023-09-15 |  | Non-Lead Plastic |  |  | Field inspection only with no records | Yes | Visual inspection at meter pit | 2023-09-15 |  | Non-Lead |  |  |  | Domestic
MTR_026572 | 23200 127TH AVE SE | L71 CORONADO KNOLLS |  |  | Non-Lead Plastic | No |  | 0 | Field inspection only with no records | Yes | Visual inspection at meter pit | 2023-09-01 |  | Non-Lead Plastic |  |  | Field inspection only with no records | Yes | Visual inspection at meter pit | 2023-09-01 |  | Non-Lead |  |  |  | Assumed
MTR_026573 | 12616 SE 231ST ST | L31 MERIDIAN HIGHLANDS |  |  | Non-Lead - Other | No |  | 0 | Installation date is after the lead ban |  |  |  |  | Non-Lead - Other |  |  | Installation date is after the lead ban |  |  |  |  | Non-Lead |  |  |  | Domestic
MTR_026574 | 22932 126TH PL SE | LOT 34 MERIDIAN HIGHLANDS |  |  | Non-Lead - Other | No |  | 0 | Installation date is after the lead ban |  |  |  |  | Non-Lead Plastic |  |  | Field inspection only with no records | Yes | Visual inspection at meter pit | 2022-12-23 |  | Non-Lead |  |  |  | Domestic
MTR_026575 | 23206 127TH AVE SE | L70 CORONADO KNOLLS |  |  | Non-Lead Plastic | No |  | 0 | Field inspection only with no records | Yes | Visual inspection at meter pit | 2023-09-01 |  | Non-Lead Plastic |  |  | Field inspection only with no records | Yes | Visual inspection at meter pit | 2023-09-01 |  | Non-Lead |  |  |  | Assumed
MTR_026576 | 12610 SE 231ST ST | L32 MERIDIAN HIGHLANDS |  |  | Non-Lead - Other | No |  | 0 | Installation date is after the lead ban |  |  |  |  | Non-Lead - Other |  |  | Installation date is after the lead ban |  |  |  |  | Non-Lead |  |  |  | Domestic
MTR_003557 | 23456 130TH AVE SE | LOT 26 BUILDING H VILLAGE AT SINGLE CREEK |  |  | Non-Lead Plastic | No |  | 0 | Field inspection only with no records | Yes | Visual inspection at meter pit | 2023-09-15 |  | Non-Lead Plastic |  |  | Field inspection only with no records | Yes | Visual inspection at meter pit | 2023-09-15 |  | Non-Lead |  |  |  | Assumed
MTR_003558 | 23448 130TH AVE SE | LOT 28 BUILDING I VILLAGE AT SINGLE CREEK |  |  | Non-Lead Plastic | No | 1983-07-01 | 0 | Field inspection only with no records | Yes | Visual inspection at meter pit | 2023-09-15 |  | Non-Lead Plastic |  |  | Field inspection only with no records | Yes | Visual inspection at meter pit | 2023-09-15 |  | Non-Lead |  |  |  | Domestic
MTR_003561 | 23442 130TH AVE SE | LOT 31 BUILDING I VILLAGE AT SINGLE CREEK |  |  | Non-Lead Plastic | No |  | 0 | Field inspection only with no records | Yes | Visual inspection at meter pit | 2023-09-15 |  | Non-Lead Plastic |  |  | Field inspection only with no records | Yes | Visual inspection at meter pit | 2023-09-15 |  | Non-Lead |  |  |  | Assumed
MTR_021745 | 13305 SE 198TH ST | LOT 14 FOREST TRAILS #1 |  |  | Non-Lead - Other | No |  | 0 | Rectified Plan | No |  |  |  | Non-Lead - Other |  |  | Installation date is after the lead ban |  |  |  |  | Non-Lead |  |  |  | Domestic |  |  | Yes
MTR_021933 | 19221 136TH PL SE | L3 BLK1 ALPINE MANOR |  |  | Non-Lead - Other | Unknown |  | 0 | Statistical analysis |  |  |  |  | Non-Lead - Other |  |  | Statistical analysis |  |  |  |  | Non-Lead |  |  |  | Domestic
MTR_024727 | 13700 SE 201ST ST | LT 35 FOREST GLEN SOUTH |  |  | Non-Lead - Other | No |  | 0 | Installation date is after the lead ban |  |  |  |  | Non-Lead - Other |  |  | Installation date is after the lead ban |  |  |  |  | Non-Lead |  |  |  | Domestic
MTR_003565 | 12506 SE 233RD ST | L 22 MERIDIAN VILLA EST. |  |  | Non-Lead Plastic | No | 1966-09-01 | 1 | Field inspection only with no records | Yes | Visual inspection at meter pit | 2023-09-09 |  | Non-Lead Plastic |  |  | Field inspection only with no records | Yes | Visual inspection at meter pit | 2023-09-09 |  | Non-Lead |  |  |  | Domestic
MTR_003567 | 12400 SE 233RD ST | L 24 MERIDIAN VILLA EST. |  |  | Non-Lead Plastic | Unknown | 1966-09-01 | 1 | Field inspection only with no records | Yes | Visual inspection at meter pit | 2023-09-09 |  | Non-Lead Plastic |  |  | Field inspection only with no records | Yes | Visual inspection at meter pit | 2023-09-09 |  | Non-Lead |  |  |  | Domestic
MTR_003568 | 12240 SE 233RD ST | L 26 MERIDIAN VILLA EST. |  |  | Non-Lead Plastic | No | 1966-09-01 | 1 | Field inspection only with no records | Yes | Visual inspection at meter pit | 2023-09-09 |  | Non-Lead Plastic |  |  | Field inspection only with no records | Yes | Visual inspection at meter pit | 2023-09-09 |  | Non-Lead |  |  |  | Domestic
MTR_003569 | 12228 SE 233RD ST | L 27 MERIDIAN VILLA EST. |  |  | Non-Lead Plastic | No | 1966-09-01 | 4 | Field inspection only with no records | Yes | Visual inspection at meter pit | 2023-09-09 |  | Non-Lead Plastic |  |  | Field inspection only with no records | Yes | Visual inspection at meter pit | 2023-09-09 |  | Non-Lead |  |  |  | Hydrant
MTR_026578 | 22835 129TH AVE SE | LOT 33 MISTY MEADOWS #3 |  |  | Non-Lead - Other | No |  | 0 | Installation date is after the lead ban |  |  |  |  | Non-Lead - Other |  |  | Installation date is after the lead ban |  |  |  |  | Non-Lead |  |  |  | Domestic
MTR_026579 | 22829 129TH AVE SE | L32 MISTY MEADOWS 3 |  |  | Non-Lead - Other | No |  | 0 | Installation date is after the lead ban |  |  |  |  | Non-Lead - Other |  |  | Installation date is after the lead ban |  |  |  |  | Non-Lead |  |  |  | Domestic
MTR_026580 | 12820 SE 231ST WAY | LOT 14 MISTY MEADOWS #2 |  |  | Non-Lead - Other | No |  | 0 | Installation date is after the lead ban |  |  |  |  | Non-Lead - Other |  |  | Installation date is after the lead ban |  |  |  |  | Non-Lead |  |  |  | Domestic
MTR_026581 | 23005 129TH AVE SE | LOT 34 MISTY MEADOWS #3 |  |  | Non-Lead - Other | No |  | 0 | Installation date is after the lead ban |  |  |  |  | Non-Lead - Other |  |  | Installation date is after the lead ban |  |  |  |  | Non-Lead |  |  |  | Domestic
MTR_026583 | 22705 126TH PL SE | L10 MEREDIAN HIGHLANDS |  |  | Non-Lead - Other | No |  | 0 | Installation date is after the lead ban |  |  |  |  | Non-Lead - Other |  |  | Installation date is after the lead ban |  |  |  |  | Non-Lead |  |  |  | Domestic
MTR_026585 | 12407 SE 227TH ST | L1 MEREDIAN HIGHLANDS |  |  | Non-Lead - Other | No |  | 0 | Installation date is after the lead ban |  |  |  |  | Non-Lead - Other |  |  | Installation date is after the lead ban |  |  |  |  | Non-Lead |  |  |  | Domestic
MTR_029298 | 11710 SE 231ST PL | L35 TERRA HEIGHTS |  |  | Non-Lead Plastic | No |  | 0 | Field inspection only with no records | Yes | Visual inspection at meter pit | 2023-10-21 |  | Non-Lead Plastic |  |  | Field inspection only with no records | Yes | Visual inspection at meter pit | 2023-10-21 |  | Non-Lead |  |  |  | Domestic
MTR_029299 | 11634 SE 231ST PL | LOT 36 TERRA HEIGHTS |  |  | Non-Lead Plastic | No |  | 0 | Field inspection only with no records | Yes | Visual inspection at meter pit | 2023-10-21 |  | Non-Lead Plastic |  |  | Field inspection only with no records | Yes | Visual inspection at meter pit | 2023-10-21 |  | Non-Lead |  |  |  | Domestic
MTR_029301 | 11620 SE 231ST PL | L38 TERRA HEIGHTS |  |  | Non-Lead - Other | No |  | 0 | Installation date is after the lead ban |  |  |  |  | Non-Lead Plastic |  |  | Field inspection only with no records | Yes | Visual inspection at meter pit | 2023-01-14 |  | Non-Lead |  |  |  | Domestic
MTR_029303 | 23107 120TH AVE SE | LOT 21 TERRA HEIGHTS |  |  | Non-Lead - Other | No |  | 0 | Installation date is after the lead ban |  |  |  |  | Non-Lead - Other |  |  | Installation date is after the lead ban |  |  |  |  | Non-Lead |  |  |  | Domestic
MTR_029306 | 11908 SE 231ST PL | LOT 23 TERRA HEIGHTS |  |  | Non-Lead - Other | No |  | 0 | Installation date is after the lead ban |  |  |  |  | Non-Lead - Other |  |  | Installation date is after the lead ban |  |  |  |  | Non-Lead |  |  |  | Domestic
MTR_029307 | 11900 SE 231ST PL | LOT 24 TERRA HEIGHTS |  |  | Non-Lead - Other | No |  | 0 | Installation date is after the lead ban |  |  |  |  | Non-Lead - Other |  |  | Installation date is after the lead ban |  |  |  |  | Non-Lead |  |  |  | Domestic
MTR_026592 | 23013 126TH AVE SE | L55 CORONADO KNOLLS |  |  | Non-Lead - Other | No |  | 0 | Installation date is after the lead ban |  |  |  |  | Non-Lead - Other |  |  | Installation date is after the lead ban |  |  |  |  | Non-Lead |  |  |  | Domestic
MTR_018188 | 14027 SE 181ST ST | LOT 3 FAIRWOOD FIRS |  |  | Non-Lead - Other | No | 1986-05-01 | 0 | Installation date is after the lead ban |  |  |  |  | Non-Lead - Other |  |  | Installation date is after the lead ban |  |  |  |  | Non-Lead |  |  |  | Domestic
MTR_003599 | 12231 SE 233RD ST | L 31 MERIDIAN VILLA EST. |  |  | Non-Lead - Other | No | 1966-09-01 | 1 | Rectified Plan | No |  |  |  | Non-Lead Plastic |  |  | Field inspection only with no records | Yes | Visual inspection at meter pit | 2023-08-17 |  | Non-Lead |  |  |  | Domestic
MTR_003600 | 12255 SE 233RD ST | L 33 MERIDIAN VILLA EST. |  |  | Non-Lead - Other | No | 1966-09-01 | 1 | Rectified Plan | No |  |  |  | Non-Lead - Other |  |  | Installation date is after the lead ban |  |  |  |  | Non-Lead |  |  |  | Domestic
MTR_024808 | 14034 SE 201ST ST | L9 BLK1 FOWLERS ADD. |  |  | Non-Lead - Other | Unknown |  | 0 | Statistical analysis |  |  |  |  | Non-Lead - Other |  |  | Statistical analysis |  |  |  |  | Non-Lead |  |  |  | Assumed
MTR_022808 | 20013 120TH AVE SE | L77 W1/2 SEC 4-22-5 |  |  | Non-Lead - Other | No |  | 0 | Installation date is after the lead ban |  |  |  |  | Non-Lead - Other |  |  | Installation date is after the lead ban |  |  |  |  | Non-Lead |  |  |  | Assumed
MTR_018350 | 17805 145TH AVE SE | L30 CARRIAGE LANE #2 |  |  | Non-Lead - Other | Unknown |  | 0 | Statistical analysis |  |  |  |  | Non-Lead - Other |  |  | Statistical analysis |  |  |  |  | Non-Lead |  |  |  | Assumed
MTR_018351 | 14257 SE 179TH PL | L10 CARRIAGE LANE #1 |  |  | Non-Lead - Other | Unknown |  | 0 | Statistical analysis |  |  |  |  | Non-Lead - Other |  |  | Statistical analysis |  |  |  |  | Non-Lead |  |  |  | Assumed
MTR_018164 | 14517 SE 178TH PL | L40 CARRIAGE LANE #2 |  |  | Non-Lead - Other | No | 2004-04-02 | 0 | Rectified Plan |  |  |  |  | Non-Lead - Other |  |  | Statistical analysis |  |  |  |  | Non-Lead |  |  |  | Domestic
MTR_026593 | 23155 128TH PL SE | LOT 27 MISTY MEADOWS #1 |  |  | Non-Lead - Other | No |  | 0 | Installation date is after the lead ban |  |  |  |  | Non-Lead - Other |  |  | Installation date is after the lead ban |  |  |  |  | Non-Lead |  |  |  | Domestic
MTR_026594 | 23143 128TH PL SE | LOT 25 MISTY MEADOWS #1 |  |  | Non-Lead Plastic | No |  | 0 | Field inspection only with no records | Yes | Visual inspection at meter pit | 2023-09-01 |  | Non-Lead Plastic |  |  | Field inspection only with no records | Yes | Visual inspection at meter pit | 2023-09-01 |  | Non-Lead |  |  |  | Domestic
MTR_020426 | 20500 103RD AVE SE | L7 BLK2 SUNSET VILLA |  |  | Non-Lead - Other | Unknown |  | 0 | Statistical analysis |  |  |  |  | Non-Lead - Other |  |  | Statistical analysis |  |  |  |  | Non-Lead |  |  |  | Domestic
MTR_026595 | 22962 130TH PL SE | LOT 2 MISTY MEADOWS #4 |  |  | Non-Lead - Other | No |  | 0 | Installation date is after the lead ban |  |  |  |  | Non-Lead - Other |  |  | Installation date is after the lead ban |  |  |  |  | Non-Lead |  |  |  | Assumed
MTR_026596 | 23004 130TH PL SE | LOT 7 MISTY MEADOWS #2 |  |  | Non-Lead - Other | No |  | 0 | Installation date is after the lead ban |  |  |  |  | Non-Lead - Other |  |  | Installation date is after the lead ban |  |  |  |  | Non-Lead |  |  |  | Domestic
MTR_026598 | 22968 130TH PL SE | LOT 1 MISTY MEADOWS #4 |  |  | Non-Lead - Other | No |  | 0 | Installation date is after the lead ban |  |  |  |  | Non-Lead - Other |  |  | Installation date is after the lead ban |  |  |  |  | Non-Lead |  |  |  | Assumed
MTR_026600 | 23022 130TH PL SE | LT 4 DIV 2 MISTY MEADOWS |  |  | Non-Lead - Other | No |  | 0 | Installation date is after the lead ban |  |  |  |  | Non-Lead - Other |  |  | Installation date is after the lead ban |  |  |  |  | Non-Lead |  |  |  | Domestic
MTR_026601 | 12803 SE 231ST WAY | LOT 33 MISTY MEADOWS #2 |  |  | Non-Lead Plastic | No |  | 0 | Field inspection only with no records | Yes | Visual inspection at meter pit | 2023-09-01 |  | Non-Lead Plastic |  |  | Field inspection only with no records | Yes | Visual inspection at meter pit | 2023-09-01 |  | Non-Lead |  |  |  | Domestic
MTR_026602 | 12604 SE 228TH CT | LOT 107 PHEASANTS HOLLOW |  |  | Non-Lead - Other | No | 1996-02-27 | 0 | Installation date is after the lead ban |  |  |  |  | Non-Lead - Other |  |  | Installation date is after the lead ban |  |  |  |  | Non-Lead |  |  |  | Domestic
MTR_026603 | 12827 SE 231ST WAY | L36 MISTY MEADOWS 2 |  |  | Non-Lead Plastic | No |  | 0 | Field inspection only with no records | Yes | Visual inspection at meter pit | 2023-09-01 |  | Non-Lead Plastic |  |  | Field inspection only with no records | Yes | Visual inspection at meter pit | 2023-09-01 |  | Non-Lead |  |  |  | Domestic
MTR_026604 | 12801 SE 232ND PL | LOT 28 MISTY MEADOWS #1 |  |  | Non-Lead Plastic | No |  | 0 | Field inspection only with no records | Yes | Visual inspection at meter pit | 2023-09-01 |  | Non-Lead Plastic |  |  | Field inspection only with no records | Yes | Visual inspection at meter pit | 2023-09-01 |  | Non-Lead |  |  |  | Domestic
MTR_026605 | 23009 127TH AVE SE | LOT 116 PHEASANTS HOLLOW |  |  | Non-Lead Plastic | No | 1996-02-27 | 0 | Field inspection only with no records | Yes | Visual inspection at meter pit | 2023-09-01 |  | Non-Lead Plastic |  |  | Field inspection only with no records | Yes | Visual inspection at meter pit | 2023-09-01 |  | Non-Lead |  |  |  | Domestic
MTR_011742 | 12851 SE 161ST ST | L8 STAFFORD HANSELL #10 |  |  | Non-Lead - Other | No | 2016-06-22 | 0.75 | Installation date is after the lead ban |  |  |  |  | Non-Lead - Other |  |  | Installation date is after the lead ban |  |  |  |  | Non-Lead |  |  |  | Domestic
MTR_014916 | 17011 123RD AVE SE | L24 B3 CASCADE VISTA #1 |  |  | Non-Lead - Other | No | 2010-10-25 | 1 | Rectified Plan |  |  |  |  | Non-Lead - Other |  |  | Statistical analysis |  |  |  |  | Non-Lead |  |  |  | Domestic
MTR_027752 | 22131 123RD AVE SE | LOT 15 GLENCARIN SOUTH |  |  | Non-Lead - Other | No |  | 0 | Installation date is after the lead ban |  |  |  |  | Non-Lead - Other |  |  | Installation date is after the lead ban |  |  |  |  | Non-Lead |  |  |  | Domestic
MTR_003630 | 23227 118TH PL SE | LOT 23 PINERIDGE |  |  | Non-Lead - Other | No | 2008-09-03 | 0 | Rectified Plan | No |  |  |  | Non-Lead - Other |  |  | Installation date is after the lead ban |  |  |  |  | Non-Lead |  |  |  | Domestic
MTR_026607 | 23011 125TH AVE SE | L9 CORONADO KNOLLS |  |  | Non-Lead Plastic | No |  | 0 | Field inspection only with no records | Yes | Visual inspection at meter pit | 2023-09-09 |  | Non-Lead Plastic |  |  | Field inspection only with no records | Yes | Visual inspection at meter pit | 2023-09-09 |  | Non-Lead |  |  |  | Domestic
MTR_026608 | 23103 125TH AVE SE | L10 CORONADO KNOLLS |  |  | Non-Lead - Other | No |  | 0 | Installation date is after the lead ban |  |  |  |  | Non-Lead - Other |  |  | Installation date is after the lead ban |  |  |  |  | Non-Lead |  |  |  | Domestic
MTR_026609 | 23109 125TH AVE SE | L11 CORONADO KNOLLS A |  |  | Non-Lead Plastic | No |  | 0 | Field inspection only with no records | Yes | Visual inspection at meter pit | 2023-09-09 |  | Non-Lead Plastic |  |  | Field inspection only with no records | Yes | Visual inspection at meter pit | 2023-09-09 |  | Non-Lead |  |  |  | Domestic
MTR_026610 | 23115 125TH AVE SE | L12 CORONADO KNOLLS A |  |  | Non-Lead - Other | No |  | 0 | Installation date is after the lead ban |  |  |  |  | Non-Lead - Other |  |  | Installation date is after the lead ban |  |  |  |  | Non-Lead |  |  |  | Domestic
MTR_026611 | 23121 125TH AVE SE | L13 CORONADO KNOLLS |  |  | Non-Lead - Other | No |  | 0 | Installation date is after the lead ban |  |  |  |  | Non-Lead - Other |  |  | Installation date is after the lead ban |  |  |  |  | Non-Lead |  |  |  | Domestic
MTR_020265 | 20706 104TH PL SE | L7 B1 JO-VEL MANOR |  |  | Non-Lead - Other | Unknown |  | 0 | Statistical analysis |  |  |  |  | Non-Lead - Other |  |  | Statistical analysis |  |  |  |  | Non-Lead |  |  |  | Domestic
MTR_023759 | 10027 SE 220TH ST | LOT 10 KARA 3 |  |  | Non-Lead - Other | No | 2003-08-27 | 0 | Installation date is after the lead ban |  |  |  |  | Non-Lead - Other |  |  | Installation date is after the lead ban |  |  |  |  | Non-Lead |  |  |  | Domestic
MTR_003641 | 23217 118TH PL SE | LOT 21 PINERIDGE |  |  | Non-Lead Plastic | No | 2008-09-03 | 0 | Field inspection only with no records | Yes | Visual inspection at meter pit | 2023-10-21 |  | Non-Lead Plastic |  |  | Field inspection only with no records | Yes | Visual inspection at meter pit | 2023-10-21 |  | Non-Lead |  |  |  | Domestic
MTR_025674 | 12779 SE 211TH ST | LOT 11 LAUREL SPRINGS |  |  | Non-Lead - Other | No | 2003-12-11 | 0 | Installation date is after the lead ban |  |  |  |  | Non-Lead - Other |  |  | Installation date is after the lead ban |  |  |  |  | Non-Lead |  |  |  | Domestic
MTR_025675 | 12790 SE 211TH ST | LOT 25 LAUREL SPRINGS |  |  | Non-Lead - Other | No | 2003-12-11 | 0 | Installation date is after the lead ban |  |  |  |  | Non-Lead - Other |  |  | Installation date is after the lead ban |  |  |  |  | Non-Lead |  |  |  | Domestic
MTR_025676 | 12770 SE 211TH ST | LOT 21 LAUREL SPRINGS |  |  | Non-Lead - Other | No | 2003-12-11 | 0 | Installation date is after the lead ban |  |  |  |  | Non-Lead - Other |  |  | Installation date is after the lead ban |  |  |  |  | Non-Lead |  |  |  | Domestic
MTR_025677 | 12758 SE 211TH ST | LOT 19 LAUREL SPRINGS |  |  | Non-Lead - Other | No | 2003-12-11 | 0 | Installation date is after the lead ban |  |  |  |  | Non-Lead - Other |  |  | Installation date is after the lead ban |  |  |  |  | Non-Lead |  |  |  | Domestic
MTR_018650 | 20301 96TH AVE S | LOT 2 CHESTNUT RIDGE #4 |  |  | Non-Lead - Other | No |  | 0 | Installation date is after the lead ban |  |  |  |  | Non-Lead - Other |  |  | Installation date is after the lead ban |  |  |  |  | Non-Lead |  |  |  | Domestic
MTR_018167 | 14272 SE 179TH PL | L25 CARRIAGE LANE #2 |  |  | Non-Lead - Other | No | 2004-04-02 | 0 | Rectified Plan |  |  |  |  | Non-Lead - Other |  |  | Statistical analysis |  |  |  |  | Non-Lead |  |  |  | Domestic
MTR_018168 | 14616 SE 178TH PL | L62 CARRIAGE LANE #2 |  |  | Non-Lead - Other | No | 2004-04-02 | 0 | Rectified Plan |  |  |  |  | Non-Lead - Other |  |  | Statistical analysis |  |  |  |  | Non-Lead |  |  |  | Domestic
MTR_018358 | 17817 146TH AVE SE | L42 CARRIAGE LANE #2 |  |  | Non-Lead Plastic | Unknown |  | 0 | Field inspection only with no records | Yes | Visual inspection at meter pit | 2023-11-30 |  | Non-Lead - Other |  |  | Statistical analysis |  |  |  |  | Non-Lead |  |  |  | Assumed
MTR_026613 | 22721 125TH AVE SE | L5 MERIDIAN HIGHLANDS |  |  | Non-Lead - Other | No |  | 0 | Installation date is after the lead ban |  |  |  |  | Non-Lead - Other |  |  | Installation date is after the lead ban |  |  |  |  | Non-Lead |  |  |  | Domestic
MTR_026616 | 22804 125TH AVE SE | L46 CORONADO KNOLLS |  |  | Non-Lead Plastic | No |  | 0 | Field inspection only with no records | Yes | Visual inspection at meter pit | 2023-09-09 |  | Non-Lead Plastic |  |  | Field inspection only with no records | Yes | Visual inspection at meter pit | 2023-09-09 |  | Non-Lead |  |  |  | Domestic
MTR_026617 | 22733 125TH AVE SE | L7 MERIDIAN HIGHLANDS |  |  | Non-Lead - Other | No |  | 0 | Installation date is after the lead ban |  |  |  |  | Non-Lead - Other |  |  | Installation date is after the lead ban |  |  |  |  | Non-Lead |  |  |  | Domestic
MTR_027140 | 12545 SE 232ND ST | L23 CORONADO KNOLLS A |  |  | Non-Lead Plastic | No |  | 0 | Field inspection only with no records | Yes | Visual inspection at meter pit | 2023-03-13 |  | Non-Lead Plastic |  |  | Field inspection only with no records | Yes | Visual inspection at meter pit | 2023-03-13 |  | Non-Lead |  |  |  | Domestic
MTR_026619 | 12549 SE 232ND ST | L24 CORONADO KNOLLS A |  |  | Non-Lead - Other | No |  | 0 | Installation date is after the lead ban |  |  |  |  | Non-Lead Plastic |  |  | Field inspection only with no records | Yes | Visual inspection at meter pit | 2023-06-20 |  | Non-Lead |  |  |  | Domestic
MTR_026624 | 22902 126TH PL SE | L38 MERIDIAN HIGHLANDS |  |  | Non-Lead - Other | No |  | 0 | Installation date is after the lead ban |  |  |  |  | Non-Lead - Other |  |  | Installation date is after the lead ban |  |  |  |  | Non-Lead |  |  |  | Domestic
MTR_026630 | 22951 130TH PL SE | LOT 16 MISTY MEADOWS 4 |  |  | Non-Lead - Other | No |  | 0 | Installation date is after the lead ban |  |  |  |  | Non-Lead - Other |  |  | Installation date is after the lead ban |  |  |  |  | Non-Lead |  |  |  | Assumed
MTR_026631 | 22943 130TH PL SE | LOT 14 MISTY MEADOWS #4 |  |  | Non-Lead - Other | No |  | 0 | Installation date is after the lead ban |  |  |  |  | Non-Lead - Other |  |  | Installation date is after the lead ban |  |  |  |  | Non-Lead |  |  |  | Assumed
MTR_026632 | 12623 SE 231ST ST | LOT 27 MERIDIAN HIGHLANDS |  |  | Non-Lead - Other | No |  | 0 | Installation date is after the lead ban |  |  |  |  | Non-Lead - Other |  |  | Installation date is after the lead ban |  |  |  |  | Non-Lead |  |  |  | Domestic
MTR_026636 | 12605 SE 231ST ST | L24 MERIDIAN HIGHLANDS |  |  | Non-Lead - Other | No |  | 0 | Installation date is after the lead ban |  |  |  |  | Non-Lead - Other |  |  | Installation date is after the lead ban |  |  |  |  | Non-Lead |  |  |  | Domestic
MTR_026637 | 22812 125TH AVE SE | L45 CORONADO KNOLLS |  |  | Non-Lead - Other | No |  | 0 | Installation date is after the lead ban |  |  |  |  | Non-Lead - Other |  |  | Installation date is after the lead ban |  |  |  |  | Non-Lead |  |  |  | Domestic
MTR_003680 | 12305 SE 237TH PL | LOT 17 OAKDALE |  |  | Non-Lead - Other | No | 1989-04-20 | 0 | Rectified Plan | No |  |  |  | Non-Lead - Other |  |  | Installation date is after the lead ban |  |  |  |  | Non-Lead |  |  |  | Domestic
MTR_003681 | 12311 SE 237TH PL | LOT 18 OAKDALE |  |  | Non-Lead Plastic | No | 1989-04-20 | 0 | Field inspection only with no records | Yes | Visual inspection at meter pit | 2023-09-09 |  | Non-Lead Plastic |  |  | Field inspection only with no records | Yes | Visual inspection at meter pit | 2023-09-09 |  | Non-Lead |  |  |  | Domestic
MTR_003683 | 12337 SE 237TH PL | LOT 22 OAKDALE |  |  | Non-Lead Plastic | No | 1989-04-20 | 6 | Field inspection only with no records | Yes | Visual inspection at meter pit | 2023-08-15 |  | Non-Lead Plastic |  |  | Field inspection only with no records | Yes | Visual inspection at meter pit | 2023-08-15 |  | Non-Lead |  |  |  | Domestic
MTR_003685 | 12323 SE 237TH PL | LOT 20 OAKDALE |  |  | Non-Lead Plastic | No | 1989-04-20 | 6 | Field inspection only with no records | Yes | Visual inspection at meter pit | 2023-09-09 |  | Non-Lead Plastic |  |  | Field inspection only with no records | Yes | Visual inspection at meter pit | 2023-09-09 |  | Non-Lead |  |  |  | Domestic
MTR_017814 | 18004 116TH AVE SE | 9921-012830 |  |  | Non-Lead - Other | Unknown |  | 0 | Statistical analysis |  |  |  |  | Non-Lead - Other |  |  | Statistical analysis |  |  |  |  | Non-Lead |  |  |  | Assumed
MTR_026642 | 12410 SE 227TH ST | L50 MERIDIAN HIGHLANDS |  |  | Non-Lead - Other | No |  | 0 | Installation date is after the lead ban |  |  |  |  | Non-Lead - Other |  |  | Installation date is after the lead ban |  |  |  |  | Non-Lead |  |  |  | Domestic
MTR_026644 | 22710 126TH PL SE | LOT 47 MERIDIAN HIGHLANDS |  |  | Non-Lead Plastic | No |  | 0 | Field inspection only with no records | Yes | Visual inspection at meter pit | 2023-09-01 |  | Non-Lead Plastic |  |  | Field inspection only with no records | Yes | Visual inspection at meter pit | 2023-09-01 |  | Non-Lead |  |  |  | Domestic
MTR_026645 | 22804 126TH PL SE | L43 MEREDIAN HIGHLANDS |  |  | Non-Lead - Other | No |  | 0 | Installation date is after the lead ban |  |  |  |  | Non-Lead - Other |  |  | Installation date is after the lead ban |  |  |  |  | Non-Lead |  |  |  | Domestic
MTR_026646 | 22702 126TH PL SE | L48 MERIDIAN HIGHLANDS |  |  | Non-Lead - Other | No |  | 0 | Installation date is after the lead ban |  |  |  |  | Non-Lead - Other |  |  | Installation date is after the lead ban |  |  |  |  | Non-Lead |  |  |  | Domestic
MTR_003693 | 23316 124TH AVE SE | L 70 MERIDIAN VILLA EST. |  |  | Non-Lead - Other | No | 1966-09-01 | 0.75 | Rectified Plan | No |  |  |  | Non-Lead - Other |  |  | Installation date is after the lead ban |  |  |  |  | Non-Lead |  |  |  | Domestic
MTR_003694 | 23401 127TH AVE SE | L 79 MERIDIAN VILLA EST |  |  | Non-Lead Plastic | No |  | 0 | Field inspection only with no records | Yes | Visual inspection at meter pit | 2023-09-09 |  | Non-Lead Plastic |  |  | Field inspection only with no records | Yes | Visual inspection at meter pit | 2023-09-09 |  | Non-Lead |  |  |  | Assumed
MTR_011926 | 3412 MAIN AVE S | LOT 11 WINSPER 2 |  |  | Non-Lead - Other | No | 1998-02-25 | 0 | Installation date is after the lead ban |  |  |  |  | Non-Lead - Other |  |  | Installation date is after the lead ban |  |  |  |  | Non-Lead |  |  |  | Domestic
MTR_022752 | 11609 SE 193RD PL | LOT 24 LYNDEN PLACE |  |  | Non-Lead Plastic | No | 1999-03-24 | 0 | Field inspection only with no records | Yes | Visual inspection at meter pit | 2023-09-30 |  | Non-Lead Plastic |  |  | Field inspection only with no records | Yes | Visual inspection at meter pit | 2023-09-30 |  | Non-Lead |  |  |  | Domestic
MTR_022753 | 11615 SE 193RD PL | LOT 23 LYNDEN PLACE |  |  | Non-Lead Plastic | No | 1999-03-24 | 0 | Field inspection only with no records | Yes | Visual inspection at meter pit | 2023-10-07 |  | Non-Lead Plastic |  |  | Field inspection only with no records | Yes | Visual inspection at meter pit | 2023-10-07 |  | Non-Lead |  |  |  | Domestic
MTR_011917 | 1232 S 35TH ST | LOT 2 WINSPER 2 |  |  | Non-Lead Plastic | No | 1998-02-25 | 0 | Field inspection only with no records | Yes | Visual inspection at meter pit | 2023-02-03 |  | Non-Lead Plastic |  |  | Field inspection only with no records | Yes | Visual inspection at meter pit | 2023-02-03 |  | Non-Lead |  |  |  | Domestic
MTR_017876 | 17725-17735 134TH LN SE | 17725-17735 134TH LN SE-BLDG J |  |  | Non-Lead - Other | No | 1998-02-27 | 0 | Installation date is after the lead ban |  |  |  |  | Non-Lead - Other |  |  | Installation date is after the lead ban |  |  |  |  | Non-Lead |  |  |  | Domestic
MTR_017878 | 17737-17747 134TH LN SE | 17737-17747 134TH LN SE-BLDG K |  |  | Non-Lead - Other | No | 1998-02-27 | 0 | Installation date is after the lead ban |  |  |  |  | Non-Lead - Other |  |  | Installation date is after the lead ban |  |  |  |  | Non-Lead |  |  |  | Domestic
MTR_017879 | 17749-17759 134TH LN SE | 17749-17759 134TH LN SE-BLDG L |  |  | Non-Lead - Other | No | 1998-02-27 | 0 | Installation date is after the lead ban |  |  |  |  | Non-Lead - Other |  |  | Installation date is after the lead ban |  |  |  |  | Non-Lead |  |  |  | Domestic
MTR_017880 | 17724-17736 134TH LN SE | 17724-17736 134TH LN SE-BLDG G |  |  | Non-Lead - Other | No | 1998-02-27 | 0 | Installation date is after the lead ban |  |  |  |  | Non-Lead - Other |  |  | Installation date is after the lead ban |  |  |  |  | Non-Lead |  |  |  | Domestic
MTR_017881 | 17750-17770 134TH LN SE | 17750-17770 134TH LN SE-BLDG M |  |  | Non-Lead - Other | No | 1998-02-27 | 0 | Installation date is after the lead ban |  |  |  |  | Non-Lead - Other |  |  | Installation date is after the lead ban |  |  |  |  | Non-Lead |  |  |  | Domestic
MTR_017882 | 17701-17711 134TH LN SE | 17701-17711 134TH LN SE-BLDG H |  |  | Non-Lead - Other | No | 1998-02-27 | 0 | Installation date is after the lead ban |  |  |  |  | Non-Lead - Other |  |  | Installation date is after the lead ban |  |  |  |  | Non-Lead |  |  |  | Domestic
MTR_017883 | 17713-17723 134TH LN SE | 17713-17723 134TH LN SE-BLDG I |  |  | Non-Lead - Other | No | 1998-02-27 | 0 | Installation date is after the lead ban |  |  |  |  | Non-Lead - Other |  |  | Installation date is after the lead ban |  |  |  |  | Non-Lead |  |  |  | Domestic
MTR_023258 | 9522 S 214TH PL | LOT 6 GARRISON HEIGHTS |  |  | Non-Lead - Other | No |  | 0 | Installation date is after the lead ban |  |  |  |  | Non-Lead - Other |  |  | Installation date is after the lead ban |  |  |  |  | Non-Lead |  |  |  | Assumed
MTR_023610 | 22120 96TH PL S | LOT 2 CANYON CREST ESTATES (CANYON CREEK) |  |  | Non-Lead - Other | No | 1996-09-25 | 0 | Installation date is after the lead ban |  |  |  |  | Non-Lead - Other |  |  | Installation date is after the lead ban |  |  |  |  | Non-Lead |  |  |  | Domestic
MTR_028744 | 10928 SE 223RD LN | LOT 11 BENSON EAST |  |  | Non-Lead - Other | No | 1977-05-13 | 1 | Installation date is after the lead ban |  |  |  |  | Non-Lead - Other |  |  | Installation date is after the lead ban |  |  |  |  | Non-Lead |  |  |  | Domestic
MTR_001847 | 23317 127TH AVE SE | L 78 MERIDIAN VILLA EST |  |  | Non-Lead Plastic | No | 1966-09-01 | 1 | Field inspection only with no records | Yes | Visual inspection at meter pit | 2023-09-09 |  | Non-Lead Plastic |  |  | Field inspection only with no records | Yes | Visual inspection at meter pit | 2023-09-09 |  | Non-Lead |  |  |  | Domestic
MTR_019586 | 18537 114TH AVE SE | LOT 24 TOTH ESTATES |  |  | Non-Lead - Other | No | 1996-08-20 | 0 | Installation date is after the lead ban |  |  |  |  | Non-Lead - Other |  |  | Installation date is after the lead ban |  |  |  |  | Non-Lead |  |  |  | Domestic
MTR_001848 | 12319 SE 235TH ST | L 50 MERIDIAN VILLA EST. |  |  | Non-Lead Plastic | No | 1966-09-01 | 1 | Field inspection only with no records | Yes | Visual inspection at meter pit | 2023-09-09 |  | Non-Lead Plastic |  |  | Field inspection only with no records | Yes | Visual inspection at meter pit | 2023-09-09 |  | Non-Lead |  |  |  | Domestic
MTR_001849 | 12401 SE 235TH ST | L 52 MERIDIAN VILLA EST. |  |  | Non-Lead - Other | No | 1966-09-01 | 1 | Rectified Plan | No |  |  |  | Non-Lead - Other |  |  | Installation date is after the lead ban |  |  |  |  | Non-Lead |  |  |  | Domestic
MTR_019587 | 11415 SE 185TH PL | LOT 3 TOTH ESTATES |  |  | Non-Lead Plastic | No | 1996-08-20 | 0 | Field inspection only with no records | Yes | Visual inspection at meter pit | 2023-01-21 |  | Non-Lead Plastic |  |  | Field inspection only with no records | Yes | Visual inspection at meter pit | 2023-01-21 |  | Non-Lead |  |  |  | Domestic
MTR_001850 | 23411 127TH AVE SE | L 80 MERIDIAN VILLA EST |  |  | Non-Lead - Other | No | 1966-09-01 | 1 | Rectified Plan | No |  |  |  | Non-Lead - Other |  |  | Installation date is after the lead ban |  |  |  |  | Non-Lead |  |  |  | Domestic
MTR_001851 | 12021 SE 236TH ST | BROWN STEWART SUBDIV. |  |  | Non-Lead Plastic | No |  | 0 | Field inspection only with no records | Yes | Visual inspection at meter pit | 2023-09-09 |  | Non-Lead Plastic |  |  | Field inspection only with no records | Yes | Visual inspection at meter pit | 2023-09-09 |  | Non-Lead |  |  |  | Assumed
MTR_019588 | 11421 SE 185TH PL | LOT 4 TOTH ESTATES |  |  | Non-Lead - Other | No | 1996-08-20 | 0 | Installation date is after the lead ban |  |  |  |  | Non-Lead - Other |  |  | Installation date is after the lead ban |  |  |  |  | Non-Lead |  |  |  | Domestic
MTR_016793 | 15007 SE 183RD CT | LOT 24 CARRAIGEWOOD #5 |  |  | Non-Lead - Other | No | 1983-07-01 | 0 | Installation date is after the lead ban |  |  |  |  | Non-Lead - Other |  |  | Installation date is after the lead ban |  |  |  |  | Non-Lead |  |  |  | Domestic
MTR_024730 | 13735 SE 200TH ST | L 40 FOREST GLEN SOUTH |  |  | Non-Lead - Other | No |  | 0 | Installation date is after the lead ban |  |  |  |  | Non-Lead - Other |  |  | Installation date is after the lead ban |  |  |  |  | Non-Lead |  |  |  | Assumed
MTR_024732 | 20019 139TH WAY SE | LOT 1 KENT RIDGE PLACE |  |  | Non-Lead - Other | No | 1997-01-08 | 0 | Installation date is after the lead ban |  |  |  |  | Non-Lead - Other |  |  | Installation date is after the lead ban |  |  |  |  | Non-Lead |  |  |  | Domestic
MTR_001852 | 23424 126TH AVE SE | L 86 MERIDIAN VILLA EST |  |  | Non-Lead Plastic | No | 1999-09-09 | 0 | Field inspection only with no records | Yes | Visual inspection at meter pit | 2023-09-09 |  | Non-Lead Plastic |  |  | Field inspection only with no records | Yes | Visual inspection at meter pit | 2023-09-09 |  | Non-Lead |  |  |  | Domestic
MTR_019589 | 18529 114TH AVE SE | LOT 23 TOTH ESTATES |  |  | Non-Lead - Other | No | 1996-08-20 | 0 | Installation date is after the lead ban |  |  |  |  | Non-Lead - Other |  |  | Installation date is after the lead ban |  |  |  |  | Non-Lead |  |  |  | Domestic
MTR_001853 | 23435 127TH AVE SE | L 82 MERIDIAN VILLA EST |  |  | Non-Lead Plastic | No | 1966-09-01 | 1 | Field inspection only with no records | Yes | Visual inspection at meter pit | 2023-09-09 |  | Non-Lead Plastic |  |  | Field inspection only with no records | Yes | Visual inspection at meter pit | 2023-09-09 |  | Non-Lead |  |  |  | Domestic
MTR_018439 | 9227 S 202ND ST | PROPOSED LOT 3 OF CITY OF KENT SP # SP-94-8 |  |  | Non-Lead - Other | No | 1995-11-22 | 0 | Installation date is after the lead ban |  |  |  |  | Non-Lead - Other |  |  | Installation date is after the lead ban |  |  |  |  | Non-Lead |  |  |  | Domestic
MTR_021929 | 13303 SE 193RD ST | L 33 FOREST TRAILS 3 |  |  | Non-Lead - Other | No |  | 0 | Converted CAD | No |  |  |  | Non-Lead - Other |  |  | Installation date is after the lead ban |  |  |  |  | Non-Lead |  |  |  | Domestic
MTR_024733 | 20027 139TH WAY SE | LOT 2 KENT RIDGE PLACE |  |  | Non-Lead - Other | No | 1997-01-08 | 0 | Installation date is after the lead ban |  |  |  |  | Non-Lead - Other |  |  | Installation date is after the lead ban |  |  |  |  | Non-Lead |  |  |  | Domestic
MTR_001854 | 23430 126TH AVE SE | L 85 MERIDIAN VILLA EST |  |  | Non-Lead Plastic | No | 1966-09-01 | 1 | Field inspection only with no records | Yes | Visual inspection at meter pit | 2023-09-09 |  | Non-Lead Plastic |  |  | Field inspection only with no records | Yes | Visual inspection at meter pit | 2023-09-09 |  | Non-Lead |  |  |  | Domestic
MTR_023629 | 22024 99TH PL S | LOT 25 GLEN KARA |  |  | Non-Lead - Other | No | 1998-03-30 | 0 | Installation date is after the lead ban |  |  |  |  | Non-Lead - Other |  |  | Installation date is after the lead ban |  |  |  |  | Non-Lead |  |  |  | Domestic
MTR_001855 | 23412 126TH AVE SE | L 88 MERIDIAN VILLA EST |  |  | Non-Lead Plastic | No | 1966-09-01 | 1 | Field inspection only with no records | Yes | Visual inspection at meter pit | 2023-09-09 |  | Non-Lead Plastic |  |  | Field inspection only with no records | Yes | Visual inspection at meter pit | 2023-09-09 |  | Non-Lead |  |  |  | Domestic
MTR_027731 | 12314 SE 221ST ST | LOT 45 GLENCARIN SOUTH |  |  | Non-Lead - Other | No |  | 0 | Installation date is after the lead ban |  |  |  |  | Non-Lead - Other |  |  | Installation date is after the lead ban |  |  |  |  | Non-Lead |  |  |  | Domestic
MTR_029197 | 11800 SE 227TH PL | L 30 SUNNY HILL 2 |  |  | Non-Lead - Other | No | 2007-05-23 | 0 | Rectified Plan |  |  |  |  | Non-Lead - Other |  |  | Statistical analysis |  |  |  |  | Non-Lead |  |  |  | Domestic
MTR_022431 | 19516 108TH AVE SE | PTN L 24 PANT LK GARD TR |  |  | Non-Lead - Other | Unknown |  | 0 | Statistical analysis |  |  |  |  | Non-Lead - Other |  |  | Statistical analysis |  |  |  |  | Non-Lead |  |  |  | Assumed
MTR_017445 | 18045 120TH AVE SE | 9921-010010 |  |  | Galvanized Requiring Replacement | No | 1975-08-05 | 0 | Relative Placement | Yes | Visual inspection at the meter pit | 2024-02-21 |  | Non-Lead Plastic |  |  | Field inspection only with no records | Yes | Visual inspection at the meter pit | 2024-02-21 |  | Galvanized Requiring Replacement |  |  |  | Assumed
MTR_016929 | 15504 SE 179TH ST | LOT 6 CANDLEWOOD RIDGE #4 |  |  | Non-Lead - Other | No | 1977-07-01 | 0 | Installation date is after the lead ban |  |  |  |  | Non-Lead - Other |  |  | Installation date is after the lead ban |  |  |  |  | Non-Lead |  |  |  | Domestic
MTR_022225 | 18670 116TH AVE SE | LOT 8 BLK 1 NW GARDEN 3 |  |  | Non-Lead - Other | Unknown |  | 0 | Statistical analysis |  |  |  |  | Galvanized Requiring Replacement |  |  | Field inspection only with no records | Yes | Visual inspection at meter pit | 2023-10-07 |  | Galvanized Requiring Replacement |  |  |  | Assumed
MTR_002353 | 23310 118TH PL SE | 9918-016264 |  |  | Non-Lead - Other | No | 2008-09-03 | 0 | Rectified Plan | No |  |  |  | Non-Lead - Other |  |  | Statistical analysis |  |  |  |  | Non-Lead |  |  |  | Domestic
MTR_022968 | 12326 SE 197TH PL | L1 VISTA VIEW HGTS # 2 |  |  | Non-Lead - Other | No |  | 0 | Installation date is after the lead ban |  |  |  |  | Non-Lead - Other |  |  | Installation date is after the lead ban |  |  |  |  | Non-Lead |  |  |  | Domestic
MTR_023933 | 20825 102ND AVE SE | LOT 21 GUINN CREST |  |  | Non-Lead - Other | Unknown |  | 0 | Statistical analysis |  |  |  |  | Non-Lead - Other |  |  | Statistical analysis |  |  |  |  | Non-Lead |  |  |  | Assumed
MTR_017447 | 18209 120TH AVE SE | 9921-010030 |  |  | Non-Lead - Other | No | 1975-08-05 | 0 | Relative Placement |  |  |  |  | Non-Lead Plastic |  |  | Field inspection only with no records | Yes | Visual inspection at meter pit | 2023-02-01 |  | Non-Lead |  |  |  | Assumed
MTR_026489 | 22907 130TH PL SE | LOT 7 MISTY MEADOWS 4 |  |  | Non-Lead - Other | No |  | 0 | Installation date is after the lead ban |  |  |  |  | Non-Lead - Other |  |  | Installation date is after the lead ban |  |  |  |  | Non-Lead |  |  |  | Assumed
MTR_022969 | 12320 SE 197TH PL | L2 VISTA VIEW HGTS # 2 |  |  | Non-Lead - Other | No |  | 0 | Installation date is after the lead ban |  |  |  |  | Non-Lead - Other |  |  | Installation date is after the lead ban |  |  |  |  | Non-Lead |  |  |  | Domestic
MTR_019541 | 11121 SE 184TH PL | L 1 K.C.S.P #844052/PARCEL #32-23-5 9293 |  |  | Non-Lead Plastic | No | 2013-07-26 | 0 | Field inspection only with no records | Yes | Visual inspection at meter pit | 2023-08-11 |  | Non-Lead Plastic |  |  | Field inspection only with no records | Yes | Visual inspection at meter pit | 2023-08-11 |  | Non-Lead |  |  |  | Domestic
MTR_020112 | 19218 99TH PL S | L2 HI PK TR 1ST ADD |  |  | Non-Lead - Other | Unknown |  | 0 | Statistical analysis |  |  |  |  | Non-Lead - Other |  |  | Statistical analysis |  |  |  |  | Non-Lead |  |  |  | Assumed
MTR_025211 | 21403 122ND PL SE | L215 GLENCARIN #2 |  |  | Non-Lead - Other | No | 1968-07-31 | 0 | Installation date is after the lead ban |  |  |  |  | Non-Lead - Other |  |  | Installation date is after the lead ban |  |  |  |  | Non-Lead |  |  |  | Domestic
MTR_011348 | 1725 SE 29TH ST | LOT 2 BLK 8 AKERS FARMS #6 |  |  | Non-Lead - Other | No | 2003-03-28 | 0 | Statistical analysis |  |  |  |  | Non-Lead - Other |  |  | Statistical analysis |  |  |  |  | Non-Lead |  |  |  | Domestic
MTR_025212 | 21330 122ND PL SE | L232 GLENCARIN #2 |  |  | Non-Lead - Other | No | 1968-07-31 | 0 | Installation date is after the lead ban |  |  |  |  | Non-Lead - Other |  |  | Installation date is after the lead ban |  |  |  |  | Non-Lead |  |  |  | Domestic
MTR_011137 | 11107 SE 162ND ST | LOT 1 BLK 2 AKERS FARMS 6 |  |  | Non-Lead - Other | No |  | 0 | Installation date is after the lead ban |  |  |  |  | Non-Lead - Other |  |  | Installation date is after the lead ban |  |  |  |  | Non-Lead |  |  |  | Domestic
MTR_025054 | 12112 SE 216TH ST | L 76 GREEN TREE EAST |  |  | Non-Lead - Other | No | 1972-06-01 | 0 | Installation date is after the lead ban |  |  |  |  | Non-Lead - Other |  |  | Installation date is after the lead ban |  |  |  |  | Non-Lead |  |  |  | Domestic
MTR_028784 | 11211 SE 223RD PL | L 13 JOHN VELKOFF ADD 2 |  |  | Non-Lead - Other | No | 2000-11-03 | 0 | Rectified Plan |  |  |  |  | Non-Lead - Other |  |  | Statistical analysis |  |  |  |  | Non-Lead |  |  |  | Domestic
MTR_029794 | 14036 SE 237TH PL | LOT 7 SHAMROCK PARK |  |  | Non-Lead - Other | No |  | 0 | Installation date is after the lead ban |  |  |  |  | Non-Lead - Other |  |  | Installation date is after the lead ban |  |  |  |  | Non-Lead |  |  |  | Assumed
MTR_027732 | 22152 123RD AVE SE | LOT 21 GLENCARIN SOUTH |  |  | Non-Lead Plastic | No |  | 0 | Field inspection only with no records | Yes | Visual inspection at meter pit | 2023-09-02 |  | Non-Lead Plastic |  |  | Field inspection only with no records | Yes | Visual inspection at meter pit | 2023-09-02 |  | Non-Lead |  |  |  | Domestic
MTR_029796 | 14042 SE 237TH PL | LOT 3 KING CO. SHORT PLAT #L95S0062 |  |  | Non-Lead - Other | No | 1995-08-21 | 0 | Installation date is after the lead ban |  |  |  |  | Non-Lead - Other |  |  | Installation date is after the lead ban |  |  |  |  | Non-Lead |  |  |  | Domestic
MTR_019590 | 18549 114TH AVE SE | LOT 26 TOTH ESTATES |  |  | Non-Lead - Other | No | 1996-08-20 | 0 | Installation date is after the lead ban |  |  |  |  | Non-Lead - Other |  |  | Installation date is after the lead ban |  |  |  |  | Non-Lead |  |  |  | Domestic
MTR_016417 | 17802 161ST AVE SE | L20 CANDLEWOOD RIDGE #1 |  |  | Non-Lead - Other | No |  | 0 | Installation date is after the lead ban |  |  |  |  | Non-Lead - Other |  |  | Installation date is after the lead ban |  |  |  |  | Non-Lead |  |  |  | Domestic
MTR_016372 | 18340 160TH PL SE | LOT 17 CARRIAGEWOOD PARK |  |  | Non-Lead Plastic | No | 1998-10-10 | 0 | Field inspection only with no records | Yes | Visual inspection at meter pit | 2022-12-03 |  | Non-Lead Plastic |  |  | Field inspection only with no records | Yes | Visual inspection at meter pit | 2022-12-03 |  | Non-Lead |  |  |  | Domestic
MTR_014243 | 17020 108TH AVE SE | TL 52 SEC 29-23-5 |  |  | Non-Lead - Other | Unknown |  | 1 | Statistical analysis |  |  |  |  | Non-Lead - Other |  |  | Statistical analysis |  |  |  |  | Non-Lead |  |  |  | Domestic
MTR_019592 | 18525 114TH AVE SE | LOT 22 TOTH ESTATES |  |  | Non-Lead - Other | No | 1996-08-20 | 0 | Installation date is after the lead ban |  |  |  |  | Non-Lead - Other |  |  | Installation date is after the lead ban |  |  |  |  | Non-Lead |  |  |  | Domestic
MTR_019543 | 18532 114TH AVE SE | LOT 15 EMERALD GLEN |  |  | Non-Lead - Other | No | 1996-08-20 | 0 | Installation date is after the lead ban |  |  |  |  | Non-Lead - Other |  |  | Installation date is after the lead ban |  |  |  |  | Non-Lead |  |  |  | Domestic
MTR_016373 | 16022 SE 184TH ST | LOT 3 CARRIAGEWOOD PARK |  |  | Non-Lead - Other | No | 1998-10-10 | 0 | Installation date is after the lead ban |  |  |  |  | Non-Lead - Other |  |  | Installation date is after the lead ban |  |  |  |  | Non-Lead |  |  |  | Domestic
MTR_019544 | 11409 SE 185TH PL | LOT 2 EMERALD GLEN |  |  | Non-Lead Plastic | No | 1996-08-20 | 0 | Field inspection only with no records | Yes | Visual inspection at meter pit | 2023-08-11 |  | Non-Lead Plastic |  |  | Field inspection only with no records | Yes | Visual inspection at meter pit | 2023-08-11 |  | Non-Lead |  |  |  | Domestic
MTR_023634 | 22116 99TH PL S | LOT 21 GLEN KARA |  |  | Non-Lead - Other | No | 1998-03-30 | 0 | Installation date is after the lead ban |  |  |  |  | Non-Lead - Other |  |  | Installation date is after the lead ban |  |  |  |  | Non-Lead |  |  |  | Domestic
MTR_019545 | 11416 SE 185TH PL | LOT 13 EMERALD GLEN |  |  | Non-Lead - Other | No | 1996-08-20 | 0 | Installation date is after the lead ban |  |  |  |  | Non-Lead - Other |  |  | Installation date is after the lead ban |  |  |  |  | Non-Lead |  |  |  | Domestic
MTR_016375 | 18328 160TH PL SE | LOT 15 CARRIAGEWOOD PARK |  |  | Non-Lead - Other | No | 1998-10-10 | 0 | Installation date is after the lead ban |  |  |  |  | Non-Lead - Other |  |  | Installation date is after the lead ban |  |  |  |  | Non-Lead |  |  |  | Domestic
MTR_023410 | 21214 109TH AVE SE | L 22 BENSON HILLS NO 1 |  |  | Non-Lead - Other | Unknown |  | 0 | Statistical analysis |  |  |  |  | Non-Lead - Other |  |  | Statistical analysis |  |  |  |  | Non-Lead |  |  |  | Assumed
MTR_019245 | 9231 S 198TH ST | L4 B2 SPRBRK RANCHETTES |  |  | Non-Lead - Other | Unknown |  | 0 | Statistical analysis |  |  |  |  | Non-Lead - Other |  |  | Statistical analysis |  |  |  |  | Non-Lead |  |  |  | Assumed
MTR_020002 | 20326 102ND AVE SE | LOT 3 MAPLE TREE ESTATES |  |  | Non-Lead - Other | No | 2009-08-19 | 0 | Installation date is after the lead ban |  |  |  |  | Non-Lead - Other |  |  | Installation date is after the lead ban |  |  |  |  | Non-Lead |  |  |  | Domestic
MTR_002377 | 16313 120TH AVE SE | L 30 B 2 CASCADE HILLS 2 |  |  | Non-Lead Plastic | No | 2006-08-31 | 1 | Rectified Plan | Yes | Visual inspection at the meter pit | 2024-02-08 |  | Galvanized Requiring Replacement |  |  | Field inspection only with no records | Yes | Visual inspection at the meter pit | 2024-02-08 |  | Galvanized Requiring Replacement |  |  |  | Domestic
MTR_016174 | 16121 SE 179TH ST | LOT 1 CANDLEWOOD RIDGE #3 |  |  | Non-Lead Plastic | No | 1977-07-13 | 1 | Field inspection only with no records | Yes | Visual inspection at meter pit | 2023-11-30 |  | Non-Lead Plastic |  |  | Field inspection only with no records | Yes | Visual inspection at meter pit | 2023-11-30 |  | Non-Lead |  |  |  | Domestic
MTR_022148 | 12429 SE 184TH ST | 9921-007070 |  |  | Non-Lead - Other | No |  | 0 | Relative Placement | No |  |  |  | Non-Lead - Other |  |  | Installation date is after the lead ban |  |  |  |  | Non-Lead |  |  |  | Assumed
MTR_015210 | 16935 130TH AVE SE | L3 RENTON PARK #3 |  |  | Non-Lead Plastic | No |  | 0 | Field inspection only with no records | Yes | Visual inspection at meter pit | 2023-09-23 |  | Non-Lead Plastic |  |  | Field inspection only with no records | Yes | Visual inspection at meter pit | 2023-09-23 |  | Non-Lead |  |  |  | Domestic
MTR_002380 | 11603 SE 163RD ST | L9 BL1 CASCADE HILLS#1 |  |  | Non-Lead - Other | No | 2006-08-31 | 0 | Rectified Plan |  |  |  |  | Non-Lead - Other |  |  | Statistical analysis |  |  |  |  | Non-Lead |  |  |  | Domestic
MTR_017872 | 17629-17649 134TH LN SE | 17629-17649 134TH LN SE-BLDG B |  |  | Non-Lead - Other | No | 1998-02-27 | 0 | Installation date is after the lead ban |  |  |  |  | Non-Lead - Other |  |  | Installation date is after the lead ban |  |  |  |  | Non-Lead |  |  |  | Domestic
MTR_027733 | 12104 SE 223RD DR | L74 MEADOWGREEN ESTATES |  |  | Non-Lead - Other | No |  | 5.25 | Installation date is after the lead ban |  |  |  |  | Non-Lead - Other |  |  | Installation date is after the lead ban |  |  |  |  | Non-Lead |  |  |  | Hydrant
MTR_017873 | 17648-17668 134TH LN SE | 17648-17668 134TH LN SE-BLDG F |  |  | Non-Lead - Other | No | 1998-02-27 | 0 | Installation date is after the lead ban |  |  |  |  | Non-Lead - Other |  |  | Installation date is after the lead ban |  |  |  |  | Non-Lead |  |  |  | Domestic
MTR_024954 | 20908 118TH PL SE | LOT 14 BOCEKS 1ST ADDITION |  |  | Non-Lead - Plastic | No | 1995-06-12 | 0 | Rectified Plan | No |  |  |  | Non-Lead - Other |  |  | Installation date is after the lead ban |  |  |  |  | Non-Lead |  |  |  | Domestic
MTR_017874 | 17653-17673 134TH LN SE | 17653-17673 134TH LN SE-BLDG C |  |  | Non-Lead - Other | No | 1998-02-27 | 0 | Installation date is after the lead ban |  |  |  |  | Non-Lead - Other |  |  | Installation date is after the lead ban |  |  |  |  | Non-Lead |  |  |  | Domestic
MTR_002384 | 11809 SE 157TH ST | L24 B7 CASCADE VISTA 2 |  |  | Non-Lead - Other | No | 2014-04-16 | 0 | Rectified Plan |  |  |  |  | Non-Lead - Other |  |  | Statistical analysis |  |  |  |  | Non-Lead |  |  |  | Domestic
MTR_017875 | 17604-17626 134TH LN SE | 17604-17626 134TH LN SE-BLDG E |  |  | Non-Lead - Other | No | 1998-02-27 | 0 | Installation date is after the lead ban |  |  |  |  | Non-Lead - Other |  |  | Installation date is after the lead ban |  |  |  |  | Non-Lead |  |  |  | Domestic
MTR_024776 | 20304 144TH PL SE | LOT 2 SCOTT ANDERSON SUB |  |  | Non-Lead - Other | No |  | 0 | Installation date is after the lead ban |  |  |  |  | Non-Lead - Other |  |  | Installation date is after the lead ban |  |  |  |  | Non-Lead |  |  |  | Assumed
MTR_001894 | 16116 122ND AVE SE | L11 BLK4 CASCADE HILLS#3 |  |  | Non-Lead - Other | Unknown |  | 0.75 | Statistical analysis |  |  |  |  | Non-Lead - Other |  |  | Statistical analysis |  |  |  |  | Non-Lead |  |  |  | Assumed
MTR_022691 | 19608 121ST AVE SE | L1 SPRINGBROOK RANCH |  |  | Non-Lead - Other | No | 2001-03-28 | 0 | Rectified Plan |  |  |  |  | Non-Lead - Other |  |  | Statistical analysis |  |  |  |  | Non-Lead |  |  |  | Domestic
MTR_001895 | 12230 SE 234TH ST | L 36 MERIDIAN VILLA EST. |  |  | Non-Lead Plastic | No | 1966-09-01 | 1 | Field inspection only with no records | Yes | Visual inspection at meter pit | 2023-09-11 |  | Galvanized Requiring Replacement |  |  | Field inspection only with no records | Yes | Visual inspection at meter pit | 2023-09-11 |  | Galvanized Requiring Replacement |  |  |  | Domestic
MTR_023506 | 10919 SE 216TH ST | LOT 30 BENSON PLACE |  |  | Non-Lead - Other | No | 1996-06-08 | 0 | Installation date is after the lead ban |  |  |  |  | Non-Lead - Other |  |  | Installation date is after the lead ban |  |  |  |  | Non-Lead |  |  |  | Domestic
MTR_011892 | 16664 105TH AVE SE | W140 LESS N 80.60 LOT 5 BLOCK 3 A |  |  | Non-Lead Plastic | No | 1999-03-24 | 0 | Field inspection only with no records | Yes | Visual inspection at meter pit | 2023-01-21 |  | Non-Lead Plastic |  |  | Field inspection only with no records | Yes | Visual inspection at meter pit | 2023-01-21 |  | Non-Lead |  |  |  | Domestic
MTR_019593 | 11449 SE 185TH PL | LOT 8 TOTH ESTATES |  |  | Non-Lead - Other | No | 1996-08-20 | 0 | Installation date is after the lead ban |  |  |  |  | Non-Lead - Other |  |  | Installation date is after the lead ban |  |  |  |  | Non-Lead |  |  |  | Domestic
MTR_029198 | 11035 SE 225TH ST | LOT 31 STOCKTON |  |  | Non-Lead - Other | No |  | 0 | Installation date is after the lead ban |  |  |  |  | Non-Lead - Other |  |  | Installation date is after the lead ban |  |  |  |  | Non-Lead |  |  |  | Assumed
MTR_016729 | 18232 155TH PL SE | LOT 32 CARRAIGEWOOD #6 |  |  | Non-Lead - Other | No | 1983-08-01 | 0 | Installation date is after the lead ban |  |  |  |  | Non-Lead - Other |  |  | Installation date is after the lead ban |  |  |  |  | Non-Lead |  |  |  | Domestic
MTR_011413 | 12725 SE 167TH ST | L 45 CASCADE HILLS 8 |  |  | Non-Lead - Other | Unknown |  | 1 | Statistical analysis |  |  |  |  | Non-Lead - Other |  |  | Statistical analysis |  |  |  |  | Non-Lead |  |  |  | Domestic
MTR_029805 | 14013 SE 236TH PL | LOT 12 COUNTRY CLUB NORTH #2 |  |  | Non-Lead - Other | No |  | 0 | Installation date is after the lead ban |  |  |  |  | Non-Lead - Other |  |  | Installation date is after the lead ban |  |  |  |  | Non-Lead |  |  |  | Assumed
MTR_011438 | 12735 SE 167TH PL | L 15 CASCADE HILLS 8 |  |  | Non-Lead - Other | Unknown |  | 1 | Statistical analysis |  |  |  |  | Non-Lead - Other |  |  | Statistical analysis |  |  |  |  | Non-Lead |  |  |  | Domestic
MTR_026490 | 22407 127TH AVE SE | LOT 35 PHEASANTS HOLLOW |  |  | Non-Lead Plastic | No | 1996-02-26 | 0 | Field inspection only with no records | Yes | Visual inspection at meter pit | 2023-08-26 |  | Non-Lead Plastic |  |  | Field inspection only with no records | Yes | Visual inspection at meter pit | 2023-08-26 |  | Non-Lead |  |  |  | Domestic
MTR_023637 | 9926 S 220TH PL | LOT 27 GLEN KARA |  |  | Non-Lead - Other | No | 1998-03-30 | 0 | Installation date is after the lead ban |  |  |  |  | Non-Lead - Other |  |  | Installation date is after the lead ban |  |  |  |  | Non-Lead |  |  |  | Domestic
MTR_021454 | 19723 148TH AVE SE | TAX LOT 40 3/22/5 |  |  | Non-Lead - Other | No |  | 0 | Installation date is after the lead ban |  |  |  |  | Non-Lead - Other |  |  | Installation date is after the lead ban |  |  |  |  | Non-Lead |  |  |  | Assumed
MTR_017813 | 18006 116TH AVE SE | L2 B1 NW GARDEN TRTS 2 |  |  | Non-Lead - Other | Unknown |  | 0 | Statistical analysis |  |  |  |  | Non-Lead - Other |  |  | Statistical analysis |  |  |  |  | Non-Lead |  |  |  | Assumed
MTR_011928 | 1117 S 34TH ST | LOT 13 WINSPER 2 |  |  | Non-Lead - Other | No | 1998-02-25 | 0 | Installation date is after the lead ban |  |  |  |  | Non-Lead - Other |  |  | Installation date is after the lead ban |  |  |  |  | Non-Lead |  |  |  | Domestic
MTR_020147 | 19403 106TH AVE SE | L10 BLK2 OLYMPIC VISTA |  |  | Non-Lead - Other | Unknown |  | 0 | Statistical analysis |  |  |  |  | Non-Lead - Other |  |  | Statistical analysis |  |  |  |  | Non-Lead |  |  |  | Assumed
MTR_011949 | 3419 MAIN AVE S | LOT 34 WINSPER II |  |  | Non-Lead - Other | No | 1998-02-25 | 0 | Installation date is after the lead ban |  |  |  |  | Non-Lead - Other |  |  | Installation date is after the lead ban |  |  |  |  | Non-Lead |  |  |  | Domestic
MTR_024820 | 14053 SE 201ST ST | L8 BLK2 FOWLERS ADD. |  |  | Non-Lead Plastic | No |  | 0 | Field inspection only with no records | Yes | Visual inspection at meter pit | 2023-11-11 |  | Non-Lead Plastic |  |  | Field inspection only with no records | Yes | Visual inspection at meter pit | 2023-11-11 |  | Non-Lead |  |  |  | Assumed
MTR_011936 | 3130 MAIN AVE S | LOT 20 WINSPER 2 |  |  | Non-Lead Plastic | No | 1998-02-25 | 0 | Field inspection only with no records | Yes | Visual inspection at meter pit | 2023-02-03 |  | Non-Lead Plastic |  |  | Field inspection only with no records | Yes | Visual inspection at meter pit | 2023-02-03 |  | Non-Lead |  |  |  | Domestic
MTR_029917 | 12345 SE 160TH ST | L6 BK3 CASCADE VILLAGE#2 |  |  | Non-Lead - Other | No | 2016-06-22 | 0.75 | Rectified Plan |  |  |  |  | Non-Lead - Other |  |  | Statistical analysis |  |  |  |  | Non-Lead |  |  |  | Domestic
MTR_026208 | 12230 SE 206TH ST | LOT 39 SWANSON COURT. |  |  | Non-Lead - Other | Unknown |  | 0 | Statistical analysis |  |  |  |  | Non-Lead - Other |  |  | Statistical analysis |  |  |  |  | Non-Lead |  |  |  | Domestic
MTR_026089 | 20505 121ST WAY SE | LOT 23 FENTON RIDGE |  |  | Non-Lead - Other | No | 1995-08-31 | 0 | Installation date is after the lead ban |  |  |  |  | Non-Lead - Other |  |  | Installation date is after the lead ban |  |  |  |  | Non-Lead |  |  |  | Domestic
MTR_014151 | 17507 110TH LN SE | LOT 15 PALM COURT TOWNHOMES |  |  | Non-Lead Plastic | No | 1998-06-18 | 1 | Field inspection only with no records | Yes | Visual inspection at meter pit | 2023-02-04 |  | Non-Lead Plastic |  |  | Field inspection only with no records | Yes | Visual inspection at meter pit | 2023-02-04 |  | Non-Lead |  |  |  | Domestic
MTR_001907 | 10701 SE 190TH PL | POR L9 PANT LK GAR TRTS |  |  | Non-Lead - Other | Unknown |  | 0.75 | Statistical analysis |  |  |  |  | Non-Lead - Other |  |  | Statistical analysis |  |  |  |  | Non-Lead |  |  |  | Assumed
MTR_022767 | 11712 SE 193RD PL | LOT 9 LYNDEN PLACE |  |  | Non-Lead Plastic | No | 1999-03-24 | 0 | Field inspection only with no records | Yes | Visual inspection at meter pit | 2023-10-07 |  | Non-Lead Plastic |  |  | Field inspection only with no records | Yes | Visual inspection at meter pit | 2023-10-07 |  | Non-Lead |  |  |  | Domestic
MTR_011243 | 16475 113TH AVE SE | S60 OF THE E334.46 LOT3 BLK6 AKER 'S FARMS #6 |  |  | Non-Lead - Other | Unknown |  | 0.75 | Statistical analysis |  |  |  |  | Non-Lead - Other |  |  | Statistical analysis |  |  |  |  | Non-Lead |  |  |  | Assumed
MTR_022773 | 11614 SE 193RD PL | LOT 3 LYNDEN PLACE |  |  | Non-Lead Plastic | No | 1999-03-24 | 0 | Field inspection only with no records | Yes | Visual inspection at meter pit | 2023-10-07 |  | Non-Lead Plastic |  |  | Field inspection only with no records | Yes | Visual inspection at meter pit | 2023-10-07 |  | Non-Lead |  |  |  | Domestic
MTR_001908 | 16136 119TH AVE SE | L11 BL2 CASCADE HILLS #2 |  |  | Non-Lead - Other | No | 2006-08-31 | 1 | Rectified Plan |  |  |  |  | Non-Lead - Other |  |  | Statistical analysis |  |  |  |  | Non-Lead |  |  |  | Domestic
MTR_011838 | 16561 106TH AVE SE | SE CORNER LOT 5 BLOCK A AKERS FARM S #5 |  |  | Non-Lead - Other | No | 1999-03-24 | 0 | Rectified Plan |  |  |  |  | Non-Lead - Other |  |  | Statistical analysis |  |  |  |  | Non-Lead |  |  |  | Domestic
MTR_017897 | 13329 SE 177TH CT | LOT 38 FAIRWOOD GROVES CONDOS |  |  | Non-Lead - Other | No | 1998-02-27 | 0 | Installation date is after the lead ban |  |  |  |  | Non-Lead - Other |  |  | Installation date is after the lead ban |  |  |  |  | Non-Lead |  |  |  | Domestic
MTR_027584 | 12214 SE 217TH PL | LOT 30 GLEN MAR |  |  | Non-Lead - Plastic | No | 1975-04-29 | 1 | Rectified Plan | No |  |  |  | Non-Lead Plastic |  |  | Field inspection only with no records | Yes | Visual inspection at meter pit | 2022-12-30 |  | Non-Lead |  |  |  | Domestic
MTR_016099 | 18225 157TH AVE SE | LOT 12 CARRIAGEWOOD #7 |  |  | Non-Lead - Plastic | No | 1983-07-01 | 0 | Rectified Plan | No |  |  |  | Non-Lead - Other |  |  | Installation date is after the lead ban |  |  |  |  | Non-Lead |  |  |  | Domestic
MTR_017895 | 13321 SE 177TH CT | LOT 36 FAIRWOOD GROVES CONDOS |  |  | Non-Lead Plastic | No | 1998-02-27 | 0 | Field inspection only with no records | Yes | Visual inspection at meter pit | 2023-10-07 |  | Non-Lead Plastic |  |  | Field inspection only with no records | Yes | Visual inspection at meter pit | 2023-10-07 |  | Non-Lead |  |  |  | Domestic
MTR_014063 | 10904 SE PETROVITSKY RD | TAX LOT 30 29-23-5 DETECTOR CHECK |  |  | Galvanized Requiring Replacement | No |  | 0 | Field inspection only with no records | Yes | Visual inspection at meter pit | 2023-08-24 |  | Galvanized Requiring Replacement |  |  | Field inspection only with no records | Yes | Visual inspection at meter pit | 2023-08-24 |  | Galvanized Requiring Replacement |  |  |  | Assumed
MTR_011943 | 3125 MAIN AVE S | LOT 28 WINSPER 2 |  |  | Non-Lead - Other | No | 1998-02-25 | 0 | Installation date is after the lead ban |  |  |  |  | Non-Lead - Other |  |  | Installation date is after the lead ban |  |  |  |  | Non-Lead |  |  |  | Domestic
MTR_011920 | 1214 S 35TH ST | LOT 5 WINSPER 2 |  |  | Non-Lead - Other | No | 1998-02-25 | 0 | Installation date is after the lead ban |  |  |  |  | Non-Lead - Other |  |  | Installation date is after the lead ban |  |  |  |  | Non-Lead |  |  |  | Domestic
MTR_025881 | 10825 SE 200TH ST-BLDG B | BLDG B SUNRISE @ THE BENSON APTS |  |  | Non-Lead - Other | No | 1999-01-27 | 0 | Installation date is after the lead ban |  |  |  |  | Non-Lead - Other |  |  | Installation date is after the lead ban |  |  |  |  | Non-Lead |  |  |  | Domestic
MTR_011918 | 1226 S 35TH ST | LOT 3 WINSPER 2 |  |  | Non-Lead Plastic | No | 1998-02-25 | 0 | Field inspection only with no records | Yes | Visual inspection at meter pit | 2023-01-21 |  | Non-Lead Plastic |  |  | Field inspection only with no records | Yes | Visual inspection at meter pit | 2023-01-21 |  | Non-Lead |  |  |  | Domestic
MTR_025888 | 10825 SE 200TH ST-BLDG E | SUNRISE @ THE BENSON-BLDG E |  |  | Non-Lead - Other | No | 1999-01-27 | 0 | Installation date is after the lead ban |  |  |  |  | Non-Lead - Other |  |  | Installation date is after the lead ban |  |  |  |  | Non-Lead |  |  |  | Domestic
MTR_011925 | 3418 MAIN AVE S | LOT 10 WINSPER 2 |  |  | Non-Lead - Other | No | 1998-02-25 | 0 | Installation date is after the lead ban |  |  |  |  | Non-Lead - Other |  |  | Installation date is after the lead ban |  |  |  |  | Non-Lead |  |  |  | Domestic
MTR_025883 | 10825 SE 200TH ST-BLDG C | SUNRISE @ THE BENSON-BLDG C |  |  | Non-Lead - Other | No | 1999-01-27 | 0 | Installation date is after the lead ban |  |  |  |  | Non-Lead - Other |  |  | Installation date is after the lead ban |  |  |  |  | Non-Lead |  |  |  | Domestic
MTR_011923 | 1120 S 35TH ST | LOT 8 WINSPER 2 |  |  | Non-Lead - Other | No | 1998-02-25 | 0 | Installation date is after the lead ban |  |  |  |  | Non-Lead - Other |  |  | Installation date is after the lead ban |  |  |  |  | Non-Lead |  |  |  | Domestic
MTR_017884 | 17773-17783 134TH LN SE | 17773-17783 134TH LN SE-BLDG P |  |  | Non-Lead - Other | No | 1998-02-27 | 0 | Installation date is after the lead ban |  |  |  |  | Non-Lead - Other |  |  | Installation date is after the lead ban |  |  |  |  | Non-Lead |  |  |  | Domestic
MTR_017917 | 13322 SE 176TH LN | LOT 12 FAIRWOOD GROVES CONDOS |  |  | Non-Lead - Other | No | 1998-02-27 | 0 | Installation date is after the lead ban |  |  |  |  | Non-Lead - Other |  |  | Installation date is after the lead ban |  |  |  |  | Non-Lead |  |  |  | Domestic
MTR_025882 | 10825 SE 200TH ST-BLDG A | SUNRISE @ THE BENSON-BLDG A |  |  | Non-Lead - Other | No | 1999-01-27 | 0 | Installation date is after the lead ban |  |  |  |  | Non-Lead - Other |  |  | Installation date is after the lead ban |  |  |  |  | Non-Lead |  |  |  | Domestic
MTR_017915 | 17537 133RD LN SE | LOT 10 FAIRWOOD GROVES |  |  | Non-Lead - Other | No | 1998-02-27 | 0 | Installation date is after the lead ban |  |  |  |  | Non-Lead - Other |  |  | Installation date is after the lead ban |  |  |  |  | Non-Lead |  |  |  | Domestic
MTR_025887 | 10825 SE 200TH ST-BLDG D | SUNRISE @ THE BENSON-BLDG D |  |  | Non-Lead - Other | No | 1999-01-27 | 0 | Installation date is after the lead ban |  |  |  |  | Non-Lead - Other |  |  | Installation date is after the lead ban |  |  |  |  | Non-Lead |  |  |  | Domestic
MTR_017912 | 13331 SE 176TH LN | LOT 53 FAIRWOOD GROVES CONDOS |  |  | Non-Lead Plastic | No | 1998-02-27 | 0 | Field inspection only with no records | Yes | Visual inspection at meter pit | 2023-11-17 |  | Non-Lead Plastic |  |  | Field inspection only with no records | Yes | Visual inspection at meter pit | 2023-11-17 |  | Non-Lead |  |  |  | Domestic
MTR_016378 | 18322 160TH PL SE | LOT 14 CARRIAGEWOOD PARK |  |  | Non-Lead Plastic | No | 1998-10-10 | 0 | Field inspection only with no records | Yes | Visual inspection at meter pit | 2023-11-10 |  | Non-Lead - Other |  |  | Installation date is after the lead ban |  |  |  |  | Non-Lead |  |  |  | Domestic
MTR_017911 | 13327 SE 176TH LN | LOT 52 FAIRWOOD GROVES CONDOS |  |  | Non-Lead Plastic | No | 1998-02-27 | 0 | Field inspection only with no records | Yes | Visual inspection at meter pit | 2023-11-17 |  | Non-Lead Plastic |  |  | Field inspection only with no records | Yes | Visual inspection at meter pit | 2023-11-17 |  | Non-Lead |  |  |  | Domestic
MTR_020055 | 20109 102ND AVE SE | LOT 12 MCCANN MEADOWS |  |  | Non-Lead - Other | No | 1998-11-06 | 0 | Installation date is after the lead ban |  |  |  |  | Non-Lead - Other |  |  | Installation date is after the lead ban |  |  |  |  | Non-Lead |  |  |  | Domestic
MTR_011940 | 3105 MAIN AVE S | LOT 25 WINSPER II |  |  | Non-Lead - Other | No | 1998-02-25 | 0 | Installation date is after the lead ban |  |  |  |  | Non-Lead - Other |  |  | Installation date is after the lead ban |  |  |  |  | Non-Lead |  |  |  | Domestic
MTR_020057 | 20117 102ND AVE SE | LOT 13 MCCANN MEADOWS |  |  | Non-Lead - Other | No | 1998-11-06 | 0 | Installation date is after the lead ban |  |  |  |  | Non-Lead - Other |  |  | Installation date is after the lead ban |  |  |  |  | Non-Lead |  |  |  | Domestic
MTR_011932 | 3316 MAIN AVE S | LOT 16 WINSPER 2 |  |  | Non-Lead - Other | No | 1998-02-25 | 0 | Installation date is after the lead ban |  |  |  |  | Non-Lead - Other |  |  | Installation date is after the lead ban |  |  |  |  | Non-Lead |  |  |  | Domestic
MTR_027734 | 12022 SE 223RD DR | LOT 79 MEADOWGREEN EST |  |  | Non-Lead Plastic | No |  | 0 | Field inspection only with no records | Yes | Visual inspection at meter pit | 2023-09-15 |  | Non-Lead Copper |  |  | Field inspection only with no records | Yes | Visual inspection at meter pit | 2023-09-15 |  | Non-Lead |  |  |  | Domestic
MTR_017907 | 17620 133RD PL SE | LOT 48 FAIRWOOD GROVES CONDOS |  |  | Non-Lead - Other | No | 1998-02-27 | 0 | Installation date is after the lead ban |  |  |  |  | Non-Lead - Other |  |  | Installation date is after the lead ban |  |  |  |  | Non-Lead |  |  |  | Domestic
MTR_020058 | 20106 102ND AVE SE | LOT 8 MCCANN MEADOWS |  |  | Non-Lead - Other | No | 1998-11-06 | 0 | Installation date is after the lead ban |  |  |  |  | Non-Lead - Other |  |  | Installation date is after the lead ban |  |  |  |  | Non-Lead |  |  |  | Domestic
MTR_017906 | 17624 133RD PL SE | LOT 47 FAIRWOOD GROVES CONDOS |  |  | Non-Lead - Other | No | 1998-02-27 | 0 | Installation date is after the lead ban |  |  |  |  | Non-Lead - Other |  |  | Installation date is after the lead ban |  |  |  |  | Non-Lead |  |  |  | Domestic
MTR_019597 | 18402 112TH AVE SE | TAX LOT 350 32-23-5 |  |  | Non-Lead Plastic | No |  | 0 | Field inspection only with no records | Yes | Visual inspection at meter pit | 2023-08-11 |  | Non-Lead Plastic |  |  | Field inspection only with no records | Yes | Visual inspection at meter pit | 2023-08-11 |  | Non-Lead |  |  |  | Assumed
MTR_017905 | 17628 133RD PL SE | LOT 46 FAIRWOOD GROVES CONDOS |  |  | Non-Lead Plastic | No | 1998-02-27 | 0 | Field inspection only with no records | Yes | Visual inspection at meter pit | 2023-10-07 |  | Non-Lead Plastic |  |  | Field inspection only with no records | Yes | Visual inspection at meter pit | 2023-10-07 |  | Non-Lead |  |  |  | Domestic
MTR_028813 | 11002 SE 217TH ST | L7 B3 TWIN MAPLES |  |  | Non-Lead - Other | Unknown |  | 0 | Statistical analysis |  |  |  |  | Non-Lead - Other |  |  | Statistical analysis |  |  |  |  | Non-Lead |  |  |  | Assumed
MTR_011922 | 1202 S 35TH ST | LOT 7 WINSPER 2 |  |  | Non-Lead - Other | No | 1998-02-25 | 0 | Installation date is after the lead ban |  |  |  |  | Non-Lead - Other |  |  | Installation date is after the lead ban |  |  |  |  | Non-Lead |  |  |  | Domestic
MTR_016379 | 18316 160TH PL SE | LOT 13 CARRIAGEWOOD PARK |  |  | Non-Lead Plastic | No | 1998-10-10 | 0 | Field inspection only with no records | Yes | Visual inspection at meter pit | 2023-11-10 |  | Non-Lead Plastic |  |  | Field inspection only with no records | Yes | Visual inspection at meter pit | 2023-11-10 |  | Non-Lead |  |  |  | Domestic
MTR_017910 | 13323 SE 176TH LN | LOT 51 FAIRWOOD GROVES CONDOS |  |  | Non-Lead - Other | No | 1998-02-27 | 0 | Installation date is after the lead ban |  |  |  |  | Non-Lead - Other |  |  | Installation date is after the lead ban |  |  |  |  | Non-Lead |  |  |  | Domestic
MTR_016380 | 18306 160TH PL SE | LOT 11 CARRIAGEWOOD PARK |  |  | Non-Lead - Other | No | 1998-10-10 | 0 | Installation date is after the lead ban |  |  |  |  | Non-Lead - Other |  |  | Installation date is after the lead ban |  |  |  |  | Non-Lead |  |  |  | Domestic
MTR_017909 | 13319 SE 176TH LN | LOT 50 FAIRWOOD GROVES CONDOS |  |  | Non-Lead Plastic | No | 1998-02-27 | 0 | Field inspection only with no records | Yes | Visual inspection at meter pit | 2023-11-17 |  | Non-Lead Plastic |  |  | Field inspection only with no records | Yes | Visual inspection at meter pit | 2023-11-17 |  | Non-Lead |  |  |  | Domestic
MTR_017924 | 17623 133RD PL SE | LOT 22 FAIRWOOD GROVES CONDOS |  |  | Non-Lead - Other | No | 1998-02-27 | 0 | Installation date is after the lead ban |  |  |  |  | Non-Lead - Other |  |  | Installation date is after the lead ban |  |  |  |  | Non-Lead |  |  |  | Domestic
MTR_017622 | 10851 SE 180TH PL | L2 BLK2 BENSON TERR. #3 |  |  | Non-Lead - Other | Unknown |  | 0 | Statistical analysis |  |  |  |  | Non-Lead - Other |  |  | Statistical analysis |  |  |  |  | Non-Lead |  |  |  | Assumed
MTR_017927 | 17611 133RD PL SE | LOT 19 FAIRWOOD GROVES CONDOS |  |  | Non-Lead - Other | No | 1998-02-27 | 0 | Installation date is after the lead ban |  |  |  |  | Non-Lead - Other |  |  | Installation date is after the lead ban |  |  |  |  | Non-Lead |  |  |  | Domestic
MTR_016381 | 18310 160TH PL SE | LOT 12 CARRIAGEWOOD PARK |  |  | Non-Lead Plastic | No | 1998-10-10 | 0 | Field inspection only with no records | Yes | Visual inspection at meter pit | 2023-11-10 |  | Non-Lead Plastic |  |  | Field inspection only with no records | Yes | Visual inspection at meter pit | 2023-11-10 |  | Non-Lead |  |  |  | Domestic
MTR_017926 | 17615 133RD PL SE | LOT 20 FAIRWOOD GROVES CONDOS |  |  | Non-Lead - Other | No | 1998-02-27 | 0 | Installation date is after the lead ban |  |  |  |  | Non-Lead - Other |  |  | Installation date is after the lead ban |  |  |  |  | Non-Lead |  |  |  | Domestic
MTR_014860 | 17018 124TH AVE SE | LOT 12 BLOCK 1 CASCADE VISTA #1 |  |  | Non-Lead Plastic | No | 2010-10-25 | 0 | Field inspection only with no records | Yes | Visual inspection at meter pit | 2023-02-04 |  | Non-Lead Plastic |  |  | Field inspection only with no records | Yes | Visual inspection at meter pit | 2023-02-04 |  | Non-Lead |  |  |  | Domestic
MTR_017929 | 17603 133RD PL SE | LOT 17 FAIRWOOD GROVES CONDOS |  |  | Non-Lead - Other | No | 1998-02-27 | 0 | Installation date is after the lead ban |  |  |  |  | Non-Lead - Other |  |  | Installation date is after the lead ban |  |  |  |  | Non-Lead |  |  |  | Domestic
MTR_027283 | 13712 SE 233RD ST | LOT 25 WILDWOOD #2 |  |  | Non-Lead - Plastic | No | 1975-07-25 | 1 | Rectified Plan | No |  |  |  | Non-Lead - Other |  |  | Installation date is after the lead ban |  |  |  |  | Non-Lead |  |  |  | Domestic
MTR_017898 | 13336 SE 177TH CT | LOT 39 FAIRWOOD GROVES CONDOS |  |  | Non-Lead - Other | No | 1998-02-27 | 0 | Installation date is after the lead ban |  |  |  |  | Non-Lead - Other |  |  | Installation date is after the lead ban |  |  |  |  | Non-Lead |  |  |  | Domestic
MTR_015219 | 12646 SE 170TH ST | L 68 CASCADE VISTA 3 |  |  | Non-Lead Plastic | No | 2011-08-10 | 0 | Field inspection only with no records | Yes | Visual inspection at meter pit | 2023-09-23 |  | Galvanized Requiring Replacement |  |  | Field inspection only with no records | Yes | Visual inspection at meter pit | 2023-09-23 |  | Galvanized Requiring Replacement |  |  |  | Domestic
MTR_024271 | 21806 95TH PL S | LOT 16 GARRISON CREEK |  |  | Non-Lead - Other | No |  | 0 | Installation date is after the lead ban |  |  |  |  | Non-Lead - Other |  |  | Installation date is after the lead ban |  |  |  |  | Non-Lead |  |  |  | Assumed
MTR_015220 | 12624 SE 170TH ST | L 65 CASCADE VISTA 3 |  |  | Non-Lead Plastic | No | 2011-08-10 | 0 | Field inspection only with no records | Yes | Visual inspection at meter pit | 2023-09-23 |  | Galvanized Requiring Replacement |  |  | Field inspection only with no records | Yes | Visual inspection at meter pit | 2023-09-23 |  | Galvanized Requiring Replacement |  |  |  | Domestic
MTR_023596 | 22125 96TH PL S | LOT 19 CANYON CREST ESTATES (CANYON CREEK) |  |  | Non-Lead - Other | No | 1996-09-25 | 0 | Installation date is after the lead ban |  |  |  |  | Non-Lead - Other |  |  | Installation date is after the lead ban |  |  |  |  | Non-Lead |  |  |  | Domestic
MTR_030081 | 12655 SE 160TH ST | L9 BK3 CASCADE VILLAGE#4 |  |  | Non-Lead - Other | No | 2016-06-22 | 0.75 | Rectified Plan |  |  |  |  | Non-Lead - Other |  |  | Statistical analysis |  |  |  |  | Non-Lead |  |  |  | Domestic
MTR_023598 | 9526 S 221ST PL | LOT 11 CANYON CREST ESTATES (CANYON |  |  | Non-Lead - Other | No | 1996-09-25 | 0 | Installation date is after the lead ban |  |  |  |  | Non-Lead - Other |  |  | Installation date is after the lead ban |  |  |  |  | Non-Lead |  |  |  | Domestic
MTR_011548 | 16393 129TH AVE SE | L 110 FAIRWOOD 9 |  |  | Non-Lead - Other | No | 2007-10-01 | 0 | Installation date is after the lead ban |  |  |  |  | Non-Lead - Other |  |  | Installation date is after the lead ban |  |  |  |  | Non-Lead |  |  |  | Domestic
MTR_024273 | 21809 95TH PL S | LOT 1 GARRISON CREEK SHORT PLAT |  |  | Non-Lead - Other | No |  | 0 | Installation date is after the lead ban |  |  |  |  | Non-Lead - Other |  |  | Installation date is after the lead ban |  |  |  |  | Non-Lead |  |  |  | Assumed
MTR_002432 | 16319 119TH AVE SE | L16 BL1 CASCADE HILLS #1 |  |  | Non-Lead - Other | Unknown |  | 0.75 | Statistical analysis |  |  |  |  | Non-Lead - Other |  |  | Statistical analysis |  |  |  |  | Non-Lead |  |  |  | Assumed
MTR_017467 | 11840 SE 184TH ST | 9921-010080 |  |  | Non-Lead - Other | No | 1975-09-11 | 0 | Relative Placement |  |  |  |  | Non-Lead - Other |  |  | Statistical analysis |  |  |  |  | Non-Lead |  |  |  | Assumed
MTR_024952 | 20930 119TH AVE SE | LOT 1 BOCEKS 1ST ADDITION |  |  | Non-Lead - Plastic | No | 1995-06-12 | 0 | Rectified Plan | No |  |  |  | Non-Lead - Other |  |  | Installation date is after the lead ban |  |  |  |  | Non-Lead |  |  |  | Domestic
MTR_002437 | 12322 SE 238TH PL | 162205 9125 LOT 2 KING CO SHORT |  |  | Non-Lead - Other | No |  | 0.75 | Installation date is after the lead ban |  |  |  |  | Non-Lead - Other |  |  | Installation date is after the lead ban |  |  |  |  | Non-Lead |  |  |  | Assumed
MTR_016384 | 16010 SE 184TH ST | LOT 1 CARRIAGEWOOD PARK |  |  | Non-Lead - Other | No | 1998-10-10 | 0 | Installation date is after the lead ban |  |  |  |  | Non-Lead - Other |  |  | Installation date is after the lead ban |  |  |  |  | Non-Lead |  |  |  | Domestic
MTR_015212 | 16943 125TH PL SE | LOT 154 CASCADE VISTA #3 |  |  | Non-Lead - Other | No | 2010-10-25 | 0 | Rectified Plan |  |  |  |  | Non-Lead - Other |  |  | Statistical analysis |  |  |  |  | Non-Lead |  |  |  | Domestic
MTR_023639 | 22121 99TH PL S | LOT 17 GLEN KARA |  |  | Non-Lead - Other | No | 1998-03-30 | 0 | Installation date is after the lead ban |  |  |  |  | Non-Lead - Other |  |  | Installation date is after the lead ban |  |  |  |  | Non-Lead |  |  |  | Domestic
MTR_019554 | 11443 SE 186TH ST | LOT 1 BLK3 WALHAVEN |  |  | Non-Lead - Other | Unknown |  | 0 | Statistical analysis |  |  |  |  | Non-Lead - Other |  |  | Statistical analysis |  |  |  |  | Non-Lead |  |  |  | Domestic
MTR_023640 | 22120 99TH PL S | LOT 20 GLEN KARA |  |  | Non-Lead - Other | No | 1998-03-30 | 0 | Installation date is after the lead ban |  |  |  |  | Non-Lead - Other |  |  | Installation date is after the lead ban |  |  |  |  | Non-Lead |  |  |  | Domestic
MTR_017276 | 10925 SE 179TH PL | LOT 18 MELRIDGE ADDITION |  |  | Non-Lead - Other | No | 2011-08-10 | 1 | Rectified Plan |  |  |  |  | Non-Lead - Other |  |  | Statistical analysis |  |  |  |  | Non-Lead |  |  |  | Domestic
MTR_020340 | 20014 104TH PL SE | TAX LOT 325 5-22-5 |  |  | Non-Lead - Other | Unknown |  | 0 | Statistical analysis |  |  |  |  | Non-Lead - Other |  |  | Statistical analysis |  |  |  |  | Non-Lead |  |  |  | Assumed
MTR_019555 | 11445 SE 185TH PL | LOT 7 EMERALD GLEN |  |  | Non-Lead - Other | No | 1996-08-20 | 0 | Installation date is after the lead ban |  |  |  |  | Non-Lead - Other |  |  | Installation date is after the lead ban |  |  |  |  | Non-Lead |  |  |  | Domestic
MTR_023884 | 10327 SE 216TH ST | TL 168 8-22-5 |  |  | Non-Lead - Other | Unknown |  | 0 | Statistical analysis |  |  |  |  | Non-Lead - Other |  |  | Statistical analysis |  |  |  |  | Non-Lead |  |  |  | Assumed
MTR_015498 | 17313 125TH AVE SE | L10 VISTA VIEW HEIGHTS#1 |  |  | Non-Lead - Other | No | 2006-09-01 | 0 | Rectified Plan |  |  |  |  | Non-Lead - Other |  |  | Statistical analysis |  |  |  |  | Non-Lead |  |  |  | Domestic
MTR_019192 | 19249 99TH PL S | LOT 6 BLK 2 HI PARK TRACTS |  |  | Non-Lead Plastic | No |  | 0 | Field inspection only with no records | Yes | Visual inspection at meter pit | 2023-09-23 |  | Non-Lead Plastic |  |  | Field inspection only with no records | Yes | Visual inspection at meter pit | 2023-09-23 |  | Non-Lead |  |  |  | Assumed
MTR_015497 | 17309 125TH AVE SE | L9 VISTA VIEW HEIGHTS #1 |  |  | Non-Lead Plastic | No | 2002-08-09 | 0 | Field inspection only with no records | Yes | Visual inspection at meter pit | 2023-02-04 |  | Non-Lead Plastic |  |  | Field inspection only with no records | Yes | Visual inspection at meter pit | 2023-02-04 |  | Non-Lead |  |  |  | Domestic
MTR_020060 | 20101 102ND AVE SE | LOT 10 MCCANN MEADOWS |  |  | Non-Lead - Other | No | 1998-11-06 | 0 | Installation date is after the lead ban |  |  |  |  | Non-Lead - Other |  |  | Installation date is after the lead ban |  |  |  |  | Non-Lead |  |  |  | Domestic
MTR_028174 | 22311 129TH PL SE | LOT 34 MATHESON PARK #1 |  |  | Non-Lead Plastic | No | 1995-07-21 | 0 | Field inspection only with no records | Yes | Visual inspection at meter pit | 2023-10-16 |  | Non-Lead Copper |  |  | Field inspection only with no records | Yes | Visual inspection at meter pit | 2023-10-16 |  | Non-Lead |  |  |  | Domestic
MTR_023188 | 9817 S 210TH PL | L32 WESTVIEW TERR. #2 |  |  | Non-Lead - Other | No | 2008-10-29 | 0 | Rectified Plan |  |  |  |  | Non-Lead - Other |  |  | Statistical analysis |  |  |  |  | Non-Lead |  |  |  | Domestic
MTR_023590 | 9650 S 222ND ST | 880240-0525 SE CRNR OF TRT 27 |  |  | Non-Lead - Other | Unknown |  | 0 | Statistical analysis |  |  |  |  | Non-Lead Plastic |  |  | Field inspection only with no records | Yes | Visual inspection at meter pit | 2023-01-09 |  | Non-Lead |  |  |  | Assumed
MTR_020017 | 20222 105TH AVE SE | LOT 2 KCSP #L93S0002 (BADER S.P.) |  |  | Non-Lead - Other | No | 1995-10-02 | 0 | Installation date is after the lead ban |  |  |  |  | Non-Lead - Other |  |  | Installation date is after the lead ban |  |  |  |  | Non-Lead |  |  |  | Domestic
MTR_015221 | 12555 SE 172ND ST | L116 CASCADE VISTA #3 |  |  | Non-Lead - Other | No | 2010-10-25 | 0 | Rectified Plan |  |  |  |  | Non-Lead - Other |  |  | Statistical analysis |  |  |  |  | Non-Lead |  |  |  | Domestic
MTR_001949 | 11644 SE 163RD ST | L7 BL2 CASCADE HILLS#1 |  |  | Non-Lead - Other | No | 2006-08-31 | 0 | Rectified Plan |  |  |  |  | Non-Lead - Other |  |  | Statistical analysis |  |  |  |  | Non-Lead |  |  |  | Domestic
MTR_029921 | 12336 SE 160TH ST | LOT 14 BUILDING 4 CASCADE VILLAGE # 2 |  |  | Non-Lead - Other | No | 2016-06-22 | 0.75 | Rectified Plan |  |  |  |  | Non-Lead - Other |  |  | Statistical analysis |  |  |  |  | Non-Lead |  |  |  | Domestic
MTR_017495 | 18046 118TH AVE SE | 9921-010180 |  |  | Non-Lead - Other | No | 1975-09-11 | 0 | Relative Placement |  |  |  |  | Non-Lead Plastic |  |  | Field inspection only with no records | Yes | Visual inspection at meter pit | 2023-10-13 |  | Non-Lead |  |  |  | Assumed
MTR_002454 | 11745 SE 158TH PL | L15 BLK7 CASCADE VISTA#2 |  |  | Non-Lead - Other | No | 2014-04-16 | 0 | Rectified Plan |  |  |  |  | Non-Lead - Other |  |  | Statistical analysis |  |  |  |  | Non-Lead |  |  |  | Domestic
MTR_020018 | 20208 106TH AVE SE | LOT 8 CASA VILLA |  |  | Non-Lead - Other | Unknown |  | 0 | Statistical analysis |  |  |  |  | Non-Lead - Other |  |  | Statistical analysis |  |  |  |  | Non-Lead |  |  |  | Assumed
MTR_019598 | 18425 112TH AVE SE | LOT 1 SHORT PLAT #580011 |  |  | Non-Lead - Other | No |  | 0 | Installation date is after the lead ban |  |  |  |  | Non-Lead - Other |  |  | Installation date is after the lead ban |  |  |  |  | Non-Lead |  |  |  | Assumed
MTR_023122 | 9635 S 213TH ST | L C WESTVIEW TERRACE 4 |  |  | Non-Lead - Other | No | 2008-10-29 | 0 | Rectified Plan |  |  |  |  | Non-Lead - Other |  |  | Statistical analysis |  |  |  |  | Non-Lead |  |  |  | Domestic
MTR_019599 | 10842 SE 190TH ST | 9919-004600 |  |  | Non-Lead Plastic | Unknown |  | 0 | Field inspection only with no records | Yes | Visual inspection at meter pit | 2023-11-30 |  | Non-Lead Plastic |  |  | Field inspection only with no records | Yes | Visual inspection at meter pit | 2023-11-30 |  | Non-Lead |  |  |  | Domestic
MTR_011144 | 11233 SE 162ND ST | W 75 OF THE N 296.95 LOT 4 BLK 3 AKER'S FARMS #6 |  |  | Non-Lead - Other | Unknown |  | 0 | Statistical analysis |  |  |  |  | Non-Lead - Other |  |  | Statistical analysis |  |  |  |  | Non-Lead |  |  |  | Domestic
MTR_019600 | 11050 SE 186TH ST | L 15 WALHAVEN NO 2 |  |  | Non-Lead - Other | No |  | 0 | Installation date is after the lead ban |  |  |  |  | Non-Lead - Other |  |  | Installation date is after the lead ban |  |  |  |  | Non-Lead |  |  |  | Domestic
MTR_019241 | 19802 97TH AVE S | L12 MALABAR HILLS #1 |  |  | Non-Lead - Other | No |  | 0 | Installation date is after the lead ban |  |  |  |  | Non-Lead - Other |  |  | Installation date is after the lead ban |  |  |  |  | Non-Lead |  |  |  | Assumed
MTR_016386 | 18353 160TH PL SE | LOT 5 CARRIAGE WOOD PARK |  |  | Non-Lead - Other | No | 1998-10-10 | 0 | Installation date is after the lead ban |  |  |  |  | Non-Lead - Other |  |  | Installation date is after the lead ban |  |  |  |  | Non-Lead |  |  |  | Domestic
MTR_001956 | 15774 117TH AVE SE | L12 BLK6 CASCADE VISTA 2 |  |  | Non-Lead - Other | No | 2014-04-16 | 0 | Rectified Plan |  |  |  |  | Non-Lead - Other |  |  | Statistical analysis |  |  |  |  | Non-Lead |  |  |  | Domestic
MTR_016387 | 18317 160TH PL SE | LOT 10 CARRIAGE WOOD PARK |  |  | Non-Lead - Other | No | 1998-10-10 | 0 | Installation date is after the lead ban |  |  |  |  | Non-Lead - Other |  |  | Installation date is after the lead ban |  |  |  |  | Non-Lead |  |  |  | Domestic
MTR_014840 | 12407 SE 173RD PL | L7 VISTA VIEW HEIGHTS #1 |  |  | Non-Lead - Other | No | 2004-04-02 | 1 | Rectified Plan |  |  |  |  | Non-Lead - Other |  |  | Statistical analysis |  |  |  |  | Non-Lead |  |  |  | Domestic
MTR_029806 | 14018 SE 236TH PL | LOT 9 COUNTRY CLUB NORTH #2 |  |  | Non-Lead - Other | No | 1997-10-05 | 0 | Installation date is after the lead ban |  |  |  |  | Non-Lead - Other |  |  | Installation date is after the lead ban |  |  |  |  | Non-Lead |  |  |  | Domestic
MTR_026335 | 20634 119TH AVE SE | LOT 4 PANTHER LAKE TERRACE 4 |  |  | Non-Lead - Other | No |  | 0 | Installation date is after the lead ban |  |  |  |  | Non-Lead - Other |  |  | Installation date is after the lead ban |  |  |  |  | Non-Lead |  |  |  | Assumed
MTR_022994 | 19225 124TH AVE SE | L3 SPBROOK 5 ACRE TRACT |  |  | Non-Lead Plastic | No |  | 0 | Field inspection only with no records | Yes | Visual inspection at meter pit | 2023-09-30 |  | Non-Lead Plastic |  |  | Field inspection only with no records | Yes | Visual inspection at meter pit | 2023-09-30 |  | Non-Lead |  |  |  | Assumed
MTR_016388 | 18370 160TH PL SE | LOT 22 CARRIAGE WOOD PARK |  |  | Non-Lead - Other | No | 1998-10-10 | 0 | Installation date is after the lead ban |  |  |  |  | Non-Lead - Other |  |  | Installation date is after the lead ban |  |  |  |  | Non-Lead |  |  |  | Domestic
MTR_022151 | 18451 124TH AVE SE | TL41 SEC 33-23-5 |  |  | Non-Lead - Other | Unknown |  | 0 | Relative Placement | No |  |  |  | Non-Lead - Other |  |  | Statistical analysis |  |  |  |  | Non-Lead |  |  |  | Assumed
MTR_020061 | 10100 SE 202ND ST | LOT 17 MCCANN MEADOWS |  |  | Non-Lead - Other | No | 1998-11-06 | 0 | Installation date is after the lead ban |  |  |  |  | Non-Lead - Other |  |  | Installation date is after the lead ban |  |  |  |  | Non-Lead |  |  |  | Domestic
MTR_024867 | 20210 142ND AVE SE | L86 & 184E1/2 SEC 3-22-5 |  |  | Non-Lead Plastic | Unknown |  | 0 | Field inspection only with no records | Yes | Visual inspection at meter pit | 2023-11-11 |  | Non-Lead Plastic |  |  | Field inspection only with no records | Yes | Visual inspection at meter pit | 2023-11-11 |  | Non-Lead |  |  |  | Assumed
MTR_020062 | 20134 102ND AVE SE | LOT 2 MCCANN MEADOWS |  |  | Non-Lead - Other | No | 1998-11-06 | 0 | Installation date is after the lead ban |  |  |  |  | Non-Lead - Other |  |  | Installation date is after the lead ban |  |  |  |  | Non-Lead |  |  |  | Domestic
MTR_017319 | 17810 109TH AVE SE | L8 BRISTOW ADD. |  |  | Non-Lead - Other | No | 2011-08-10 | 1 | Rectified Plan |  |  |  |  | Non-Lead - Other |  |  | Statistical analysis |  |  |  |  | Non-Lead |  |  |  | Domestic
MTR_014171 | 17561 110TH LN SE | BLDG 5 PALM COURT;1ST UNIT OF 2 |  |  | Non-Lead - Plastic | No | 1998-06-18 | 1 | Rectified Plan |  |  |  |  | Non-Lead - Other |  |  | Installation date is after the lead ban |  |  |  |  | Non-Lead |  |  |  | Domestic
MTR_026467 | 22516 134TH PL SE | LOT 17 FERN CREST 2 |  |  | Non-Lead Plastic | No | 2005-09-02 | 0 | Field inspection only with no records | Yes | Visual inspection at meter pit | 2023-10-27 |  | Non-Lead Plastic |  |  | Field inspection only with no records | Yes | Visual inspection at meter pit | 2023-10-27 |  | Non-Lead |  |  |  | Domestic
MTR_014166 | 17549 110TH LN SE | UNIT A BLDG 8 PALM COURT |  |  | Non-Lead - Plastic | No | 1998-06-18 | 1 | Rectified Plan |  |  |  |  | Non-Lead - Other |  |  | Installation date is after the lead ban |  |  |  |  | Non-Lead |  |  |  | Domestic
MTR_019558 | 11044 SE 186TH ST | L 14 B 3 WALHAVEN NO 2 |  |  | Non-Lead Plastic | Unknown |  | 0 | Relative Placement | Yes | Visual inspection at the meter pit | 2024-02-20 |  | Galvanized Requiring Replacement |  |  | Field inspection only with no records | Yes | Visual inspection at the meter pit | 2024-02-20 |  | Galvanized Requiring Replacement |  |  |  | Domestic
MTR_014170 | 17559 110TH LN SE | BLDG 5 PALM COURT;2ND UNIT OF 2 |  |  | Non-Lead Plastic | No | 1998-06-18 | 1 | Field inspection only with no records | Yes | Visual inspection at meter pit | 2023-02-04 |  | Non-Lead Plastic |  |  | Field inspection only with no records | Yes | Visual inspection at meter pit | 2023-02-04 |  | Non-Lead |  |  |  | Domestic
MTR_017379 | 12234 SE 178TH ST | TAX LOT 24 33/23/5 |  |  | Non-Lead - Other | No | 1995-08-30 | 0 | Rectified Plan |  |  |  |  | Non-Lead - Other |  |  | Statistical analysis |  |  |  |  | Non-Lead |  |  |  | Domestic
MTR_022757 | 11701 SE 193RD PL | LOT 19 LYNDEN PLACE |  |  | Non-Lead Plastic | No | 1999-03-24 | 0 | Field inspection only with no records | Yes | Visual inspection at meter pit | 2023-10-07 |  | Non-Lead Plastic |  |  | Field inspection only with no records | Yes | Visual inspection at meter pit | 2023-10-07 |  | Non-Lead |  |  |  | Domestic
MTR_018312 | 14604 SE 181ST ST | L37 CARRIAGE LANE #3 |  |  | Non-Lead - Other | Unknown | 1966-05-24 | 0 | Statistical analysis |  |  |  |  | Non-Lead - Other |  |  | Statistical analysis |  |  |  |  | Non-Lead |  |  |  | Domestic
MTR_011954 | 1115 S 35TH ST | LOT 39 WINSPER 2 |  |  | Non-Lead - Other | No | 1998-02-25 | 0 | Installation date is after the lead ban |  |  |  |  | Non-Lead - Other |  |  | Installation date is after the lead ban |  |  |  |  | Non-Lead |  |  |  | Domestic
MTR_018300 | 14203 SE 179TH PL | L4 CARRIAGE LANE #1 |  |  | Non-Lead - Other | Unknown |  | 0 | Statistical analysis |  |  |  |  | Non-Lead - Other |  |  | Statistical analysis |  |  |  |  | Non-Lead |  |  |  | Assumed
MTR_014158 | 17527 110TH LN SE | LOT 12 PALM COURT TOWNHOMES |  |  | Non-Lead Plastic | No | 1998-06-18 | 1 | Field inspection only with no records | Yes | Visual inspection at meter pit | 2023-02-04 |  | Non-Lead Plastic |  |  | Field inspection only with no records | Yes | Visual inspection at meter pit | 2023-02-04 |  | Non-Lead |  |  |  | Domestic
MTR_018355 | 17832 146TH AVE SE | LOT 46 CARRIAGE LANE #2 |  |  | Non-Lead - Other | Unknown |  | 0 | Statistical analysis |  |  |  |  | Non-Lead - Other |  |  | Statistical analysis |  |  |  |  | Non-Lead |  |  |  | Assumed
MTR_014160 | 17533 110TH LN SE | LOT 10 PALM COURT |  |  | Non-Lead - Plastic | No | 1998-06-18 | 1 | Rectified Plan |  |  |  |  | Non-Lead - Other |  |  | Installation date is after the lead ban |  |  |  |  | Non-Lead |  |  |  | Domestic
MTR_018357 | 17835 146TH AVE SE | LOT 44 CARRIAGE LANE #2 |  |  | Non-Lead Plastic | Unknown |  | 0 | Field inspection only with no records | Yes | Visual inspection at meter pit | 2023-10-14 |  | Non-Lead Plastic |  |  | Field inspection only with no records | Yes | Visual inspection at meter pit | 2023-10-14 |  | Non-Lead |  |  |  | Assumed
MTR_014165 | 17547 110TH LN SE | LOT 7 PALM COURT |  |  | Non-Lead - Plastic | No | 1998-06-18 | 1 | Rectified Plan |  |  |  |  | Non-Lead - Other |  |  | Installation date is after the lead ban |  |  |  |  | Non-Lead |  |  |  | Domestic
MTR_018313 | 14615 SE 181ST ST | L41 CARRIAGE LANE #3 |  |  | Non-Lead - Other | Unknown | 1966-05-24 | 0 | Statistical analysis |  |  |  |  | Non-Lead - Other |  |  | Statistical analysis |  |  |  |  | Non-Lead |  |  |  | Domestic
MTR_014163 | 17539 110TH LN SE | LOT 9 PALM COURT |  |  | Non-Lead - Plastic | No | 1998-06-18 | 1 | Rectified Plan |  |  |  |  | Non-Lead - Other |  |  | Installation date is after the lead ban |  |  |  |  | Non-Lead |  |  |  | Domestic
MTR_016288 | 17802 157TH AVE SE | L12 CANDLEWOOD RIDGE #2 |  |  | Non-Lead Plastic | No | 1976-05-06 | 0 | Field inspection only with no records | Yes | Visual inspection at meter pit | 2023-11-30 |  | Non-Lead Plastic |  |  | Field inspection only with no records | Yes | Visual inspection at meter pit | 2023-11-30 |  | Non-Lead |  |  |  | Domestic
MTR_014157 | 17525 110TH LN SE | LOT 11 PALM COURT TOWNHOMES |  |  | Non-Lead - Plastic | No | 1998-06-18 | 1 | Rectified Plan |  |  |  |  | Non-Lead - Other |  |  | Installation date is after the lead ban |  |  |  |  | Non-Lead |  |  |  | Domestic
MTR_016656 | 14909 SE 181ST ST | LOT 18 CARRIAGEWOOD #2 |  |  | Non-Lead Plastic | No | 1982-09-01 | 0 | Field inspection only with no records | Yes | Visual inspection at meter pit | 2023-11-10 |  | Non-Lead Copper |  |  | Field inspection only with no records | Yes | Visual inspection at meter pit | 2023-11-10 |  | Non-Lead |  |  |  | Domestic
MTR_011935 | 3136 MAIN AVE S | LOT 19 WINSPER 2 |  |  | Non-Lead - Other | No | 1998-02-25 | 0 | Installation date is after the lead ban |  |  |  |  | Non-Lead Plastic |  |  | Field inspection only with no records | Yes | Visual inspection at meter pit | 2023-02-03 |  | Non-Lead |  |  |  | Domestic
MTR_016856 | 17643 152ND PL SE | LOT 59 CANDLEWOOD RIDGE #5 |  |  | Non-Lead Plastic | No | 1978-02-01 | 0 | Field inspection only with no records | Yes | Visual inspection at meter pit | 2023-11-30 |  | Non-Lead Plastic |  |  | Field inspection only with no records | Yes | Visual inspection at meter pit | 2023-11-30 |  | Non-Lead |  |  |  | Domestic
MTR_022760 | 11719 SE 193RD PL | LOT 16 LYNDEN PLACE |  |  | Non-Lead - Other | No | 1999-03-24 | 0 | Installation date is after the lead ban |  |  |  |  | Non-Lead - Other |  |  | Installation date is after the lead ban |  |  |  |  | Non-Lead |  |  |  | Domestic
MTR_016578 | 18322 153RD PL SE | LOT 31 CARRIAGEWOOD #1 |  |  | Non-Lead - Other | No | 1980-06-01 | 0 | Installation date is after the lead ban |  |  |  |  | Non-Lead - Other |  |  | Installation date is after the lead ban |  |  |  |  | Non-Lead |  |  |  | Domestic
MTR_022761 | 11723 SE 193RD PL | LOT 15 LYNDEN PLACE |  |  | Non-Lead - Other | No | 1999-03-24 | 0 | Installation date is after the lead ban |  |  |  |  | Non-Lead - Other |  |  | Installation date is after the lead ban |  |  |  |  | Non-Lead |  |  |  | Domestic
MTR_016858 | 15201 SE 179TH ST | LOT 68 CANDLEWOOD RIDGE #5 |  |  | Non-Lead Plastic | No | 1978-02-01 | 0 | Field inspection only with no records | Yes | Visual inspection at meter pit | 2023-11-30 |  | Non-Lead Plastic |  |  | Field inspection only with no records | Yes | Visual inspection at meter pit | 2023-11-30 |  | Non-Lead |  |  |  | Domestic
MTR_017180 | 17837 112TH AVE SE | LOT 1 BENSON HILL |  |  | Non-Lead - Other | No | 1999-09-22 | 0 | Installation date is after the lead ban |  |  |  |  | Non-Lead - Other |  |  | Installation date is after the lead ban |  |  |  |  | Non-Lead |  |  |  | Domestic
MTR_017922 | 17701 133RD PL SE | LOT 24 FAIRWOOD GROVES CONDOS |  |  | Non-Lead - Other | No | 1998-02-27 | 0 | Installation date is after the lead ban |  |  |  |  | Non-Lead Plastic |  |  | Field inspection only with no records | Yes | Visual inspection at meter pit | 2023-08-15 |  | Non-Lead |  |  |  | Domestic
MTR_014155 | 17517 110TH LN SE | 1ST UNIT;BLDG 13 PALM COURT |  |  | Non-Lead - Plastic | No | 1998-06-18 | 1 | Rectified Plan |  |  |  |  | Non-Lead - Other |  |  | Installation date is after the lead ban |  |  |  |  | Non-Lead |  |  |  | Domestic
MTR_030312 | 14522 SE 213TH ST | LOT 4 FIVE FIRS |  |  | Non-Lead - Other | No | 1997-02-06 | 0 | Installation date is after the lead ban |  |  |  |  | Non-Lead - Other |  |  | Installation date is after the lead ban |  |  |  |  | Non-Lead |  |  |  | Domestic
MTR_017174 | 17827 112TH AVE SE | LOT 5 BENSON HILL |  |  | Non-Lead - Other | No | 1999-09-22 | 0 | Installation date is after the lead ban |  |  |  |  | Non-Lead - Other |  |  | Installation date is after the lead ban |  |  |  |  | Non-Lead |  |  |  | Domestic
MTR_002469 | 23818 125TH PL SE | LOT 15 MERIDIAN GLENN |  |  | Non-Lead - Other | No | 2000-11-08 | 0 | Rectified Plan | No |  |  |  | Non-Lead - Other |  |  | Installation date is after the lead ban |  |  |  |  | Non-Lead |  |  |  | Domestic
MTR_030313 | 20914 135TH PL SE | L19 CRYSTAL GLEN |  |  | Non-Lead - Other | No |  | 0 | Installation date is after the lead ban |  |  |  |  | Non-Lead - Other |  |  | Installation date is after the lead ban |  |  |  |  | Non-Lead |  |  |  | Domestic
MTR_017181 | 17819 112TH AVE SE | LOT 8 BENSON HILL |  |  | Non-Lead Plastic | No | 1999-09-22 | 0 | Field inspection only with no records | Yes | Visual inspection at meter pit | 2023-07-29 |  | Non-Lead Plastic |  |  | Field inspection only with no records | Yes | Visual inspection at meter pit | 2023-07-29 |  | Non-Lead |  |  |  | Domestic
MTR_030314 | 20855 142ND AVE SE | L 4 HOMESTEAD HILL EST |  |  | Non-Lead - Other | Unknown |  | 1.25 | Statistical analysis |  |  |  |  | Non-Lead - Other |  |  | Statistical analysis |  |  |  |  | Non-Lead |  |  |  | Domestic
MTR_017199 | 17719 112TH AVE SE | LOT 25 BENSON HILL |  |  | Non-Lead Plastic | No | 1999-09-22 | 0 | Field inspection only with no records | Yes | Visual inspection at meter pit | 2023-07-29 |  | Non-Lead Plastic |  |  | Field inspection only with no records | Yes | Visual inspection at meter pit | 2023-07-29 |  | Non-Lead |  |  |  | Domestic
MTR_030315 | 14421 SE 208TH ST | TL77 E1/2 SEC 10-22-5 |  |  | Non-Lead - Other | Unknown |  | 0 | Statistical analysis |  |  |  |  | Non-Lead - Other |  |  | Statistical analysis |  |  |  |  | Non-Lead |  |  |  | Domestic
MTR_017193 | 17741 112TH AVE SE | LOT 16 BENSON HILL |  |  | Non-Lead Plastic | No | 1999-09-22 | 0 | Field inspection only with no records | Yes | Visual inspection at meter pit | 2023-07-29 |  | Non-Lead Plastic |  |  | Field inspection only with no records | Yes | Visual inspection at meter pit | 2023-07-29 |  | Non-Lead |  |  |  | Domestic
MTR_030240 | 11668 SE 163RD ST | L10 BL2 CASCADE HILLS#1 |  |  | Non-Lead - Other | Unknown |  |  | Statistical analysis |  |  |  |  | Non-Lead - Other |  |  | Statistical analysis |  |  |  |  | Non-Lead
MTR_017184 | 17805 112TH AVE SE | LOT 14 BENSON HILL |  |  | Non-Lead - Other | No | 1999-09-22 | 0 | Installation date is after the lead ban |  |  |  |  | Non-Lead - Other |  |  | Installation date is after the lead ban |  |  |  |  | Non-Lead |  |  |  | Domestic
MTR_030316 | 21104 143RD AVE SE | LOT 2 SHORT PLAT 377081 |  |  | Non-Lead - Copper | No |  | 1 | Converted CAD | No |  |  |  | Non-Lead - Other |  |  | Installation date is after the lead ban |  |  |  |  | Non-Lead |  |  |  | Domestic
MTR_023081 | 21438 99TH AVE S | L 21 MCCANNS WESTVIEW |  |  | Non-Lead - Other | No | 2008-10-29 | 0 | Rectified Plan |  |  |  |  | Non-Lead - Other |  |  | Statistical analysis |  |  |  |  | Non-Lead |  |  |  | Domestic
MTR_030317 | 21012 142ND AVE SE | LOT 14 HOMESTEAD HILLS |  |  | Non-Lead - Other | No |  | 1.25 | Installation date is after the lead ban |  |  |  |  | Non-Lead - Other |  |  | Installation date is after the lead ban |  |  |  |  | Non-Lead |  |  |  | Domestic
MTR_017177 | 17825 112TH AVE SE | LOT 6 BENSON HILL |  |  | Non-Lead - Other | No | 1999-09-22 | 0 | Installation date is after the lead ban |  |  |  |  | Non-Lead - Other |  |  | Installation date is after the lead ban |  |  |  |  | Non-Lead |  |  |  | Domestic
MTR_030318 | 14625 SE 213TH ST | LOT 7 FIVE FIRS |  |  | Non-Lead Plastic | No | 1997-02-06 | 0 | Field inspection only with no records | Yes | Visual inspection at meter pit | 2023-11-04 |  | Non-Lead Plastic |  |  | Field inspection only with no records | Yes | Visual inspection at meter pit | 2023-11-04 |  | Non-Lead |  |  |  | Domestic
MTR_017200 | 17717 112TH AVE SE | LOT 26 BENSON HILL |  |  | Non-Lead - Other | No | 1999-09-22 | 0 | Installation date is after the lead ban |  |  |  |  | Non-Lead - Other |  |  | Installation date is after the lead ban |  |  |  |  | Non-Lead |  |  |  | Domestic
MTR_030247 | 19405 120TH AVE SE | GLENRIDGE ELEMENTARY - DET CHECK |  |  | Non-Lead - Other | Unknown |  |  | Statistical analysis |  |  |  |  | Non-Lead - Other |  |  | Statistical analysis |  |  |  |  | Non-Lead
MTR_017197 | 17721 112TH AVE SE | LOT 24 BENSON HILL |  |  | Non-Lead Plastic | No | 1999-09-22 | 0 | Field inspection only with no records | Yes | Visual inspection at meter pit | 2023-07-29 |  | Non-Lead Plastic |  |  | Field inspection only with no records | Yes | Visual inspection at meter pit | 2023-07-29 |  | Non-Lead |  |  |  | Domestic
MTR_030319 | 13227 SE 212TH PL | LOT 2 KING COUNTY SHORT PLAT #57819 0 |  |  | Non-Lead - Other | Unknown |  | 0 | Statistical analysis |  |  |  |  | Non-Lead - Other |  |  | Statistical analysis |  |  |  |  | Non-Lead |  |  |  | Domestic
MTR_017176 | 17831 112TH AVE SE | LOT 3 BENSON HILL |  |  | Non-Lead - Other | No | 1999-09-22 | 0 | Installation date is after the lead ban |  |  |  |  | Non-Lead - Other |  |  | Installation date is after the lead ban |  |  |  |  | Non-Lead |  |  |  | Domestic
MTR_017901 | 13324 SE 177TH CT | LOT 42 FAIRWOOD GROVES CONDOS |  |  | Non-Lead Plastic | No | 1998-02-27 | 0 | Field inspection only with no records | Yes | Visual inspection at meter pit | 2023-10-07 |  | Non-Lead Plastic |  |  | Field inspection only with no records | Yes | Visual inspection at meter pit | 2023-10-07 |  | Non-Lead |  |  |  | Domestic
MTR_022038 | 19036 120TH AVE SE | LOT 7 NORTHWEST GARDEN TRACTS #5 |  |  | Non-Lead - Other | Unknown |  | 0 | Relative Placement | No |  |  |  | Non-Lead - Other |  |  | Statistical analysis |  |  |  |  | Non-Lead |  |  |  | Assumed
MTR_017900 | 13328 SE 177TH CT | LOT 41 FAIRWOOD GROVES CONDOS |  |  | Non-Lead - Other | No | 1998-02-27 | 0 | Installation date is after the lead ban |  |  |  |  | Non-Lead - Other |  |  | Installation date is after the lead ban |  |  |  |  | Non-Lead |  |  |  | Domestic
MTR_017202 | 17723 112TH AVE SE | LOT 23 BENSON HILL |  |  | Non-Lead - Other | No | 1999-09-22 | 0 | Installation date is after the lead ban |  |  |  |  | Non-Lead - Other |  |  | Installation date is after the lead ban |  |  |  |  | Non-Lead |  |  |  | Domestic
MTR_017903 | 13316 SE 177TH CT | LOT 44 FAIRWOOD GROVES CONDOS |  |  | Non-Lead - Other | No | 1998-02-27 | 0 | Installation date is after the lead ban |  |  |  |  | Non-Lead - Other |  |  | Installation date is after the lead ban |  |  |  |  | Non-Lead |  |  |  | Domestic
MTR_017189 | 17735 112TH AVE SE | LOT 19 BENSON HILL |  |  | Non-Lead Plastic | No | 1999-09-22 | 0 | Field inspection only with no records | Yes | Visual inspection at meter pit | 2023-07-29 |  | Non-Lead Plastic |  |  | Field inspection only with no records | Yes | Visual inspection at meter pit | 2023-07-29 |  | Non-Lead |  |  |  | Domestic
MTR_019560 | 19126 110TH PL SE | LOT 4 FORD TOWNHOMES |  |  | Non-Lead - Other | No | 1997-06-17 | 0 | Installation date is after the lead ban |  |  |  |  | Non-Lead - Other |  |  | Installation date is after the lead ban |  |  |  |  | Non-Lead |  |  |  | Domestic
MTR_017191 | 17739 112TH AVE SE | LOT 17 BENSON HILL |  |  | Non-Lead - Other | No | 1999-09-22 | 0 | Installation date is after the lead ban |  |  |  |  | Non-Lead - Other |  |  | Installation date is after the lead ban |  |  |  |  | Non-Lead |  |  |  | Domestic
MTR_019561 | 19120 110TH PL SE | LOT 5 FORD TOWNHOMES |  |  | Non-Lead - Other | No | 1997-06-17 | 0 | Installation date is after the lead ban |  |  |  |  | Non-Lead - Other |  |  | Installation date is after the lead ban |  |  |  |  | Non-Lead |  |  |  | Domestic
MTR_016861 | 17728 153RD AVE SE | LOT 28 CANDLEWOOD RIDGE #5 |  |  | Non-Lead Plastic | No | 1978-02-01 | 0 | Field inspection only with no records | Yes | Visual inspection at meter pit | 2023-11-30 |  | Non-Lead Plastic |  |  | Field inspection only with no records | Yes | Visual inspection at meter pit | 2023-11-30 |  | Non-Lead |  |  |  | Domestic
MTR_011945 | 3309 MAIN AVE S | LOT 30 WINSPER 2 |  |  | Non-Lead Plastic | No | 1998-02-25 | 0 | Field inspection only with no records | Yes | Visual inspection at meter pit | 2023-01-28 |  | Non-Lead Plastic |  |  | Field inspection only with no records | Yes | Visual inspection at meter pit | 2023-01-28 |  | Non-Lead |  |  |  | Domestic
MTR_016289 | 15624 SE 178TH ST | L40 CANDLEWOOD RIDGE #2 |  |  | Non-Lead - Other | No | 1976-05-06 | 0 | Installation date is after the lead ban |  |  |  |  | Non-Lead - Other |  |  | Installation date is after the lead ban |  |  |  |  | Non-Lead |  |  |  | Domestic
MTR_019562 | 19122 110TH PL SE | LOT 5 FORD TOWNHOMES |  |  | Non-Lead Plastic | No | 1997-06-17 | 0 | Field inspection only with no records | Yes | Visual inspection at meter pit | 2023-09-29 |  | Non-Lead Plastic |  |  | Field inspection only with no records | Yes | Visual inspection at meter pit | 2023-09-29 |  | Non-Lead |  |  |  | Domestic
MTR_011929 | 1123 S 34TH ST | LOT 14 WINSPER II |  |  | Non-Lead Plastic | No | 1998-02-25 | 0 | Field inspection only with no records | Yes | Visual inspection at meter pit | 2023-02-03 |  | Non-Lead Plastic |  |  | Field inspection only with no records | Yes | Visual inspection at meter pit | 2023-02-03 |  | Non-Lead |  |  |  | Domestic
MTR_011946 | 3315 MAIN AVE S | LOT 31 WINSPER II |  |  | Non-Lead Plastic | No | 1998-02-25 | 0 | Field inspection only with no records | Yes | Visual inspection at meter pit | 2023-01-28 |  | Non-Lead Plastic |  |  | Field inspection only with no records | Yes | Visual inspection at meter pit | 2023-01-28 |  | Non-Lead |  |  |  | Domestic
MTR_028814 | 11024 SE 217TH ST | L 10 B3 TWIN MAPLES |  |  | Non-Lead - Other | No |  | 0 | Installation date is after the lead ban |  |  |  |  | Non-Lead - Other |  |  | Installation date is after the lead ban |  |  |  |  | Non-Lead |  |  |  | Assumed
MTR_014064 | 10900 SE 176TH ST | TAX LOT 30 29-23-5 |  |  | Non-Lead - Other | No |  | 1 | Installation date is after the lead ban |  |  |  |  | Non-Lead - Other |  |  | Installation date is after the lead ban |  |  |  |  | Non-Lead |  |  |  | Domestic
MTR_011951 | 3431 MAIN AVE S | LOT 36 WINSPER II |  |  | Non-Lead - Other | No | 1998-02-25 | 0 | Installation date is after the lead ban |  |  |  |  | Non-Lead - Other |  |  | Installation date is after the lead ban |  |  |  |  | Non-Lead |  |  |  | Domestic
MTR_017894 | 13317 SE 177TH CT | LOT 35 FAIRWOOD GROVES CONDOS |  |  | Non-Lead - Other | No | 1998-02-27 | 0 | Installation date is after the lead ban |  |  |  |  | Non-Lead - Other |  |  | Installation date is after the lead ban |  |  |  |  | Non-Lead |  |  |  | Domestic
MTR_014152 | 17511 110TH LN SE | 2ND UNIT; BLDG 14 PALM COURT |  |  | Non-Lead - Plastic | No | 1998-06-18 | 1 | Rectified Plan |  |  |  |  | Non-Lead - Other |  |  | Installation date is after the lead ban |  |  |  |  | Non-Lead |  |  |  | Domestic
MTR_014178 | 17581 110TH LN SE | BLDG 1 PALM COURT;2ND UNIT OF 2 |  |  | Non-Lead Plastic | No | 1998-06-18 | 1 | Field inspection only with no records | Yes | Visual inspection at meter pit | 2023-02-04 |  | Non-Lead Plastic |  |  | Field inspection only with no records | Yes | Visual inspection at meter pit | 2023-02-04 |  | Non-Lead |  |  |  | Domestic
MTR_011938 | 3112 MAIN AVE S | LOT 23 WINSPER 2 |  |  | Non-Lead - Other | No | 1998-02-25 | 0 | Installation date is after the lead ban |  |  |  |  | Non-Lead - Other |  |  | Installation date is after the lead ban |  |  |  |  | Non-Lead |  |  |  | Domestic
MTR_014176 | 17577 110TH LN SE | 2ND UNIT;BLDG 2 PALM COURT |  |  | Non-Lead - Plastic | No | 1998-06-18 | 1 | Rectified Plan |  |  |  |  | Non-Lead - Other |  |  | Installation date is after the lead ban |  |  |  |  | Non-Lead |  |  |  | Domestic
MTR_012139 | 13309 SE 177TH CT | LOT 33 FAIRWOOD GROVES CONDOS |  |  | Non-Lead - Other | No | 1998-02-27 | 0 | Installation date is after the lead ban |  |  |  |  | Non-Lead - Other |  |  | Installation date is after the lead ban |  |  |  |  | Non-Lead |  |  |  | Domestic
MTR_026493 | 23010 130TH PL SE | LOT 6 MISTY MEADOWS #2 |  |  | Non-Lead Plastic | No |  | 0 | Field inspection only with no records | Yes | Visual inspection at meter pit | 2023-08-26 |  | Non-Lead Copper |  |  | Field inspection only with no records | Yes | Visual inspection at meter pit | 2023-08-26 |  | Non-Lead |  |  |  | Domestic
MTR_019563 | 19130 110TH PL SE | LOT 4 FORD TOWNHOMES |  |  | Non-Lead - Other | No | 1997-06-17 | 0 | Installation date is after the lead ban |  |  |  |  | Non-Lead - Other |  |  | Installation date is after the lead ban |  |  |  |  | Non-Lead |  |  |  | Domestic
MTR_002479 | 12825 SE 232ND PL | LOT 32 MISTY MEADOWS #1 |  |  | Non-Lead - Other | No |  | 0 | Installation date is after the lead ban |  |  |  |  | Non-Lead - Other |  |  | Installation date is after the lead ban |  |  |  |  | Non-Lead |  |  |  | Domestic
MTR_019564 | 19134 110TH PL SE | LOT 4 FORD TOWNHOMES |  |  | Non-Lead - Other | No | 1997-06-17 | 0 | Installation date is after the lead ban |  |  |  |  | Non-Lead - Other |  |  | Installation date is after the lead ban |  |  |  |  | Non-Lead |  |  |  | Domestic
MTR_017208 | 17656 112TH AVE SE | LOT 35 BENSON HILL |  |  | Non-Lead Plastic | No | 1999-09-22 | 0 | Field inspection only with no records | Yes | Visual inspection at meter pit | 2023-07-29 |  | Non-Lead Plastic |  |  | Field inspection only with no records | Yes | Visual inspection at meter pit | 2023-07-29 |  | Non-Lead |  |  |  | Domestic
MTR_019566 | 19136 110TH PL SE | LOT 4 FORD TOWNHOMES |  |  | Non-Lead - Other | No | 1997-06-17 | 0 | Installation date is after the lead ban |  |  |  |  | Non-Lead - Other |  |  | Installation date is after the lead ban |  |  |  |  | Non-Lead |  |  |  | Domestic
MTR_016730 | 18225 154TH PL SE | LOT 18 CARRIAGEWOOD #4 |  |  | Non-Lead - Other | No | 1983-07-01 | 0 | Installation date is after the lead ban |  |  |  |  | Non-Lead - Other |  |  | Installation date is after the lead ban |  |  |  |  | Non-Lead |  |  |  | Domestic
MTR_019568 | 19102 110TH PL SE | BLD 7 FORD TOWNHOMES |  |  | Non-Lead - Other | No | 1997-06-17 | 0 | Installation date is after the lead ban |  |  |  |  | Non-Lead - Other |  |  | Installation date is after the lead ban |  |  |  |  | Non-Lead |  |  |  | Domestic
MTR_018321 | 14501 SE 183RD ST | LOT 20 CARRIAGE LANE #3 |  |  | Non-Lead Plastic | Unknown | 1966-05-24 | 0 | Rectified Plan | Yes | Visual inspection at the meter pit | 2024-02-23 |  | Non-Lead Plastic |  |  | Field inspection only with no records | Yes | Visual inspection at the meter pit | 2024-02-23 |  | Non-Lead |  |  |  | Domestic
MTR_011930 | 1129 S 34TH ST | LOT 15 WINSPER II |  |  | Non-Lead - Other | No | 1998-02-25 | 0 | Installation date is after the lead ban |  |  |  |  | Non-Lead - Other |  |  | Installation date is after the lead ban |  |  |  |  | Non-Lead |  |  |  | Domestic
MTR_019570 | 19129 110TH PL SE | LOT 13 VILLAGE GATE TOWNHOMES |  |  | Non-Lead - Other | No | 1997-06-17 | 0 | Installation date is after the lead ban |  |  |  |  | Non-Lead - Other |  |  | Installation date is after the lead ban |  |  |  |  | Non-Lead |  |  |  | Domestic
MTR_024793 | 20110 143RD PL SE | L7 BLK5 FOWLERS ADD. |  |  | Non-Lead - Other | Unknown |  | 0 | Statistical analysis |  |  |  |  | Non-Lead - Other |  |  | Statistical analysis |  |  |  |  | Non-Lead |  |  |  | Assumed
MTR_017624 | 11404 SE 180TH PL | L6 BLK2 BANKERS 1ST |  |  | Non-Lead - Other | Unknown |  | 0 | Statistical analysis |  |  |  |  | Non-Lead - Other |  |  | Statistical analysis |  |  |  |  | Non-Lead |  |  |  | Assumed
MTR_028203 | 22039 131ST PL SE | LOT 1 EASTLAND MEADOWS |  |  | Non-Lead - Other | No | 1999-11-12 | 0 | Installation date is after the lead ban |  |  |  |  | Non-Lead - Other |  |  | Installation date is after the lead ban |  |  |  |  | Non-Lead |  |  |  | Domestic
MTR_016176 | 17626 162ND PL SE | LOT 90 CANDLEWOOD RIDGE #3 |  |  | Non-Lead - Other | No | 1977-07-13 | 1 | Installation date is after the lead ban |  |  |  |  | Non-Lead - Other |  |  | Installation date is after the lead ban |  |  |  |  | Non-Lead |  |  |  | Domestic
MTR_014149 | 17503 110TH LN SE | LOT 15 PALM COURT TOWNHOMES |  |  | Non-Lead - Plastic | No | 1998-06-18 | 1 | Rectified Plan |  |  |  |  | Non-Lead - Other |  |  | Installation date is after the lead ban |  |  |  |  | Non-Lead |  |  |  | Domestic
MTR_029199 | 11435 SE 225TH ST | L 51 STOCKTON |  |  | Non-Lead - Other | No |  | 0 | Installation date is after the lead ban |  |  |  |  | Non-Lead - Other |  |  | Installation date is after the lead ban |  |  |  |  | Non-Lead |  |  |  | Domestic
MTR_028204 | 22032 131ST PL SE | LOT 12 EASTLUND MEADOWS |  |  | Non-Lead Plastic | No | 1999-11-12 | 0 | Field inspection only with no records | Yes | Visual inspection at meter pit | 2023-11-04 |  | Non-Lead Plastic |  |  | Field inspection only with no records | Yes | Visual inspection at meter pit | 2023-11-04 |  | Non-Lead |  |  |  | Domestic
MTR_027163 | 12749 SE 237TH PL | L40 TWIN CREEKS |  |  | Non-Lead Plastic | No |  | 0 | Field inspection only with no records | Yes | Visual inspection at meter pit | 2023-09-15 |  | Non-Lead Plastic |  |  | Field inspection only with no records | Yes | Visual inspection at meter pit | 2023-09-15 |  | Non-Lead |  |  |  | Assumed
MTR_017809 | 18226 116TH AVE SE | 9921-012720 |  |  | Non-Lead - Other | No |  | 0 | Installation date is after the lead ban |  |  |  |  | Non-Lead - Other |  |  | Installation date is after the lead ban |  |  |  |  | Non-Lead |  |  |  | Assumed
MTR_026468 | 12625 SE 228TH CT | LOT 111 PHEASANTS HOLLOW |  |  | Non-Lead - Other | No | 1996-02-27 | 0 | Installation date is after the lead ban |  |  |  |  | Non-Lead - Other |  |  | Installation date is after the lead ban |  |  |  |  | Non-Lead |  |  |  | Domestic
MTR_028205 | 22038 131ST PL SE | LOT 13 EASTLUND MEADOWS |  |  | Non-Lead Plastic | No | 1999-11-12 | 0 | Field inspection only with no records | Yes | Visual inspection at meter pit | 2023-11-04 |  | Non-Lead Plastic |  |  | Field inspection only with no records | Yes | Visual inspection at meter pit | 2023-11-04 |  | Non-Lead |  |  |  | Domestic
MTR_025149 | 21002 125TH AVE SE | L59 GLENCARIN # 1 |  |  | Non-Lead - Other | No | 1968-03-08 | 0 | Installation date is after the lead ban |  |  |  |  | Non-Lead - Other |  |  | Installation date is after the lead ban |  |  |  |  | Non-Lead |  |  |  | Domestic
MTR_025562 | 12640 SE 213TH ST | L 27 GLENCARIN #3 |  |  | Non-Lead - Other | No |  | 0 | Installation date is after the lead ban |  |  |  |  | Non-Lead - Other |  |  | Installation date is after the lead ban |  |  |  |  | Non-Lead |  |  |  | Domestic
MTR_026470 | 22825 127TH AVE SE | LOT 113 PHEASANTS HOLLOW |  |  | Non-Lead Plastic | No | 1996-02-27 | 0 | Field inspection only with no records | Yes | Visual inspection at meter pit | 2023-09-01 |  | Non-Lead Plastic |  |  | Field inspection only with no records | Yes | Visual inspection at meter pit | 2023-09-01 |  | Non-Lead |  |  |  | Domestic
MTR_023082 | 21601 98TH AVE S | L 40 WESTVIEW TERRACE 3 |  |  | Non-Lead - Other | No | 2008-10-29 | 0 | Rectified Plan |  |  |  |  | Non-Lead - Other |  |  | Statistical analysis |  |  |  |  | Non-Lead |  |  |  | Domestic
MTR_016859 | 15206 SE 178TH PL | LOT 20 CANDLEWOOD RIDGE #5 |  |  | Non-Lead Plastic | No | 1978-02-01 | 0 | Field inspection only with no records | Yes | Visual inspection at meter pit | 2023-11-30 |  | Non-Lead Plastic |  |  | Field inspection only with no records | Yes | Visual inspection at meter pit | 2023-11-30 |  | Non-Lead |  |  |  | Domestic
MTR_023189 | 21213 97TH PL S | L12 WESTVIEW TERR. #3 |  |  | Non-Lead - Other | No | 2008-10-29 | 0 | Rectified Plan |  |  |  |  | Non-Lead - Other |  |  | Statistical analysis |  |  |  |  | Non-Lead |  |  |  | Domestic
MTR_017473 | 11805 SE 184TH ST | L2 BLK 2 N W GARDEN TR3 |  |  | Non-Lead - Other | No | 1975-09-11 | 0 | Relative Placement |  |  |  |  | Non-Lead - Other |  |  | Statistical analysis |  |  |  |  | Non-Lead |  |  |  | Assumed
MTR_023935 | 21031 101ST AVE SE | L 42 GUINN CREST |  |  | Non-Lead - Other | No |  | 0 | Installation date is after the lead ban |  |  |  |  | Non-Lead - Other |  |  | Installation date is after the lead ban |  |  |  |  | Non-Lead |  |  |  | Domestic
MTR_015214 | 12697 SE 168TH ST | L 1 CASCADE VISTA 3 |  |  | Non-Lead - Other | Unknown |  | 0 | Statistical analysis |  |  |  |  | Non-Lead - Other |  |  | Statistical analysis |  |  |  |  | Non-Lead |  |  |  | Domestic
MTR_023035 | 20841 100TH AVE SE | 9908-000175 |  |  | Non-Lead - Other | No | 2003-04-23 | 0 | Statistical analysis |  |  |  |  | Non-Lead - Other |  |  | Statistical analysis |  |  |  |  | Non-Lead |  |  |  | Domestic
MTR_002006 | 19003 108TH AVE SE | N 60 TR9 PANTH LK GD TR |  |  | Non-Lead - Other | Unknown |  | 0.75 | Statistical analysis |  |  |  |  | Non-Lead - Other |  |  | Statistical analysis |  |  |  |  | Non-Lead |  |  |  | Assumed
MTR_018948 | 10035 SE 187TH ST | TAX LOT 124 32-23-5 |  |  | Non-Lead Plastic | No | 2009-03-11 | 0 | Field inspection only with no records | Yes | Visual inspection at meter pit | 2023-11-30 |  | Non-Lead Plastic |  |  | Field inspection only with no records | Yes | Visual inspection at meter pit | 2023-11-30 |  | Non-Lead |  |  |  | Domestic
MTR_022997 | 19412 124TH AVE SE | IRRIGATION METER TL 04-22-05 |  |  | Non-Lead - Other | Unknown |  | 0 | Statistical analysis |  |  |  |  | Non-Lead - Other |  |  | Statistical analysis |  |  |  |  | Non-Lead |  |  |  | Assumed
MTR_015494 | 17233 125TH AVE SE | L4 VISTA VIEW HEIGHTS #1 |  |  | Non-Lead - Other | No | 2002-08-09 | 0 | Rectified Plan |  |  |  |  | Non-Lead - Other |  |  | Statistical analysis |  |  |  |  | Non-Lead |  |  |  | Domestic
MTR_017866 | 17824 108TH AVE SE-IRRIG | TL90 SEC 32-23-5 |  |  | Non-Lead - Other | No |  | 0 | Installation date is after the lead ban |  |  |  |  | Non-Lead - Other |  |  | Installation date is after the lead ban |  |  |  |  | Non-Lead |  |  |  | Irrigation
MTR_015492 | 17225 125TH AVE SE | L2 VISTA VIEW HEIGHTS #1 |  |  | Non-Lead - Other | No | 2002-08-09 | 0 | Rectified Plan |  |  |  |  | Non-Lead - Other |  |  | Statistical analysis |  |  |  |  | Non-Lead |  |  |  | Domestic
MTR_029919 | 12364 SE 160TH ST | L12 B4 CASCADE VILLAGE 2 |  |  | Non-Lead Plastic | No | 2016-06-22 | 0.75 | Rectified Plan | Yes | Visual inspection at the meter pit | 2024-03-28 |  | Copper |  |  | Field inspection only with no records | Yes | Visual inspection at the meter pit | 2024-03-28 |  | Non-Lead |  |  |  | Domestic
MTR_002011 | 23419 120TH AVE SE | 9918-016365 |  |  | Non-Lead - Other | No |  | 0 | Installation date is after the lead ban |  |  |  |  | Non-Lead - Other |  |  | Installation date is after the lead ban |  |  |  |  | Non-Lead |  |  |  | Assumed
MTR_029233 | 11019 SE 227TH PL | L15 CLARKS GLEN |  |  | Non-Lead - Other | Unknown |  | 0 | Statistical analysis |  |  |  |  | Non-Lead - Other |  |  | Statistical analysis |  |  |  |  | Non-Lead |  |  |  | Domestic
MTR_024830 | 14212 SE 202ND ST | L9 BLK4 FOWLERS ADD. |  |  | Non-Lead - Other | Unknown |  | 0 | Statistical analysis |  |  |  |  | Non-Lead - Other |  |  | Statistical analysis |  |  |  |  | Non-Lead |  |  |  | Assumed
MTR_027596 | 12211 SE 217TH ST | LOT 27 GLEN MAR |  |  | Non-Lead - Plastic | No | 1975-04-29 | 1 | Rectified Plan | No |  |  |  | Non-Lead - Other |  |  | Installation date is after the lead ban |  |  |  |  | Non-Lead |  |  |  | Domestic
MTR_023819 | 21604 104TH PL SE | L 10 B 2 MT.VIEW PARK |  |  | Non-Lead - Other | No | 2004-04-20 | 0 | Rectified Plan |  |  |  |  | Non-Lead - Other |  |  | Statistical analysis |  |  |  |  | Non-Lead |  |  |  | Domestic
MTR_026104 | 20506 122ND PL SE | LOT 5 WILLOW RIDGE (FENTON RIDGE) |  |  | Non-Lead - Other | No | 1995-08-31 | 0 | Installation date is after the lead ban |  |  |  |  | Non-Lead - Other |  |  | Installation date is after the lead ban |  |  |  |  | Non-Lead |  |  |  | Domestic
MTR_017519 | 17619 118TH AVE SE | L17 B1 N.W. GARDEN TR1 |  |  | Non-Lead Plastic | No | 2006-12-21 | 0 | Field inspection only with no records | Yes | Visual inspection at meter pit | 2023-01-27 |  | Galvanized Requiring Replacement |  |  | Field inspection only with no records | Yes | Visual inspection at meter pit | 2023-01-27 |  | Galvanized Requiring Replacement |  |  |  | Domestic
MTR_020065 | 20102 102ND AVE SE | LOT 9 MCCANN MEADOWS |  |  | Non-Lead - Other | No | 1998-11-06 | 0 | Installation date is after the lead ban |  |  |  |  | Non-Lead - Other |  |  | Installation date is after the lead ban |  |  |  |  | Non-Lead |  |  |  | Domestic
MTR_014418 | 11101 SE 168TH ST | TL57 SEC. 29-23-5 |  |  | Non-Lead - Other | No | 2004-10-13 | 1 | Rectified Plan |  |  |  |  | Non-Lead - Other |  |  | Statistical analysis |  |  |  |  | Non-Lead |  |  |  | Domestic
MTR_024767 | 20420 147TH AVE SE | 9931-012795 |  |  | Non-Lead - Plastic | No | 2021-06-22 | 1 | Rectified Plan |  |  |  |  | Non-Lead - Other |  |  | Installation date is after the lead ban |  |  |  |  | Non-Lead |  |  |  | Domestic
MTR_020066 | 20129 102ND AVE SE | LOT 15 MCCANN MEADOWS |  |  | Non-Lead - Other | No | 1998-11-06 | 0 | Installation date is after the lead ban |  |  |  |  | Non-Lead - Other |  |  | Installation date is after the lead ban |  |  |  |  | Non-Lead |  |  |  | Domestic
MTR_015215 | 12643 SE 169TH ST | L 35 CASCADE VISTA 3 |  |  | Non-Lead Plastic | No | 2011-08-10 | 0 | Field inspection only with no records | Yes | Visual inspection at meter pit | 2023-09-23 |  | Galvanized Requiring Replacement |  |  | Field inspection only with no records | Yes | Visual inspection at meter pit | 2023-09-23 |  | Galvanized Requiring Replacement |  |  |  | Domestic
MTR_019194 | 9654 S 194TH ST | LOT 7 TALBOT ESTATES |  |  | Non-Lead - Other | No | 1995-07-13 | 0 | Installation date is after the lead ban |  |  |  |  | Non-Lead - Other |  |  | Installation date is after the lead ban |  |  |  |  | Non-Lead |  |  |  | Domestic
MTR_011842 | 10404 SE 166TH ST | LOT 3 BLOCK A AKERS FARMS #5 |  |  | Non-Lead Plastic | No | 1999-03-24 | 0 | Field inspection only with no records | Yes | Visual inspection at meter pit | 2023-02-03 |  | Non-Lead Plastic |  |  | Field inspection only with no records | Yes | Visual inspection at meter pit | 2023-02-03 |  | Non-Lead |  |  |  | Domestic
MTR_014786 | 17429 117TH AVE SE | TL 46 W1/2 28-23-5 |  |  | Non-Lead - Other | No | 1997-10-13 | 0 | Rectified Plan |  |  |  |  | Non-Lead - Other |  |  | Statistical analysis |  |  |  |  | Non-Lead |  |  |  | Domestic
MTR_022647 | 19430 116TH AVE SE | 9921-001850 |  |  | Non-Lead - Other | No | 2001-03-28 | 0 | Rectified Plan |  |  |  |  | Non-Lead - Other |  |  | Statistical analysis |  |  |  |  | Non-Lead |  |  |  | Domestic
MTR_023354 | 10030 SE 216TH ST | 9908-007100 |  |  | Non-Lead - Other | Unknown |  | 0 | Statistical analysis |  |  |  |  | Non-Lead - Other |  |  | Statistical analysis |  |  |  |  | Non-Lead |  |  |  | Domestic
MTR_002021 | 11680 SE 164TH ST | L16 BL1 CASCADE HILLS #1 |  |  | Non-Lead - Other | Unknown |  | 0.75 | Statistical analysis |  |  |  |  | Non-Lead - Other |  |  | Statistical analysis |  |  |  |  | Non-Lead |  |  |  | Assumed
MTR_016930 | 15413 SE 179TH ST | LOT 74 CANDLEWOOD RIDGE #4 |  |  | Non-Lead - Other | No | 1977-07-01 | 0 | Installation date is after the lead ban |  |  |  |  | Non-Lead - Other |  |  | Installation date is after the lead ban |  |  |  |  | Non-Lead |  |  |  | Domestic
MTR_016421 | 15904 SE 178TH CT | L116 CANDLEWOOD RIDGE #1 |  |  | Non-Lead Plastic | No |  | 0 | Field inspection only with no records | Yes | Visual inspection at meter pit | 2023-01-28 |  | Non-Lead Plastic |  |  | Field inspection only with no records | Yes | Visual inspection at meter pit | 2023-01-28 |  | Non-Lead |  |  |  | Domestic
MTR_018587 | 10018 SE 208TH ST | TAX LOT 9116 05-22-05 MAIN HOUSE |  |  | Non-Lead - Other | No | 2011-03-01 | 0 | Installation date is after the lead ban |  |  |  |  | Non-Lead Plastic |  |  | Field inspection only with no records | Yes | Visual inspection at meter pit | 2023-01-14 |  | Non-Lead |  |  |  | Domestic
MTR_016389 | 18352 160TH PL SE | LOT 19 CARRIAGEWOOD PARK |  |  | Non-Lead - Other | No | 1998-10-10 | 0 | Installation date is after the lead ban |  |  |  |  | Non-Lead - Other |  |  | Installation date is after the lead ban |  |  |  |  | Non-Lead |  |  |  | Domestic
MTR_030012 | 16105 128TH AVE SE | LOT 9 BLOCK 2 CASCADE VISTA #4 |  |  | Non-Lead - Other | No | 2016-06-22 | 0.75 | Rectified Plan |  |  |  |  | Non-Lead - Other |  |  | Statistical analysis |  |  |  |  | Non-Lead |  |  |  | Domestic
MTR_015222 | 13012 SE 170TH PL | L34 RENTON PARK #3 |  |  | Non-Lead - Other | Unknown |  | 0 | Statistical analysis |  |  |  |  | Non-Lead - Other |  |  | Statistical analysis |  |  |  |  | Non-Lead |  |  |  | Domestic
MTR_023123 | 21343 96TH AVE S | L 57 WESTVIEW TERRACE 3 |  |  | Non-Lead - Other | No | 2008-10-29 | 0 | Rectified Plan |  |  |  |  | Non-Lead - Other |  |  | Statistical analysis |  |  |  |  | Non-Lead |  |  |  | Domestic
MTR_002510 | 16107 119TH AVE SE | L7 BL1 CASCADE HILLS #2 |  |  | Non-Lead - Other | No | 2006-08-31 | 1 | Rectified Plan |  |  |  |  | Non-Lead - Other |  |  | Statistical analysis |  |  |  |  | Non-Lead |  |  |  | Domestic
MTR_022927 | 19635 122ND PL SE | L43 VISTA VIEW HGTS #2 |  |  | Non-Lead - Other | No |  | 0 | Installation date is after the lead ban |  |  |  |  | Non-Lead Plastic |  |  | Field inspection only with no records | Yes | Visual inspection at meter pit | 2022-12-30 |  | Non-Lead |  |  |  | Domestic
MTR_025599 | 21409 131ST CT SE | LOT 6 HILLSHIRE TERRACE |  |  | Non-Lead - Other | No | 1995-09-19 | 0 | Installation date is after the lead ban |  |  |  |  | Non-Lead - Other |  |  | Installation date is after the lead ban |  |  |  |  | Non-Lead |  |  |  | Domestic
MTR_019327 | 9621 S 200TH ST | TL 133 E1/2 SEC 6-22-5 |  |  | Non-Lead - Other | No |  | 0 | Installation date is after the lead ban |  |  |  |  | Non-Lead - Other |  |  | Installation date is after the lead ban |  |  |  |  | Non-Lead |  |  |  | Assumed
MTR_018463 | 20027 95TH PL S | LOT 1 BRIARMOUNT |  |  | Non-Lead - Other | No | 1998-08-21 | 0 | Installation date is after the lead ban |  |  |  |  | Non-Lead - Other |  |  | Installation date is after the lead ban |  |  |  |  | Non-Lead |  |  |  | Domestic
MTR_015216 | 16944 125TH PL SE | L160 CASCADE VISTA #3 |  |  | Non-Lead Plastic | No | 2010-10-25 | 0 | Field inspection only with no records | Yes | Visual inspection at meter pit | 2023-08-19 |  | Non-Lead Plastic |  |  | Field inspection only with no records | Yes | Visual inspection at meter pit | 2023-08-19 |  | Non-Lead |  |  |  | Domestic
MTR_018464 | 20006 95TH PL S | LOT 9 BRIARMOUNT |  |  | Non-Lead - Other | No | 1998-08-21 | 0 | Installation date is after the lead ban |  |  |  |  | Non-Lead - Other |  |  | Installation date is after the lead ban |  |  |  |  | Non-Lead |  |  |  | Domestic
MTR_017584 | 11246 SE 182ND ST | L9 VIEW GARDENS 1 |  |  | Non-Lead Plastic | Unknown |  | 0 | Field inspection only with no records | Yes | Visual inspection at meter pit | 2023-07-30 |  | Non-Lead Plastic |  |  | Field inspection only with no records | Yes | Visual inspection at meter pit | 2023-07-30 |  | Non-Lead |  |  |  | Assumed
MTR_018808 | 10330 SE 185TH PL | LOT 12 WINDSOR HEIGHTS |  |  | Non-Lead - Other | No | 1995-06-28 | 0 | Installation date is after the lead ban |  |  |  |  | Non-Lead - Other |  |  | Installation date is after the lead ban |  |  |  |  | Non-Lead |  |  |  | Domestic
MTR_023642 | 9824 S 220TH PL | LOT 33 GLEN KARA |  |  | Non-Lead - Other | No | 1998-03-30 | 0 | Installation date is after the lead ban |  |  |  |  | Non-Lead - Other |  |  | Installation date is after the lead ban |  |  |  |  | Non-Lead |  |  |  | Domestic
MTR_019180 | 19341 99TH PL S | LOT 8 HI PARK |  |  | Non-Lead Plastic | No |  | 0 | Field inspection only with no records | Yes | Visual inspection at meter pit | 2023-01-21 |  | Non-Lead Plastic |  |  | Field inspection only with no records | Yes | Visual inspection at meter pit | 2023-01-21 |  | Non-Lead |  |  |  | Assumed
MTR_020067 | 20126 102ND AVE SE | LOT 4 MCCANN MEADOWS |  |  | Non-Lead - Other | No | 1998-11-06 | 0 | Installation date is after the lead ban |  |  |  |  | Non-Lead - Other |  |  | Installation date is after the lead ban |  |  |  |  | Non-Lead |  |  |  | Domestic
MTR_019129 | 18630 107TH AVE SE | L12 VISTA HILLS |  |  | Non-Lead Plastic | Unknown |  | 0 | Field inspection only with no records | Yes | Visual inspection at meter pit | 2023-08-09 |  | Non-Lead Plastic |  |  | Field inspection only with no records | Yes | Visual inspection at meter pit | 2023-08-09 |  | Non-Lead |  |  |  | Assumed
MTR_016390 | 18359 160TH PL SE | LOT 4 CARRIAGE WOOD PARK |  |  | Non-Lead Plastic | No | 1998-10-10 | 0 | Field inspection only with no records | Yes | Visual inspection at meter pit | 2023-11-10 |  | Non-Lead Plastic |  |  | Field inspection only with no records | Yes | Visual inspection at meter pit | 2023-11-10 |  | Non-Lead |  |  |  | Domestic
MTR_002030 | 23418 126TH AVE SE | LOT 87 MERIDIAN VILLA ESTATES |  |  | Non-Lead Plastic | No |  | 0 | Field inspection only with no records | Yes | Visual inspection at meter pit | 2023-09-09 |  | Non-Lead Plastic |  |  | Field inspection only with no records | Yes | Visual inspection at meter pit | 2023-09-09 |  | Non-Lead |  |  |  | Assumed
MTR_023643 | 22108 98TH PL S | LOT 4 GLEN KARA |  |  | Non-Lead - Other | No | 1998-03-30 | 0 | Installation date is after the lead ban |  |  |  |  | Non-Lead - Other |  |  | Installation date is after the lead ban |  |  |  |  | Non-Lead |  |  |  | Domestic
MTR_028889 | 22327 116TH AVE SE | 9914-006510 |  |  | Non-Lead - Other | Unknown |  | 0 | Statistical analysis |  |  |  |  | Non-Lead - Other |  |  | Statistical analysis |  |  |  |  | Non-Lead |  |  |  | Assumed
MTR_020068 | 20122 102ND AVE SE | LOT 5 MCCANN MEADOWS |  |  | Non-Lead - Other | No | 1998-11-06 | 0 | Installation date is after the lead ban |  |  |  |  | Non-Lead - Other |  |  | Installation date is after the lead ban |  |  |  |  | Non-Lead |  |  |  | Domestic
MTR_019575 | 11254 SE 186TH ST | L 1 B 2 WALHAVEN |  |  | Non-Lead - Other | Unknown |  | 0 | Statistical analysis |  |  |  |  | Non-Lead - Other |  |  | Statistical analysis |  |  |  |  | Non-Lead |  |  |  | Domestic
MTR_020069 | 20138 102ND AVE SE | LOT 1 MCCANN MEADOWS |  |  | Non-Lead - Other | No | 1998-11-06 | 0 | Installation date is after the lead ban |  |  |  |  | Non-Lead - Other |  |  | Installation date is after the lead ban |  |  |  |  | Non-Lead |  |  |  | Domestic
MTR_017374 | 17822 122ND CT SE | LOT 12 HIDDEN CEDARS |  |  | Non-Lead Plastic | No | 1995-08-30 | 0 | Field inspection only with no records | Yes | Visual inspection at meter pit | 2023-10-07 |  | Non-Lead Plastic |  |  | Field inspection only with no records | Yes | Visual inspection at meter pit | 2023-10-07 |  | Non-Lead |  |  |  | Domestic
MTR_027726 | 21821 121ST PL SE | LOT 16 GLENCARIN TRACE |  |  | Non-Lead - Other | No |  | 0 | Installation date is after the lead ban |  |  |  |  | Non-Lead Plastic |  |  | Field inspection only with no records | Yes | Visual inspection at meter pit | 2022-12-23 |  | Non-Lead |  |  |  | Domestic
MTR_018550 | 9405 S 205TH PL | L6 WA CENTRAL IM 6-22-5 |  |  | Non-Lead - Other | No | 2011-03-01 | 0 | Rectified Plan |  |  |  |  | Non-Lead Plastic |  |  | Field inspection only with no records | Yes | Visual inspection at meter pit | 2023-01-07 |  | Non-Lead |  |  |  | Domestic
MTR_017618 | 18113 112TH AVE SE | L8 BLK2 BENSON TERR #4 |  |  | Non-Lead Plastic | Unknown |  | 0 | Field inspection only with no records | Yes | Visual inspection at meter pit | 2023-07-30 |  | Non-Lead Plastic |  |  | Field inspection only with no records | Yes | Visual inspection at meter pit | 2023-07-30 |  | Non-Lead |  |  |  | Assumed
MTR_023644 | 22021 98TH PL S | LOT 37 GLEN KARA |  |  | Non-Lead - Other | No | 1998-03-30 | 0 | Installation date is after the lead ban |  |  |  |  | Non-Lead - Other |  |  | Installation date is after the lead ban |  |  |  |  | Non-Lead |  |  |  | Domestic
MTR_021841 | 19321 135TH AVE SE | LOT 27 FAIRFIELD GLEN |  |  | Non-Lead - Other | No |  | 0 | Converted CAD | No |  |  |  | Non-Lead - Other |  |  | Installation date is after the lead ban |  |  |  |  | Non-Lead |  |  |  | Domestic
MTR_028362 | 12815 SE 218TH PL | L2 SH PLAT 880062 |  |  | Non-Lead - Other | No |  | 0 | Installation date is after the lead ban |  |  |  |  | Non-Lead - Other |  |  | Installation date is after the lead ban |  |  |  |  | Non-Lead |  |  |  | Assumed
MTR_019603 | 18538 114TH AVE SE | LOT 14 EMERALD GLEN (TOTH ESTATES) |  |  | Non-Lead - Other | No | 1996-08-20 | 0 | Installation date is after the lead ban |  |  |  |  | Non-Lead - Other |  |  | Installation date is after the lead ban |  |  |  |  | Non-Lead |  |  |  | Domestic
MTR_011888 | 16830 105TH AVE SE | WEST 140 LOT 9 BLOCK 3 AKERS FARM S #5 |  |  | Non-Lead - Other | No | 1999-03-24 | 0 | Rectified Plan |  |  |  |  | Non-Lead - Other |  |  | Statistical analysis |  |  |  |  | Non-Lead |  |  |  | Domestic
MTR_026336 | 20617 119TH AVE SE | LOT 7 PANTHER LAKE TERRACE #4 |  |  | Non-Lead - Other | No |  | 0 | Installation date is after the lead ban |  |  |  |  | Non-Lead - Other |  |  | Installation date is after the lead ban |  |  |  |  | Non-Lead |  |  |  | Assumed
MTR_011958 | 1209 S 35TH ST | LOT 43 WINSPER 2 |  |  | Non-Lead - Other | No | 1998-02-25 | 0 | Installation date is after the lead ban |  |  |  |  | Non-Lead - Other |  |  | Installation date is after the lead ban |  |  |  |  | Non-Lead |  |  |  | Domestic
MTR_016391 | 18364 160TH PL SE | LOT 21 CARRIAGE WOOD PARK |  |  | Non-Lead - Other | No | 1998-10-10 | 0 | Installation date is after the lead ban |  |  |  |  | Non-Lead - Other |  |  | Installation date is after the lead ban |  |  |  |  | Non-Lead |  |  |  | Domestic
MTR_019576 | 19114 110TH PL SE | LOT 6 VILLAGE GATE TOWNHOMES |  |  | Non-Lead Plastic | No | 1997-06-17 | 0 | Field inspection only with no records | Yes | Visual inspection at meter pit | 2023-09-29 |  | Non-Lead Plastic |  |  | Field inspection only with no records | Yes | Visual inspection at meter pit | 2023-09-29 |  | Non-Lead |  |  |  | Domestic
MTR_027284 | 13613 SE 233RD ST | L5 WILDWOOD #2 |  |  | Non-Lead - Plastic | No | 1975-07-25 | 1 | Rectified Plan | No |  |  |  | Non-Lead - Other |  |  | Installation date is after the lead ban |  |  |  |  | Non-Lead |  |  |  | Domestic
MTR_024383 | 13045 SE 208TH ST | LOT 2 KCSP #S90S0366 |  |  | Non-Lead - Other | Unknown |  | 0 | Statistical analysis |  |  |  |  | Non-Lead Plastic |  |  | Field inspection only with no records | Yes | Visual inspection at meter pit | 2023-01-29 |  | Non-Lead |  |  |  | Assumed
MTR_027537 | 23205 138TH AVE SE | L20 WILDWOOD #2 |  |  | Non-Lead Plastic | No | 1975-07-25 | 1 | Field inspection only with no records | Yes | Visual inspection at meter pit | 2023-11-04 |  | Non-Lead Copper |  |  | Field inspection only with no records | Yes | Visual inspection at meter pit | 2023-11-04 |  | Non-Lead |  |  |  | Domestic
MTR_011571 | 12904 SE 162ND ST | L55 FAIRWOOD DIV. #9 |  |  | Non-Lead - Other | No |  | 1 | Installation date is after the lead ban |  |  |  |  | Non-Lead - Other |  |  | Installation date is after the lead ban |  |  |  |  | Non-Lead |  |  |  | Domestic
MTR_014099 | 16655 113TH AVE SE | LOT 2 KING COUNTY SHORT PLAT #485067 |  |  | Non-Lead - Other | No |  | 0 | Installation date is after the lead ban |  |  |  |  | Non-Lead - Other |  |  | Installation date is after the lead ban |  |  |  |  | Non-Lead |  |  |  | Domestic
MTR_025182 | 21118 125TH AVE SE | LOT 53 GLENCARIN #1 |  |  | Non-Lead - Other | No | 1968-03-08 | 0 | Installation date is after the lead ban |  |  |  |  | Non-Lead - Other |  |  | Installation date is after the lead ban |  |  |  |  | Non-Lead |  |  |  | Domestic
MTR_011815 | 17030 106TH AVE SE | LOT 13 BLK 4 AKERS FARMS #5 |  |  | Non-Lead - Other | No |  | 0.75 | Installation date is after the lead ban |  |  |  |  | Non-Lead - Other |  |  | Installation date is after the lead ban |  |  |  |  | Non-Lead |  |  |  | Assumed
MTR_027275 | 13351 SE 232ND PL | L 42 WILDWOOD EST 1 |  |  | Non-Lead - Other | No |  | 0 | Installation date is after the lead ban |  |  |  |  | Non-Lead - Other |  |  | Installation date is after the lead ban |  |  |  |  | Non-Lead |  |  |  | Domestic
MTR_002536 | 23424 127TH AVE SE | L 63 MERIDIAN VILLA EST |  |  | Non-Lead Plastic | No | 1966-09-01 | 0.75 | Field inspection only with no records | Yes | Visual inspection at meter pit | 2023-09-09 |  | Non-Lead Plastic |  |  | Field inspection only with no records | Yes | Visual inspection at meter pit | 2023-09-09 |  | Non-Lead |  |  |  | Domestic
MTR_029201 | 22621 114TH AVE SE | L118 KENTON FIRS |  |  | Non-Lead - Other | Unknown |  | 0 | Statistical analysis |  |  |  |  | Non-Lead Plastic |  |  | Field inspection only with no records | Yes | Visual inspection at meter pit | 2023-01-29 |  | Non-Lead |  |  |  | Domestic
MTR_023190 | 21009 99TH AVE S | L1 WESTVIEW TERR. #2 |  |  | Non-Lead - Other | No | 2008-10-29 | 0 | Rectified Plan |  |  |  |  | Non-Lead - Other |  |  | Statistical analysis |  |  |  |  | Non-Lead |  |  |  | Domestic
MTR_023615 | 9602 S 221ST PL | LOT 10 CANYON CREST ESTATES (CANYON CREEK) |  |  | Non-Lead - Other | No | 1996-09-25 | 0 | Installation date is after the lead ban |  |  |  |  | Non-Lead - Other |  |  | Installation date is after the lead ban |  |  |  |  | Non-Lead |  |  |  | Domestic
MTR_002053 | 20216 117TH AVE SE | TAX LOT 47 4-22-5 |  |  | Non-Lead - Other | No |  | 0 | Installation date is after the lead ban |  |  |  |  | Non-Lead - Other |  |  | Installation date is after the lead ban |  |  |  |  | Non-Lead |  |  |  | Assumed
MTR_015773 | 14203 SE 187TH ST | TAX LOT 41 34-23-5 |  |  | Non-Lead - Other | Unknown |  | 0 | Statistical analysis |  |  |  |  | Non-Lead - Other |  |  | Statistical analysis |  |  |  |  | Non-Lead |  |  |  | Assumed
MTR_017346 | 18111 114TH AVE SE | L2 VIEW GARDENS 2 |  |  | Non-Lead Plastic | No | 1979-09-01 | 0 | Field inspection only with no records | Yes | Visual inspection at meter pit | 2023-07-30 |  | Non-Lead Plastic |  |  | Field inspection only with no records | Yes | Visual inspection at meter pit | 2023-07-30 |  | Non-Lead |  |  |  | Assumed
MTR_025884 | 10825 SE 200TH ST-BLDG G | SUNRISE @ THE BENSON-BLDG G |  |  | Non-Lead - Other | No | 1999-01-27 | 0 | Installation date is after the lead ban |  |  |  |  | Non-Lead - Other |  |  | Installation date is after the lead ban |  |  |  |  | Non-Lead |  |  |  | Domestic
MTR_026473 | 22709 127TH AVE SE | LOT 102 PHEASANTS HOLLOW |  |  | Non-Lead Plastic | No | 1996-02-27 | 0 | Field inspection only with no records | Yes | Visual inspection at meter pit | 2023-09-01 |  | Non-Lead Plastic |  |  | Field inspection only with no records | Yes | Visual inspection at meter pit | 2023-09-01 |  | Non-Lead |  |  |  | Domestic
MTR_018673 | 98TH & 203RD PL S | 98TH & 203RD PL S |  |  | Non-Lead - Other | Unknown |  | 0 | Statistical analysis |  |  |  |  | Non-Lead - Other |  |  | Statistical analysis |  |  |  |  | Non-Lead |  |  |  | Assumed
MTR_014300 | 10911 SE 168TH ST | TAX LOT 137 29-23-5 |  |  | Non-Lead Plastic | No | 2004-10-13 | 1 | Rectified Plan | Yes | Visual inspection at the meter pit | 2024-02-12 |  | Galvanized Requiring Replacement |  |  | Field inspection only with no records | Yes | Visual inspection at the meter pit | 2024-02-12 |  | Galvanized Requiring Replacement |  |  |  | Domestic
MTR_025403 | 20921 120TH PL SE | LOT 5 HARMONELL |  |  | Non-Lead - Other | No |  | 0 | Installation date is after the lead ban |  |  |  |  | Non-Lead Plastic |  |  | Field inspection only with no records | Yes | Visual inspection at meter pit | 2023-01-28 |  | Non-Lead |  |  |  | Assumed
MTR_024737 | 20047 139TH WAY SE | LOT 6 KENT RIDGE PLACE |  |  | Non-Lead - Other | No | 1997-01-08 | 0 | Installation date is after the lead ban |  |  |  |  | Non-Lead - Other |  |  | Installation date is after the lead ban |  |  |  |  | Non-Lead |  |  |  | Domestic
MTR_016731 | 18236 155TH PL SE | LOT 31 CARRIAGEWOOD #6 |  |  | Non-Lead - Other | No | 1983-08-01 | 0 | Installation date is after the lead ban |  |  |  |  | Non-Lead - Other |  |  | Installation date is after the lead ban |  |  |  |  | Non-Lead |  |  |  | Domestic
MTR_027164 | 23647 129TH AVE SE | LOT 23 TWIN CREEKS |  |  | Non-Lead - Other | No |  | 1 | Installation date is after the lead ban |  |  |  |  | Non-Lead - Other |  |  | Installation date is after the lead ban |  |  |  |  | Non-Lead |  |  |  | Domestic
MTR_022435 | 19508 108TH AVE SE | LOT 24 PANTHER LAKE GARDEN TRACTS |  |  | Non-Lead - Other | Unknown |  | 0 | Statistical analysis |  |  |  |  | Non-Lead - Other |  |  | Statistical analysis |  |  |  |  | Non-Lead |  |  |  | Assumed
MTR_026474 | 12704 SE 229TH CT | LOT 14 PHEASANTS HOLLOW |  |  | Non-Lead Plastic | No | 1996-02-27 | 0 | Field inspection only with no records | Yes | Visual inspection at meter pit | 2023-08-26 |  | Non-Lead Plastic |  |  | Field inspection only with no records | Yes | Visual inspection at meter pit | 2023-08-26 |  | Non-Lead |  |  |  | Domestic
MTR_027285 | 13915 SE 238TH PL | LOT 22 COUNTRY CLUB NORTH #1 |  |  | Non-Lead - Plastic | No | 1999-02-03 | 0.75 | Rectified Plan | No |  |  |  | Non-Lead - Other |  |  | Installation date is after the lead ban |  |  |  |  | Non-Lead |  |  |  | Domestic
MTR_026475 | 12703 SE 229TH CT | LOT 9 PHEASANTS HOLLOW |  |  | Non-Lead Plastic | No | 1996-02-27 | 0 | Field inspection only with no records | Yes | Visual inspection at meter pit | 2023-08-26 |  | Non-Lead Plastic |  |  | Field inspection only with no records | Yes | Visual inspection at meter pit | 2023-08-26 |  | Non-Lead |  |  |  | Domestic
MTR_002548 | 13916 SE 239TH ST | LOT 21 COUNTRY CLUB NORTH #1 |  |  | Non-Lead - Plastic | No | 1999-02-03 | 0.75 | Rectified Plan | No |  |  |  | Non-Lead - Other |  |  | Installation date is after the lead ban |  |  |  |  | Non-Lead |  |  |  | Domestic
MTR_027276 | 23928 135TH PL SE | TAX LOT 64 15-22-5 |  |  | Non-Lead Plastic | No | 1988-04-01 | 0 | Field inspection only with no records | Yes | Visual inspection at meter pit | 2023-11-04 |  | Non-Lead Plastic |  |  | Field inspection only with no records | Yes | Visual inspection at meter pit | 2023-11-04 |  | Non-Lead |  |  |  | Domestic
MTR_027286 | 13926 SE 239TH ST | LOT 19 COUNTRY CLUB NORTH #1 |  |  | Non-Lead - Plastic | No | 1999-02-03 | 0.75 | Rectified Plan | No |  |  |  | Non-Lead - Other |  |  | Installation date is after the lead ban |  |  |  |  | Non-Lead |  |  |  | Domestic
MTR_026077 | 20529 121ST WAY SE | LOT 26 FENTON RIDGE (WILLOW RIDGE) |  |  | Non-Lead - Other | No | 1995-08-31 | 0 | Installation date is after the lead ban |  |  |  |  | Non-Lead - Other |  |  | Installation date is after the lead ban |  |  |  |  | Non-Lead |  |  |  | Domestic
MTR_023525 | 11124 SE 216TH ST | LOT 3 BENSON PLACE |  |  | Non-Lead - Other | No | 1996-06-08 | 0 | Installation date is after the lead ban |  |  |  |  | Non-Lead - Other |  |  | Installation date is after the lead ban |  |  |  |  | Non-Lead |  |  |  | Domestic
MTR_029203 | 10967 SE 225TH ST | LOT 19 STOCKTON |  |  | Non-Lead - Other | No |  | 0 | Installation date is after the lead ban |  |  |  |  | Non-Lead - Other |  |  | Installation date is after the lead ban |  |  |  |  | Non-Lead |  |  |  | Domestic
MTR_011394 | 16607 BENSON RD S | N 60 OF THE S 120 LOT 2 BLOCK 4 A KER'S FARMS #5 |  |  | Non-Lead - Other | No | 1999-03-24 | 0 | Rectified Plan |  |  |  |  | Non-Lead - Other |  |  | Statistical analysis |  |  |  |  | Non-Lead |  |  |  | Domestic
MTR_027727 | 21726 121ST PL SE | LOT 26 GLENCARIN TRACE |  |  | Non-Lead - Other | No |  | 0 | Installation date is after the lead ban |  |  |  |  | Non-Lead - Other |  |  | Installation date is after the lead ban |  |  |  |  | Non-Lead |  |  |  | Domestic
MTR_016392 | 18358 160TH PL SE | LOT 20 CARRIAGEWOOD PARK |  |  | Non-Lead Plastic | No | 1998-10-10 | 0 | Field inspection only with no records | Yes | Visual inspection at meter pit | 2023-11-10 |  | Non-Lead Plastic |  |  | Field inspection only with no records | Yes | Visual inspection at meter pit | 2023-11-10 |  | Non-Lead |  |  |  | Domestic
MTR_023411 | 10824 SE 212TH ST | L3 BENSON HILLS #1 |  |  | Non-Lead - Other | Unknown |  | 0 | Statistical analysis |  |  |  |  | Non-Lead - Other |  |  | Statistical analysis |  |  |  |  | Non-Lead |  |  |  | Assumed
MTR_023412 | 21205 113TH AVE SE | L46 BENSON HILLS #2 |  |  | Non-Lead - Other | Unknown |  | 0 | Statistical analysis |  |  |  |  | Non-Lead - Other |  |  | Statistical analysis |  |  |  |  | Non-Lead |  |  |  | Assumed
MTR_026337 | 20629 119TH AVE SE | LOT 5 PANTHER LAKE TERRACE 4 |  |  | Non-Lead - Other | No |  | 0 | Installation date is after the lead ban |  |  |  |  | Non-Lead - Other |  |  | Installation date is after the lead ban |  |  |  |  | Non-Lead |  |  |  | Assumed
MTR_023010 | 12431 SE 198TH PL | LOT 6 MORFORD PARK |  |  | Non-Lead - Other | No |  | 0 | Installation date is after the lead ban |  |  |  |  | Non-Lead - Other |  |  | Installation date is after the lead ban |  |  |  |  | Non-Lead |  |  |  | Assumed
MTR_021537 | 14031 SE 192ND ST | TL212 E 1/2 SEC. 3-22-5 |  |  | Non-Lead - Other | Unknown |  | 0 | Statistical analysis |  |  |  |  | Non-Lead - Other |  |  | Statistical analysis |  |  |  |  | Non-Lead |  |  |  | Assumed
MTR_026477 | 12701 SE 231ST WAY | LOT 1 PHEASANTS HOLLOW |  |  | Non-Lead - Other | No | 1996-02-27 | 0 | Installation date is after the lead ban |  |  |  |  | Galvanized Requiring Replacement |  |  | Field inspection only with no records | Yes | Visual inspection at meter pit | 2023-01-14 |  | Galvanized Requiring Replacement |  |  |  | Domestic
MTR_016422 | 15905 SE 177TH ST | L93 CANDLEWOOD RIDGE #1 |  |  | Non-Lead - Other | No |  | 0 | Installation date is after the lead ban |  |  |  |  | Non-Lead - Other |  |  | Installation date is after the lead ban |  |  |  |  | Non-Lead |  |  |  | Domestic
MTR_024384 | 13017 SE 208TH ST | TL 76 9-22-5 |  |  | Non-Lead - Other | No | 2015-06-13 | 0 | Rectified Plan |  |  |  |  | Non-Lead Plastic |  |  | Field inspection only with no records | Yes | Visual inspection at meter pit | 2023-01-29 |  | Non-Lead |  |  |  | Domestic
MTR_015223 | 12748 SE 171ST PL | L 87 CASCADE VISTA 3 |  |  | Non-Lead Plastic | No | 2011-08-10 | 0 | Field inspection only with no records | Yes | Visual inspection at meter pit | 2023-09-23 |  | Galvanized Requiring Replacement |  |  | Field inspection only with no records | Yes | Visual inspection at meter pit | 2023-09-23 |  | Galvanized Requiring Replacement |  |  |  | Domestic
MTR_029205 | 11130 SE 226TH ST | L4 KENTON FIRS #2 |  |  | Non-Lead - Other | Unknown |  | 0 | Statistical analysis |  |  |  |  | Non-Lead - Other |  |  | Statistical analysis |  |  |  |  | Non-Lead |  |  |  | Assumed
MTR_030320 | 14620 SE 213TH ST | LOT 2 FIVE FIRS |  |  | Non-Lead Plastic | No | 1997-02-06 | 0 | Field inspection only with no records | Yes | Visual inspection at meter pit | 2023-11-30 |  | Non-Lead - Other |  |  | Installation date is after the lead ban |  |  |  |  | Non-Lead |  |  |  | Domestic
MTR_025150 | 20804 124TH AVE SE | L73 GLENCARIN # 1 |  |  | Non-Lead - Other | No | 1968-03-08 | 0 | Installation date is after the lead ban |  |  |  |  | Non-Lead - Other |  |  | Installation date is after the lead ban |  |  |  |  | Non-Lead |  |  |  | Domestic
MTR_030321 | 20820 135TH AVE SE | L21 CRYSTAL GLEN |  |  | Non-Lead - Other | No |  | 0 | Installation date is after the lead ban |  |  |  |  | Non-Lead - Other |  |  | Installation date is after the lead ban |  |  |  |  | Non-Lead |  |  |  | Domestic
MTR_030322 | 14630 SE 213TH ST | LOT 1 FIVE FIRS |  |  | Non-Lead - Other | No | 1997-02-06 | 0 | Installation date is after the lead ban |  |  |  |  | Non-Lead - Other |  |  | Installation date is after the lead ban |  |  |  |  | Non-Lead |  |  |  | Domestic
MTR_025591 | 12435 SE 208TH ST | TAX LOT 69 SEC 9-22-5 |  |  | Non-Lead - Other | No | 1998-08-03 | 0 | Rectified Plan |  |  |  |  | Non-Lead - Other |  |  | Statistical analysis |  |  |  |  | Non-Lead |  |  |  | Domestic
MTR_030323 | 14205 SE 213TH ST | L7 HOMESTEAD HILLS #2 |  |  | Non-Lead - Other | No |  | 1 | Installation date is after the lead ban |  |  |  |  | Non-Lead - Other |  |  | Installation date is after the lead ban |  |  |  |  | Non-Lead |  |  |  | Domestic
MTR_030324 | 20824 144TH AVE SE | L11 MAPLE CREST |  |  | Non-Lead - Plastic | No |  | 1 | Converted CAD |  |  |  |  | Non-Lead - Other |  |  | Installation date is after the lead ban |  |  |  |  | Non-Lead |  |  |  | Domestic
MTR_026479 | 23024 127TH AVE SE | LOT 3 PHEASANTS HOLLOW |  |  | Non-Lead - Other | No | 1996-02-27 | 0 | Installation date is after the lead ban |  |  |  |  | Non-Lead - Other |  |  | Installation date is after the lead ban |  |  |  |  | Non-Lead |  |  |  | Domestic
MTR_019130 | 18614 107TH AVE SE | L14 VISTA HILLS |  |  | Non-Lead Plastic | Unknown |  | 0 | Relative Placement | Yes | Visual inspection at the meter pit | 2024-02-14 |  | Galvanized Requiring Replacement |  |  | Field inspection only with no records | Yes | Visual inspection at the meter pit | 2024-02-14 |  | Galvanized Requiring Replacement |  |  |  | Assumed
MTR_030127 | 12410 SE 158TH ST | L2 BK2 CASCADE VILLAGE#3 |  |  | Non-Lead - Other | No | 2016-06-22 | 0.75 | Rectified Plan |  |  |  |  | Non-Lead - Other |  |  | Statistical analysis |  |  |  |  | Non-Lead |  |  |  | Domestic
MTR_002559 | 17838 161ST AVE SE | L14 CANDLEWOOD RIDGE #1 |  |  | Non-Lead Plastic | No |  | 0 | Field inspection only with no records | Yes | Visual inspection at meter pit | 2023-11-30 |  | Non-Lead Plastic |  |  | Field inspection only with no records | Yes | Visual inspection at meter pit | 2023-11-30 |  | Non-Lead |  |  |  | Assumed
MTR_026078 | 20521 121ST WAY SE | LOT 25 FENTON RIDGE AKA WILLOW |  |  | Non-Lead - Other | No | 1995-08-31 | 0 | Installation date is after the lead ban |  |  |  |  | Non-Lead - Other |  |  | Installation date is after the lead ban |  |  |  |  | Non-Lead |  |  |  | Domestic
MTR_027287 | 13921 SE 238TH PL | LOT 23 COUNTRY CLUB NORTH #1 |  |  | Non-Lead - Plastic | No | 1999-02-03 | 0.75 | Rectified Plan | No |  |  |  | Non-Lead - Other |  |  | Installation date is after the lead ban |  |  |  |  | Non-Lead |  |  |  | Domestic
MTR_002098 | 20834 132ND AVE SE | 9920-031050 |  |  | Non-Lead - Other | No |  | 0.75 | Installation date is after the lead ban |  |  |  |  | Non-Lead - Other |  |  | Installation date is after the lead ban |  |  |  |  | Non-Lead |  |  |  | Assumed
MTR_023528 | 11112 SE 216TH ST | LOT 5 BENSON PLACE |  |  | Non-Lead - Other | No | 1996-06-08 | 0 | Installation date is after the lead ban |  |  |  |  | Non-Lead - Other |  |  | Installation date is after the lead ban |  |  |  |  | Non-Lead |  |  |  | Domestic
MTR_024956 | 11713 SE 210TH PL | LOT LOT 7 VILLA ESTATES |  |  | Non-Lead - Plastic | No | 1977-08-01 | 1 | Rectified Plan | No |  |  |  | Non-Lead - Other |  |  | Installation date is after the lead ban |  |  |  |  | Non-Lead |  |  |  | Domestic
MTR_027289 | 13927 SE 238TH PL | LOT 24 COUNTRY CLUB NORTH #1 |  |  | Non-Lead Plastic | No | 1999-02-03 | 0.75 | Field inspection only with no records | Yes | Visual inspection at meter pit | 2023-10-20 |  | Non-Lead Plastic |  |  | Field inspection only with no records | Yes | Visual inspection at meter pit | 2023-10-20 |  | Non-Lead |  |  |  | Domestic
MTR_025361 | 21033 120TH PL SE | L 4 CARENA TERRACE |  |  | Non-Lead - Other | No |  | 0 | Installation date is after the lead ban |  |  |  |  | Non-Lead - Other |  |  | Installation date is after the lead ban |  |  |  |  | Non-Lead |  |  |  | Domestic
MTR_023529 | 11106 SE 216TH ST | LOT 6 BENSON PLACE |  |  | Non-Lead - Other | No | 1996-06-08 | 0 | Installation date is after the lead ban |  |  |  |  | Non-Lead - Other |  |  | Installation date is after the lead ban |  |  |  |  | Non-Lead |  |  |  | Domestic
MTR_025490 | 12623 SE 211TH CT | LOT 27 JASON LANE |  |  | Non-Lead - Other | No |  | 0 | Installation date is after the lead ban |  |  |  |  | Non-Lead - Other |  |  | Installation date is after the lead ban |  |  |  |  | Non-Lead |  |  |  | Domestic
MTR_023646 | 22101 99TH PL S | LOT 13 GLEN KARA |  |  | Non-Lead - Other | No | 1998-03-30 | 0 | Installation date is after the lead ban |  |  |  |  | Non-Lead - Other |  |  | Installation date is after the lead ban |  |  |  |  | Non-Lead |  |  |  | Domestic
MTR_025055 | 21409 120TH AVE SE | L 46 GREEN TREE EAST |  |  | Non-Lead - Other | No | 1972-06-01 | 0 | Installation date is after the lead ban |  |  |  |  | Non-Lead Plastic |  |  | Field inspection only with no records | Yes | Visual inspection at meter pit | 2023-01-28 |  | Non-Lead |  |  |  | Domestic
MTR_014142 | 11526 SE PETROVITSKY RD | TL 86 29-23-5 |  |  | Non-Lead - Other | Unknown |  | 0 | Statistical analysis |  |  |  |  | Non-Lead - Other |  |  | Statistical analysis |  |  |  |  | Non-Lead |  |  |  | Domestic
MTR_018657 | 9615 S 203RD ST | LOT 46 CHESTNUT RIDGE #1 |  |  | Non-Lead - Other | No |  | 0 | Installation date is after the lead ban |  |  |  |  | Non-Lead - Other |  |  | Installation date is after the lead ban |  |  |  |  | Non-Lead |  |  |  | Domestic
MTR_002566 | 16115 119TH AVE SE | LOT 7 BLOCK 1 CASCADE HILLS #2 |  |  | Non-Lead - Other | No | 2006-08-31 | 1 | Rectified Plan |  |  |  |  | Non-Lead - Other |  |  | Statistical analysis |  |  |  |  | Non-Lead |  |  |  | Domestic
MTR_015769 | 19129 146TH AVE SE | LOT 1 KING COUNTY SHORT PLAT |  |  | Non-Lead - Other | No |  | 0 | Installation date is after the lead ban |  |  |  |  | Non-Lead - Other |  |  | Installation date is after the lead ban |  |  |  |  | Non-Lead |  |  |  | Domestic
MTR_027736 | 12325 SE 221ST ST | LOT 31 GLENCARIN SOUTH |  |  | Non-Lead Plastic | No |  | 0 | Field inspection only with no records | Yes | Visual inspection at meter pit | 2023-09-11 |  | Non-Lead Plastic |  |  | Field inspection only with no records | Yes | Visual inspection at meter pit | 2023-09-11 |  | Non-Lead |  |  |  | Domestic
MTR_011824 | 16638 106TH AVE SE | LOT 4 BLK 4 AKERS FARMS 5 |  |  | Non-Lead - Other | Unknown |  | 0.75 | Statistical analysis |  |  |  |  | Non-Lead - Other |  |  | Statistical analysis |  |  |  |  | Non-Lead |  |  |  | Assumed
MTR_023939 | 21019 102ND AVE SE | LOT 15 GUINN CREST |  |  | Non-Lead - Other | Unknown |  | 0 | Statistical analysis |  |  |  |  | Non-Lead - Other |  |  | Statistical analysis |  |  |  |  | Non-Lead |  |  |  | Assumed
MTR_026480 | 22701 127TH AVE SE | LOT 101 PHEASANTS HOLLOW |  |  | Non-Lead - Other | No | 1996-02-27 | 0 | Installation date is after the lead ban |  |  |  |  | Non-Lead - Other |  |  | Installation date is after the lead ban |  |  |  |  | Non-Lead |  |  |  | Domestic
MTR_023940 | 21017 102ND AVE SE | L 16 GUINN CREST |  |  | Non-Lead - Other | Unknown |  | 0 | Statistical analysis |  |  |  |  | Non-Lead - Other |  |  | Statistical analysis |  |  |  |  | Non-Lead |  |  |  | Assumed
MTR_020019 | 20215 105TH AVE SE | LOT 5 CLEARWATER COURT |  |  | Non-Lead - Other | No | 1995-10-02 | 0 | Installation date is after the lead ban |  |  |  |  | Non-Lead Plastic |  |  | Field inspection only with no records | Yes | Visual inspection at meter pit | 2023-01-07 |  | Non-Lead |  |  |  | Domestic
MTR_027290 | 23930 139TH PL SE | LOT 13 COUNTRY CLUB NORTH #1 |  |  | Non-Lead - Plastic | No | 1999-02-03 | 0.75 | Rectified Plan | No |  |  |  | Non-Lead - Other |  |  | Installation date is after the lead ban |  |  |  |  | Non-Lead |  |  |  | Domestic
MTR_017619 | 17808 113TH PL SE | L 25 HIGH CHAPARRAL |  |  | Non-Lead Plastic | No |  | 0 | Field inspection only with no records | Yes | Visual inspection at meter pit | 2023-07-30 |  | Non-Lead Plastic |  |  | Field inspection only with no records | Yes | Visual inspection at meter pit | 2023-07-30 |  | Non-Lead |  |  |  | Assumed
MTR_017628 | 17625 111TH AVE SE | LOT 18 HIGGINBOTHAM ADDITION |  |  | Non-Lead Plastic | No |  | 0 | Field inspection only with no records | Yes | Visual inspection at meter pit | 2023-07-29 |  | Non-Lead Plastic |  |  | Field inspection only with no records | Yes | Visual inspection at meter pit | 2023-07-29 |  | Non-Lead |  |  |  | Assumed
MTR_021211 | 14715 SE 195TH PL | LOT 16 PLAT OF LK YOUNGS |  |  | Non-Lead - Other | No | 1997-06-19 | 0 | Installation date is after the lead ban |  |  |  |  | Non-Lead - Other |  |  | Installation date is after the lead ban |  |  |  |  | Non-Lead |  |  |  | Domestic
MTR_018117 | 14636 SE 181ST ST | L33 CARRIAGE LANE #3 |  |  | Non-Lead - Other | No | 2000-09-21 | 0 | Installation date is after the lead ban |  |  |  |  | Non-Lead - Other |  |  | Installation date is after the lead ban |  |  |  |  | Non-Lead |  |  |  | Domestic
MTR_002110 | 11833 SE 164TH ST | L 3 CASCADE HILLS 6 |  |  | Non-Lead - Other | Unknown |  | 0.75 | Statistical analysis |  |  |  |  | Non-Lead - Other |  |  | Statistical analysis |  |  |  |  | Non-Lead |  |  |  | Assumed
MTR_027737 | 22120 116TH AVE SE | TL 55 9-22-5 |  |  | Non-Lead - Other | No |  | 0 | Installation date is after the lead ban |  |  |  |  | Non-Lead - Other |  |  | Installation date is after the lead ban |  |  |  |  | Non-Lead |  |  |  | Assumed
MTR_011425 | 12750 SE 168TH ST | L2 CASCADE HILLS 8 |  |  | Non-Lead - Other | Unknown |  | 1 | Statistical analysis |  |  |  |  | Non-Lead - Other |  |  | Statistical analysis |  |  |  |  | Non-Lead |  |  |  | Domestic
MTR_021484 | 14402 SE 198TH ST | LOT 30 RUDDELLS 3RD ADD |  |  | Non-Lead - Other | No |  | 0 | Installation date is after the lead ban |  |  |  |  | Non-Lead - Other |  |  | Installation date is after the lead ban |  |  |  |  | Non-Lead |  |  |  | Domestic
MTR_019578 | 18919 113TH WAY SE | LOT 72 CHINQUAPIN RIDGE |  |  | Non-Lead Plastic | No | 1995-09-19 | 0 | Field inspection only with no records | Yes | Visual inspection at meter pit | 2023-09-29 |  | Non-Lead Plastic |  |  | Field inspection only with no records | Yes | Visual inspection at meter pit | 2023-09-29 |  | Non-Lead |  |  |  | Domestic
MTR_011178 | 11414 SE 164TH ST | LOT 1 BLK 4 AKERS FARMS 6 |  |  | Non-Lead - Other | Unknown |  | 0 | Statistical analysis |  |  |  |  | Non-Lead - Other |  |  | Statistical analysis |  |  |  |  | Non-Lead |  |  |  | Assumed
MTR_019116 | 19012 106TH AVE SE | LOT 2 KCSP #S91S0089 |  |  | Non-Lead - Other | No |  | 0 | Installation date is after the lead ban |  |  |  |  | Non-Lead - Other |  |  | Installation date is after the lead ban |  |  |  |  | Non-Lead |  |  |  | Assumed
MTR_027728 | 11626 SE 218TH PL | LOT 2 TRACT A CROWN TERR |  |  | Non-Lead Plastic | No |  | 0 | Field inspection only with no records | Yes | Visual inspection at meter pit | 2023-09-16 |  | Non-Lead Plastic |  |  | Field inspection only with no records | Yes | Visual inspection at meter pit | 2023-09-16 |  | Non-Lead |  |  |  | Domestic
MTR_022766 | 19239 117TH PL SE | LOT 10 LYNDEN PLACE |  |  | Non-Lead - Other | No | 1999-03-24 | 0 | Installation date is after the lead ban |  |  |  |  | Non-Lead - Other |  |  | Installation date is after the lead ban |  |  |  |  | Non-Lead |  |  |  | Domestic
MTR_011877 | 16817 105TH AVE SE | 9907-000315 |  |  | Non-Lead Plastic | No | 1999-03-24 | 0 | Field inspection only with no records | Yes | Visual inspection at meter pit | 2023-02-03 |  | Non-Lead Plastic |  |  | Field inspection only with no records | Yes | Visual inspection at meter pit | 2023-02-03 |  | Non-Lead |  |  |  | Domestic
MTR_022764 | 19227 117TH PL SE | LOT 12 LYNDEN PLACE |  |  | Non-Lead Plastic | No | 1999-03-24 | 0 | Field inspection only with no records | Yes | Visual inspection at meter pit | 2023-02-11 |  | Non-Lead Plastic |  |  | Field inspection only with no records | Yes | Visual inspection at meter pit | 2023-02-11 |  | Non-Lead |  |  |  | Domestic
MTR_011492 | 12634 SE 166TH ST | L 81 CASCADE HILLS 8 |  |  | Non-Lead - Other | Unknown |  | 1 | Statistical analysis |  |  |  |  | Non-Lead - Other |  |  | Statistical analysis |  |  |  |  | Non-Lead |  |  |  | Domestic
MTR_019975 | 19220 102ND AVE SE | LOT 1 KCSP #783057 |  |  | Non-Lead - Other | No |  | 0 | Installation date is after the lead ban |  |  |  |  | Non-Lead - Other |  |  | Installation date is after the lead ban |  |  |  |  | Non-Lead |  |  |  | Domestic
MTR_011837 | 16551 106TH AVE SE | N 107 FT LESS W 95 LOT 5 BLOCK A A KER'S FARMS #5 |  |  | Non-Lead Plastic | No | 1999-03-24 | 0 | Field inspection only with no records | Yes | Visual inspection at meter pit | 2023-02-03 |  | Non-Lead Plastic |  |  | Field inspection only with no records | Yes | Visual inspection at meter pit | 2023-02-03 |  | Non-Lead |  |  |  | Domestic
MTR_017338 | 18310 114TH AVE SE | 9917-005050 |  |  | Non-Lead Plastic | No | 1979-09-01 | 0 | Field inspection only with no records | Yes | Visual inspection at meter pit | 2023-02-11 |  | Non-Lead Plastic |  |  | Field inspection only with no records | Yes | Visual inspection at meter pit | 2023-02-11 |  | Non-Lead |  |  |  | Assumed
MTR_017277 | 10928 SE 179TH PL | L32 MELRIDGE ADD. |  |  | Non-Lead Plastic | No | 2011-08-10 | 1 | Field inspection only with no records | Yes | Visual inspection at meter pit | 2023-07-29 |  | Non-Lead Plastic |  |  | Field inspection only with no records | Yes | Visual inspection at meter pit | 2023-07-29 |  | Non-Lead |  |  |  | Domestic
MTR_029207 | 10976 SE 225TH ST | L 11 STOCKTON |  |  | Non-Lead - Other | No |  | 0 | Installation date is after the lead ban |  |  |  |  | Non-Lead - Other |  |  | Installation date is after the lead ban |  |  |  |  | Non-Lead |  |  |  | Domestic
MTR_002581 | 16011 116TH AVE SE | 0708-001569-NORTH 140 LOT 3 BLOCK 2 AKERS FAR MS #6 |  |  | Non-Lead - Other | No |  | 1 | Installation date is after the lead ban |  |  |  |  | Non-Lead - Other |  |  | Installation date is after the lead ban |  |  |  |  | Non-Lead |  |  |  | Assumed
MTR_011433 | 12705 SE 167TH PL | L 10 CASCADE HILLS 8 |  |  | Non-Lead - Other | Unknown |  | 1 | Statistical analysis |  |  |  |  | Non-Lead - Other |  |  | Statistical analysis |  |  |  |  | Non-Lead |  |  |  | Domestic
MTR_018176 | 14201 SE PETROVITSKY RD | LOTS 1 THRU 4 KCSP 1086002 |  |  | Non-Lead - Other | No | 1987-04-07 | 0 | Installation date is after the lead ban |  |  |  |  | Non-Lead - Other |  |  | Installation date is after the lead ban |  |  |  |  | Non-Lead |  |  |  | Domestic
MTR_023820 | 21612 104TH PL SE | L 9 B 2 MT.VIEW PARK |  |  | Non-Lead - Other | No | 2004-04-20 | 0 | Rectified Plan |  |  |  |  | Non-Lead - Other |  |  | Statistical analysis |  |  |  |  | Non-Lead |  |  |  | Domestic
MTR_014130 | 16917 116TH AVE SE | TAX LOT 93 SEC 29-23-5 |  |  | Non-Lead - Other | Unknown |  | 0.75 | Statistical analysis |  |  |  |  | Non-Lead - Other |  |  | Statistical analysis |  |  |  |  | Non-Lead |  |  |  | Assumed
MTR_027729 | 22020 123RD AVE SE | L48 GLENCARIN SOUTH |  |  | Non-Lead Plastic | No |  | 0 | Field inspection only with no records | Yes | Visual inspection at meter pit | 2023-09-15 |  | Non-Lead Plastic |  |  | Field inspection only with no records | Yes | Visual inspection at meter pit | 2023-09-15 |  | Non-Lead |  |  |  | Domestic
MTR_023647 | 22126 99TH PL S | LOT 19 GLEN KARA |  |  | Non-Lead - Other | No | 1998-03-30 | 0 | Installation date is after the lead ban |  |  |  |  | Non-Lead - Other |  |  | Installation date is after the lead ban |  |  |  |  | Non-Lead |  |  |  | Domestic
MTR_023124 | 21232 97TH PL S | L10 WESTVIEW TERR. #3 |  |  | Non-Lead - Other | No | 2008-10-29 | 0 | Rectified Plan |  |  |  |  | Non-Lead - Other |  |  | Statistical analysis |  |  |  |  | Non-Lead |  |  |  | Domestic
MTR_020271 | 20705 106TH PL SE | L8 B2 JO-VEL MANOR |  |  | Non-Lead - Other | Unknown |  | 0 | Statistical analysis |  |  |  |  | Non-Lead Plastic |  |  | Field inspection only with no records | Yes | Visual inspection at meter pit | 2023-01-07 |  | Non-Lead |  |  |  | Domestic
MTR_028374 | 21726 125TH AVE SE | L 86 PARKWAY ESTATES |  |  | Non-Lead Plastic | No | 1978-07-26 | 0 | Field inspection only with no records | Yes | Visual inspection at meter pit | 2023-09-09 |  | Non-Lead Plastic |  |  | Field inspection only with no records | Yes | Visual inspection at meter pit | 2023-09-09 |  | Non-Lead |  |  |  | Domestic
MTR_025056 | 21324 120TH PL SE | L10 GREEN TREE EAST |  |  | Non-Lead - Other | No | 1972-06-01 | 0 | Installation date is after the lead ban |  |  |  |  | Non-Lead Plastic |  |  | Field inspection only with no records | Yes | Visual inspection at meter pit | 2023-01-28 |  | Non-Lead |  |  |  | Domestic
MTR_020021 | 20211 105TH AVE SE | LOT 4 CLEARWATER COURT 162070 0040 |  |  | Non-Lead - Other | No | 1995-10-02 | 0 | Installation date is after the lead ban |  |  |  |  | Non-Lead - Other |  |  | Installation date is after the lead ban |  |  |  |  | Non-Lead |  |  |  | Domestic
MTR_018119 | 18149 147TH AVE SE | LOT 48 CARRIAGE LANE 3 |  |  | Non-Lead Plastic | No | 2000-09-21 | 0 | Field inspection only with no records | Yes | Visual inspection at meter pit | 2023-10-14 |  | Non-Lead Plastic |  |  | Field inspection only with no records | Yes | Visual inspection at meter pit | 2023-10-14 |  | Non-Lead |  |  |  | Domestic
MTR_028375 | 12528 SE 217TH PL | L 83 PARKWAY ESTATES |  |  | Non-Lead - Other | No | 1978-07-26 | 0 | Installation date is after the lead ban |  |  |  |  | Non-Lead - Other |  |  | Installation date is after the lead ban |  |  |  |  | Non-Lead |  |  |  | Domestic
MTR_018121 | 18133 147TH AVE SE | LOT 46 CARRIAGELANE #3 |  |  | Non-Lead - Other | No | 2000-09-21 | 0 | Installation date is after the lead ban |  |  |  |  | Non-Lead - Other |  |  | Installation date is after the lead ban |  |  |  |  | Non-Lead |  |  |  | Domestic
MTR_026481 | 12517 SE 232ND ST | L18 CORONADO KNOLLS A |  |  | Non-Lead - Other | No |  | 0 | Installation date is after the lead ban |  |  |  |  | Non-Lead - Other |  |  | Installation date is after the lead ban |  |  |  |  | Non-Lead |  |  |  | Domestic
MTR_018122 | 18125 147TH AVE SE | LOT 45 CARRIAGE LANE #3 |  |  | Non-Lead Plastic | No | 2000-09-21 | 0 | Field inspection only with no records | Yes | Visual inspection at meter pit | 2023-10-14 |  | Non-Lead Plastic |  |  | Field inspection only with no records | Yes | Visual inspection at meter pit | 2023-10-14 |  | Non-Lead |  |  |  | Domestic
MTR_018314 | 14607 SE 181ST ST | L40 CARRIAGE LANE #3 |  |  | Non-Lead - Other | Unknown | 1966-05-24 | 0 | Statistical analysis |  |  |  |  | Non-Lead - Other |  |  | Statistical analysis |  |  |  |  | Non-Lead |  |  |  | Domestic
MTR_018123 | 18134 147TH AVE SE | L6 CARRIAGE LANE #3 |  |  | Non-Lead Plastic | No | 2000-09-21 | 0 | Field inspection only with no records | Yes | Visual inspection at meter pit | 2023-10-14 |  | Non-Lead Plastic |  |  | Field inspection only with no records | Yes | Visual inspection at meter pit | 2023-10-14 |  | Non-Lead |  |  |  | Domestic
MTR_019579 | 19177 110TH PL SE | BLDG 12 FORD TOWNHOMES (VILLAGE GATE) |  |  | Non-Lead - Other | No | 1997-06-17 | 0 | Installation date is after the lead ban |  |  |  |  | Non-Lead - Other |  |  | Installation date is after the lead ban |  |  |  |  | Non-Lead |  |  |  | Domestic
MTR_017162 | 18303 108TH PL SE | LOT 36 MAPLE GLEN |  |  | Non-Lead - Other | No | 1977-03-18 | 0 | Installation date is after the lead ban |  |  |  |  | Non-Lead - Other |  |  | Installation date is after the lead ban |  |  |  |  | Non-Lead |  |  |  | Domestic
MTR_019580 | 19167 110TH PL SE | BLDG 11 FORD TOWNHOMES (VILLAGE GATE) |  |  | Non-Lead - Other | No | 1997-06-17 | 0 | Installation date is after the lead ban |  |  |  |  | Non-Lead - Other |  |  | Installation date is after the lead ban |  |  |  |  | Non-Lead |  |  |  | Domestic
MTR_022970 | 12314 SE 197TH PL | L3 VISTA VIEW HGTS # 2 |  |  | Non-Lead - Other | No |  | 0 | Installation date is after the lead ban |  |  |  |  | Non-Lead - Other |  |  | Installation date is after the lead ban |  |  |  |  | Non-Lead |  |  |  | Domestic
MTR_023125 | 9612 S 213TH ST | L8 WESTVIEW TERR. #3 |  |  | Non-Lead - Other | No | 2008-10-29 | 0 | Rectified Plan |  |  |  |  | Non-Lead - Other |  |  | Statistical analysis |  |  |  |  | Non-Lead |  |  |  | Domestic
MTR_015224 | 12636 SE 169TH PL | L 45 CASCADE VISTA 3 |  |  | Non-Lead - Other | No | 2011-08-10 | 0 | Rectified Plan |  |  |  |  | Non-Lead - Other |  |  | Statistical analysis |  |  |  |  | Non-Lead |  |  |  | Domestic
MTR_024739 | 20103 139TH WAY SE | LOT 8 KENT RIDGE PLACE |  |  | Non-Lead - Other | No | 1997-01-08 | 0 | Installation date is after the lead ban |  |  |  |  | Non-Lead - Other |  |  | Installation date is after the lead ban |  |  |  |  | Non-Lead |  |  |  | Domestic
MTR_029210 | 11821 SE 227TH PL | LOT 17 SUNNY HILL 2 |  |  | Non-Lead - Other | No | 2007-05-23 | 0 | Installation date is after the lead ban |  |  |  |  | Non-Lead - Other |  |  | Installation date is after the lead ban |  |  |  |  | Non-Lead |  |  |  | Domestic
MTR_017629 | 11319 SE 180TH PL | L8 BLK1 BANKERS 1ST |  |  | Non-Lead - Other | Unknown |  | 0 | Statistical analysis |  |  |  |  | Non-Lead - Other |  |  | Statistical analysis |  |  |  |  | Non-Lead |  |  |  | Assumed
MTR_029212 | 22610 109TH PL SE | LOT 33 KENTON FIRS #2 |  |  | Non-Lead - Other | Unknown |  | 0 | Statistical analysis |  |  |  |  | Non-Lead - Other |  |  | Statistical analysis |  |  |  |  | Non-Lead |  |  |  | Domestic
MTR_027296 | 13925 SE 239TH ST | LOT 18 COUNTRY CLUB NORTH #1 |  |  | Non-Lead - Plastic | No | 1999-02-03 | 0.75 | Rectified Plan | No |  |  |  | Non-Lead - Other |  |  | Installation date is after the lead ban |  |  |  |  | Non-Lead |  |  |  | Domestic
MTR_019181 | 9620 S 194TH ST | LOT 3 TALBOT ESTATES |  |  | Non-Lead - Other | No | 1995-07-13 | 0 | Installation date is after the lead ban |  |  |  |  | Non-Lead - Other |  |  | Installation date is after the lead ban |  |  |  |  | Non-Lead |  |  |  | Domestic
MTR_027738 | 11829 SE 217TH ST | LOT 2 KING COUNTY SHORT PLAT # L99S3002 |  |  | Non-Lead Plastic | No |  | 0 | Field inspection only with no records | Yes | Visual inspection at meter pit | 2023-09-16 |  | Non-Lead Plastic |  |  | Field inspection only with no records | Yes | Visual inspection at meter pit | 2023-09-16 |  | Non-Lead |  |  |  | Assumed
MTR_023078 | 9631 S 216TH ST | L 38 WESTVIEW TERRACE 3 |  |  | Non-Lead - Other | No | 2008-10-29 | 0 | Rectified Plan |  |  |  |  | Non-Lead - Other |  |  | Statistical analysis |  |  |  |  | Non-Lead |  |  |  | Domestic
MTR_027297 | 13913 SE 239TH ST | LOT 16 COUNTRY CLUB NORTH #1 |  |  | Non-Lead - Plastic | No | 1999-02-03 | 0.75 | Rectified Plan | No |  |  |  | Non-Lead - Other |  |  | Installation date is after the lead ban |  |  |  |  | Non-Lead |  |  |  | Domestic
MTR_019183 | 9640 S 194TH ST | LOT 5 TALBOT ESTATES |  |  | Non-Lead - Other | No | 1995-07-13 | 0 | Installation date is after the lead ban |  |  |  |  | Non-Lead - Other |  |  | Installation date is after the lead ban |  |  |  |  | Non-Lead |  |  |  | Domestic
MTR_019582 | 11041 SE 186TH ST | L 11 B 2 WALHAVEN NO 2 |  |  | Non-Lead - Other | Unknown |  | 0 | Statistical analysis |  |  |  |  | Non-Lead - Other |  |  | Statistical analysis |  |  |  |  | Non-Lead |  |  |  | Domestic
MTR_027298 | 23821 139TH PL SE | LOT 5 COUNTRY CLUB NORTH #1 |  |  | Non-Lead Plastic | No | 1999-02-03 | 0.75 | Field inspection only with no records | Yes | Visual inspection at meter pit | 2023-10-20 |  | Non-Lead Plastic |  |  | Field inspection only with no records | Yes | Visual inspection at meter pit | 2023-10-20 |  | Non-Lead |  |  |  | Domestic
MTR_023658 | 21612 99TH AVE S | LOT 6 VERDE MESA |  |  | Non-Lead - Other | No | 2008-10-29 | 0 | Installation date is after the lead ban |  |  |  |  | Non-Lead - Other |  |  | Installation date is after the lead ban |  |  |  |  | Non-Lead |  |  |  | Domestic
MTR_024884 | 14400 SE 208TH ST | TAX LOT 73 S-T-R 3-22-5 |  |  | Non-Lead - Other | Unknown |  | 0 | Statistical analysis |  |  |  |  | Non-Lead - Other |  |  | Statistical analysis |  |  |  |  | Non-Lead |  |  |  | Assumed
MTR_002156 | 16204 122ND AVE SE | LOT 22 BLOCK 5 CASCADE HILLS #3 |  |  | Non-Lead - Other | No | 2007-07-01 | 1 | Rectified Plan |  |  |  |  | Non-Lead - Other |  |  | Statistical analysis |  |  |  |  | Non-Lead |  |  |  | Domestic
MTR_021245 | 14227 SE 200TH ST | L4 B3 FOWLERS ADDITION |  |  | Non-Lead - Other | No | 2001-02-01 | 0 | Rectified Plan |  |  |  |  | Non-Lead - Other |  |  | Statistical analysis |  |  |  |  | Non-Lead |  |  |  | Domestic
MTR_026482 | 23032 127TH AVE SE | LOT 2 PHEASANTS HOLLOW |  |  | Non-Lead Plastic | No | 1996-02-27 | 0 | Field inspection only with no records | Yes | Visual inspection at meter pit | 2023-08-26 |  | Non-Lead Plastic |  |  | Field inspection only with no records | Yes | Visual inspection at meter pit | 2023-08-26 |  | Non-Lead |  |  |  | Domestic
MTR_016932 | 17830 154TH AVE SE | LOT 27 CANDLEWOOD RIDGE #4 |  |  | Non-Lead - Other | No | 1977-07-01 | 0 | Installation date is after the lead ban |  |  |  |  | Non-Lead - Other |  |  | Installation date is after the lead ban |  |  |  |  | Non-Lead |  |  |  | Domestic
MTR_020173 | 19213 107TH AVE SE | TRACT 19 PANTHER LK GARDEN TRACTS (PTN OF 48) |  |  | Non-Lead Plastic | No |  | 0 | Field inspection only with no records | Yes | Visual inspection at meter pit | 2023-09-29 |  | Non-Lead Plastic |  |  | Field inspection only with no records | Yes | Visual inspection at meter pit | 2023-09-29 |  | Non-Lead |  |  |  | Assumed
MTR_016773 | 14921 SE 184TH ST | LOT 8 CARRIAGEWOOD #5 |  |  | Non-Lead - Other | No | 1983-07-01 | 0 | Installation date is after the lead ban |  |  |  |  | Non-Lead - Other |  |  | Installation date is after the lead ban |  |  |  |  | Non-Lead |  |  |  | Domestic
MTR_026483 | 22520 125TH PL SE | LOT 72 PHEASANTS HOLLOW |  |  | Non-Lead - Other | No | 1996-02-26 | 0 | Installation date is after the lead ban |  |  |  |  | Non-Lead - Other |  |  | Installation date is after the lead ban |  |  |  |  | Non-Lead |  |  |  | Domestic
MTR_026234 | 12327 SE 204TH ST | LOT 46 WHITNEY GLEN |  |  | Non-Lead - Other | No |  | 0 | Installation date is after the lead ban |  |  |  |  | Non-Lead - Other |  |  | Installation date is after the lead ban |  |  |  |  | Non-Lead |  |  |  | Domestic
MTR_024741 | 13903 SE 201ST CT | LOT 9 KENT RIDGE PLACE |  |  | Non-Lead - Other | No | 1997-01-08 | 0 | Installation date is after the lead ban |  |  |  |  | Non-Lead - Other |  |  | Installation date is after the lead ban |  |  |  |  | Non-Lead |  |  |  | Domestic
MTR_018126 | 14646 SE 181ST ST | LOT 32 CARRIAGE LANE #3 |  |  | Non-Lead Plastic | No | 2000-09-21 | 0 | Field inspection only with no records | Yes | Visual inspection at meter pit | 2023-10-14 |  | Non-Lead Plastic |  |  | Field inspection only with no records | Yes | Visual inspection at meter pit | 2023-10-14 |  | Non-Lead |  |  |  | Domestic
MTR_011331 | 1619 S 27TH ST | L1 OLYMPIC VIEW TERRACE |  |  | Non-Lead - Other | No | 2003-03-28 | 0 | Rectified Plan |  |  |  |  | Non-Lead - Other |  |  | Statistical analysis |  |  |  |  | Non-Lead |  |  |  | Domestic
MTR_018127 | 14645 SE 181ST ST | LOT 44 CARRIAGE LANE #3 |  |  | Non-Lead - Other | No | 2000-09-21 | 0 | Rectified Plan |  |  |  |  | Non-Lead - Other |  |  | Statistical analysis |  |  |  |  | Non-Lead |  |  |  | Domestic
MTR_024705 | 13714 SE 202ND PL | L 15 FOREST GLEN S |  |  | Non-Lead - Other | No |  | 0 | Installation date is after the lead ban |  |  |  |  | Non-Lead - Other |  |  | Installation date is after the lead ban |  |  |  |  | Non-Lead |  |  |  | Assumed
MTR_018128 | 14625 SE 181ST ST | L42 CARRIAGE LANE #3 |  |  | Non-Lead - Other | No | 2000-09-21 | 0 | Rectified Plan |  |  |  |  | Non-Lead - Other |  |  | Statistical analysis |  |  |  |  | Non-Lead |  |  |  | Domestic
MTR_022790 | 19226 121ST PL SE | LOT 15 GOLDEN HILLS |  |  | Non-Lead Plastic | No | 1978-07-26 | 0 | Field inspection only with no records | Yes | Visual inspection at meter pit | 2023-09-30 |  | Non-Lead Plastic |  |  | Field inspection only with no records | Yes | Visual inspection at meter pit | 2023-09-30 |  | Non-Lead |  |  |  | Domestic
MTR_028297 | 21406 132ND AVE SE | TAX LOT 91 STR NW 10-22-5 |  |  | Non-Lead Plastic | No |  | 0 | Field inspection only with no records | Yes | Visual inspection at meter pit | 2023-11-30 |  | Non-Lead - Other |  |  | Installation date is after the lead ban |  |  |  |  | Non-Lead |  |  |  | Assumed
MTR_029217 | 11615 SE 230TH PL | LOT 2 HUNTERS GROVE |  |  | Non-Lead - Other | No | 1997-08-22 | 0 | Installation date is after the lead ban |  |  |  |  | Non-Lead - Other |  |  | Installation date is after the lead ban |  |  |  |  | Non-Lead |  |  |  | Domestic
MTR_028206 | 22018 131ST PL SE | LOT 9 EASTLAND MEADOWS |  |  | Non-Lead - Other | No | 1999-11-12 | 0 | Installation date is after the lead ban |  |  |  |  | Non-Lead - Other |  |  | Installation date is after the lead ban |  |  |  |  | Non-Lead |  |  |  | Domestic
MTR_020090 | 20402 106TH AVE SE | BLDG U-CASCADE HOMES |  |  | Non-Lead - Plastic | No | 2004-04-12 | 2 | Rectified Plan |  |  |  |  | Non-Lead - Other |  |  | Installation date is after the lead ban |  |  |  |  | Non-Lead |  |  |  | Domestic
MTR_017508 | 17809 118TH AVE SE | LOT 14 BLK 1 NORTHWEST GARDEN TRCTS |  |  | Non-Lead Plastic | No | 1975-09-11 | 0 | Field inspection only with no records | Yes | Visual inspection at meter pit | 2023-10-13 |  | Non-Lead Plastic |  |  | Field inspection only with no records | Yes | Visual inspection at meter pit | 2023-10-13 |  | Non-Lead |  |  |  | Assumed
MTR_020624 | 20603 108TH AVE SE | TL 51 5-22-5 |  |  | Non-Lead - Other | Unknown |  | 0 | Statistical analysis |  |  |  |  | Non-Lead - Other |  |  | Statistical analysis |  |  |  |  | Non-Lead |  |  |  | Assumed
MTR_017211 | 17668 112TH AVE SE | LOT 37 BENSON HILL |  |  | Non-Lead - Other | No | 1999-09-22 | 0 | Installation date is after the lead ban |  |  |  |  | Non-Lead - Other |  |  | Installation date is after the lead ban |  |  |  |  | Non-Lead |  |  |  | Domestic
MTR_016554 | SPRINKLER NO. OF BLDG 1 | SPRINKLER NO. OF BLDG 1 |  |  | Non-Lead - Other | No | 1987-07-22 | 0 | Installation date is after the lead ban |  |  |  |  | Non-Lead - Other |  |  | Installation date is after the lead ban |  |  |  |  | Non-Lead |  |  |  | Domestic
MTR_018322 | 14624 SE 183RD ST | L49 CARRIAGE LANE #3 |  |  | Non-Lead Plastic | No |  | 0 | Field inspection only with no records | Yes | Visual inspection at meter pit | 2023-10-14 |  | Non-Lead Plastic |  |  | Field inspection only with no records | Yes | Visual inspection at meter pit | 2023-10-14 |  | Non-Lead |  |  |  | Assumed
MTR_028207 | 22031 131ST PL SE | LOT 2 EASTLAND MEADOWS |  |  | Non-Lead Plastic | No | 1999-11-12 | 0 | Field inspection only with no records | Yes | Visual inspection at meter pit | 2023-11-30 |  | Non-Lead - Other |  |  | Installation date is after the lead ban |  |  |  |  | Non-Lead |  |  |  | Domestic
MTR_014504 | 12210 SE PETROVITSKY RD | BUILDING 5-STONEBROOK APTS (FIRE) |  |  | Non-Lead - Other | No | 2004-04-02 | 1.5 | Installation date is after the lead ban |  |  |  |  | Non-Lead - Other |  |  | Installation date is after the lead ban |  |  |  |  | Non-Lead |  |  |  | Domestic
MTR_028208 | 22020 131ST PL SE | LOT 10 EASTLAND MEADOWS |  |  | Non-Lead - Other | No | 1999-11-12 | 0 | Installation date is after the lead ban |  |  |  |  | Non-Lead - Other |  |  | Installation date is after the lead ban |  |  |  |  | Non-Lead |  |  |  | Domestic
MTR_014505 | 12210 SE PETROVITSKY RD | BUILDING C-STONEBROOK APARTMENTS |  |  | Non-Lead - Other | No | 2004-04-02 | 1.5 | Installation date is after the lead ban |  |  |  |  | Non-Lead - Other |  |  | Installation date is after the lead ban |  |  |  |  | Non-Lead |  |  |  | Domestic
MTR_028209 | 22015 131ST PL SE | LOT 5 EASTLAND MEADOWS |  |  | Non-Lead - Other | No | 1999-11-12 | 0 | Installation date is after the lead ban |  |  |  |  | Non-Lead - Other |  |  | Installation date is after the lead ban |  |  |  |  | Non-Lead |  |  |  | Domestic
MTR_014506 | 12210 SE PETROVITSKY RD | BUILDING F-STONEBROOK APARTMENTS |  |  | Non-Lead - Other | No | 2004-04-02 | 1 | Statistical analysis |  |  |  |  | Non-Lead - Other |  |  | Statistical analysis |  |  |  |  | Non-Lead |  |  |  | Domestic
MTR_014203 | 10817 SE 172ND ST #3A | UNIT A KELSEY CT CONDOS |  |  | Non-Lead - Copper | No |  | 1 | Converted CAD | No |  |  |  | Non-Lead - Other |  |  | Installation date is after the lead ban |  |  |  |  | Non-Lead |  |  |  | Domestic
MTR_014507 | 12210 SE PETROVITSKY RD | BUILDING B-STONEBROOK APARTMENTS |  |  | Non-Lead - Other | No | 2004-04-02 | 1.5 | Statistical analysis |  |  |  |  | Non-Lead - Other |  |  | Statistical analysis |  |  |  |  | Non-Lead |  |  |  | Fire
MTR_014200 | 10821 SE 172ND ST #4C | UNIT C KELSEY CT CONDOS |  |  | Non-Lead - Copper | No |  | 1 | Converted CAD | No |  |  |  | Non-Lead - Other |  |  | Installation date is after the lead ban |  |  |  |  | Non-Lead |  |  |  | Domestic
MTR_014508 | 12210 SE PETROVITSKY RD | BUILDING H STONEBROOK APTS |  |  | Non-Lead - Other | No | 2004-04-02 | 1.5 | Installation date is after the lead ban |  |  |  |  | Non-Lead - Other |  |  | Installation date is after the lead ban |  |  |  |  | Non-Lead |  |  |  | Domestic
MTR_014199 | 10821 SE 172ND ST #A | UNIT A KELSEY CT CONDOS |  |  | Non-Lead - Copper | No |  | 1 | Converted CAD | No |  |  |  | Non-Lead - Other |  |  | Installation date is after the lead ban |  |  |  |  | Non-Lead |  |  |  | Domestic
MTR_014509 | 12210 SE PETROVITSKY RD | BUILDING C-STONEBROOK APTS (FIRE) |  |  | Non-Lead - Other | No | 2004-04-02 | 1.5 | Installation date is after the lead ban |  |  |  |  | Non-Lead - Other |  |  | Installation date is after the lead ban |  |  |  |  | Non-Lead |  |  |  | Fire
MTR_014510 | 12210 SE PETROVITSKY RD | BUILDING G-STONEBROOK APTS (FIRE) |  |  | Non-Lead - Other | No | 2004-04-02 | 1.5 | Installation date is after the lead ban |  |  |  |  | Non-Lead - Other |  |  | Installation date is after the lead ban |  |  |  |  | Non-Lead |  |  |  | Domestic
MTR_014204 | 10817 SE 172ND ST | UNIT C KELSEY CT CONDOS |  |  | Non-Lead - Copper | No |  | 1 | Converted CAD | No |  |  |  | Non-Lead - Other |  |  | Installation date is after the lead ban |  |  |  |  | Non-Lead |  |  |  | Domestic
MTR_014511 | 12210 SE PETROVITSKY RD | BUILDING F-SPRINGBROOK APTS (FIRE) |  |  | Non-Lead - Other | No | 2004-04-02 | 1.5 | Statistical analysis |  |  |  |  | Non-Lead - Other |  |  | Statistical analysis |  |  |  |  | Non-Lead |  |  |  | Fire
MTR_018323 | 18162 146TH AVE SE | L51 CARRIAGE LANE #3 |  |  | Non-Lead - Other | Unknown | 1966-05-24 | 0 | Statistical analysis |  |  |  |  | Non-Lead - Other |  |  | Statistical analysis |  |  |  |  | Non-Lead |  |  |  | Domestic
MTR_014512 | 12210 SE PETROVITSKY RD | BUILDING B-STONEBROOK APTS (FIRE) |  |  | Non-Lead - Other | No | 2004-04-02 | 1.5 | Statistical analysis |  |  |  |  | Non-Lead - Other |  |  | Statistical analysis |  |  |  |  | Non-Lead |  |  |  | Domestic
MTR_028211 | 22025 131ST PL SE | LOT 3 EASTLAND MEADOWS |  |  | Non-Lead - Other | No | 1999-11-12 | 0 | Installation date is after the lead ban |  |  |  |  | Non-Lead - Other |  |  | Installation date is after the lead ban |  |  |  |  | Non-Lead |  |  |  | Domestic
MTR_014513 | 12210 SE PETROVITSKY RD | BUILDING 4-STONEBROOK APTS (FIRE) |  |  | Non-Lead - Other | No | 2004-04-02 | 1.5 | Statistical analysis |  |  |  |  | Non-Lead - Other |  |  | Statistical analysis |  |  |  |  | Non-Lead |  |  |  | Fire
MTR_028212 | 22021 131ST PL SE | LOT 4 EASTLAND MEADOWS |  |  | Non-Lead Plastic | No | 1999-11-12 | 0 | Field inspection only with no records | Yes | Visual inspection at meter pit | 2023-11-04 |  | Non-Lead Plastic |  |  | Field inspection only with no records | Yes | Visual inspection at meter pit | 2023-11-04 |  | Non-Lead |  |  |  | Domestic
MTR_014514 | 12210 SE PETROVITSKY RD | IRRIGATION-STONEBROOK APTS |  |  | Non-Lead - Other | No | 2004-04-02 | 1 | Installation date is after the lead ban |  |  |  |  | Non-Lead - Other |  |  | Installation date is after the lead ban |  |  |  |  | Non-Lead |  |  |  | Domestic
MTR_018976 | 1101 S 47TH PL | LOT 1 PANTHER RIDGE |  |  | Non-Lead - Other | No | 2012-08-28 | 0 | Installation date is after the lead ban |  |  |  |  | Non-Lead - Other |  |  | Installation date is after the lead ban |  |  |  |  | Non-Lead |  |  |  | Domestic
MTR_014515 | 12210 SE PETROVITSKY RD | BUILDING D-STONEBROOK APTS (FIRE) |  |  | Non-Lead - Other | No | 2004-04-02 | 1.5 | Statistical analysis |  |  |  |  | Non-Lead - Other |  |  | Statistical analysis |  |  |  |  | Non-Lead |  |  |  | Fire
MTR_023650 | 22120 98TH PL S | LOT 2 GLEN KARA |  |  | Non-Lead - Other | No | 1998-03-30 | 0 | Installation date is after the lead ban |  |  |  |  | Non-Lead - Other |  |  | Installation date is after the lead ban |  |  |  |  | Non-Lead |  |  |  | Domestic
MTR_014516 | 12210 SE PETROVITSKY RD | BUILDING A-STONEBROOK APARTMENTS (FIRE) |  |  | Non-Lead - Other | No | 2004-04-02 | 2 | Installation date is after the lead ban |  |  |  |  | Non-Lead - Other |  |  | Installation date is after the lead ban |  |  |  |  | Non-Lead |  |  |  | Domestic
MTR_019605 | 18902 108TH LN SE | LOT 64 BELGROVE @ RENTON PH 5 |  |  | Non-Lead Plastic | No | 2004-06-30 | 0 | Field inspection only with no records | Yes | Visual inspection at meter pit | 2023-01-27 |  | Non-Lead Plastic |  |  | Field inspection only with no records | Yes | Visual inspection at meter pit | 2023-01-27 |  | Non-Lead |  |  |  | Domestic
MTR_014517 | 12210 SE PETROVITSKY RD | BUILDING 3-STONEBROOK APTS (FIRE) |  |  | Non-Lead - Other | No | 2004-04-02 | 1.5 | Statistical analysis |  |  |  |  | Non-Lead - Other |  |  | Statistical analysis |  |  |  |  | Non-Lead |  |  |  | Fire
MTR_023783 | 10212 SE 220TH PL | LOT 10 ANNANDALE |  |  | Non-Lead - Other | No |  | 0 | Installation date is after the lead ban |  |  |  |  | Non-Lead - Other |  |  | Installation date is after the lead ban |  |  |  |  | Non-Lead |  |  |  | Assumed
MTR_014518 | 12210 SE PETROVITSKY RD | BUILDING 6-STONEBROOK APTS (FIRE) |  |  | Non-Lead - Other | No | 2004-04-02 | 1.5 | Installation date is after the lead ban |  |  |  |  | Non-Lead - Other |  |  | Installation date is after the lead ban |  |  |  |  | Non-Lead |  |  |  | Fire
MTR_014209 | 10813 SE 172ND ST #D-2 | UNIT D KELSEY CT CONDOS |  |  | Non-Lead - Other | No |  | 1 | Installation date is after the lead ban |  |  |  |  | Non-Lead - Other |  |  | Installation date is after the lead ban |  |  |  |  | Non-Lead |  |  |  | Domestic
MTR_014519 | 12210 SE PETROVITSKY RD | BUILDING E-STONEBROOK APTS (FIRE) |  |  | Non-Lead - Other | No | 2004-04-02 | 1.5 | Installation date is after the lead ban |  |  |  |  | Non-Lead - Other |  |  | Installation date is after the lead ban |  |  |  |  | Non-Lead |  |  |  | Fire
MTR_014196 | 10825 SE 172ND ST | UNIT C KELSEY CT CONDOS |  |  | Non-Lead - Copper | No |  | 1 | Converted CAD | No |  |  |  | Non-Lead - Other |  |  | Installation date is after the lead ban |  |  |  |  | Non-Lead |  |  |  | Domestic
MTR_014520 | 12210 SE PETROVITSKY RD | BUILDING 1-STONEBROOK APARTMENTS (FIRE) |  |  | Non-Lead - Other | No | 2004-04-02 | 2 | Installation date is after the lead ban |  |  |  |  | Non-Lead - Other |  |  | Installation date is after the lead ban |  |  |  |  | Non-Lead |  |  |  | Domestic
MTR_014197 | 10825 SE 172ND ST #D | UNIT D KELSEY CT CONDOS |  |  | Non-Lead - Copper | No |  | 1 | Converted CAD | No |  |  |  | Non-Lead - Other |  |  | Installation date is after the lead ban |  |  |  |  | Non-Lead |  |  |  | Domestic
MTR_014521 | 12210 SE PETROVITSKY RD | BUILDING 7-STONEBROOK APTS (FIRE) |  |  | Non-Lead - Other | No | 2004-04-02 | 1.5 | Installation date is after the lead ban |  |  |  |  | Non-Lead - Other |  |  | Installation date is after the lead ban |  |  |  |  | Non-Lead |  |  |  | Domestic
MTR_014195 | 10825 SE 172ND ST #5A | UNIT A KESLEY CT CONDOS |  |  | Non-Lead - Copper | No |  | 1 | Converted CAD | No |  |  |  | Non-Lead - Other |  |  | Installation date is after the lead ban |  |  |  |  | Non-Lead |  |  |  | Domestic
MTR_014522 | 12210 SE PETROVITSKY RD | BUILDING 2-STONEBROOK APTS (FIRE) |  |  | Non-Lead - Other | No | 2004-04-02 | 1.5 | Statistical analysis |  |  |  |  | Non-Lead - Other |  |  | Statistical analysis |  |  |  |  | Non-Lead |  |  |  | Domestic
MTR_024387 | 12430 SE 208TH ST | KENTRIDGE HIGH SCHOOL FIRE METER |  |  | Non-Lead - Other | No | 2006-02-07 | 8 | Rectified Plan | No |  |  |  | Non-Lead - Other |  |  | Installation date is after the lead ban |  |  |  |  | Non-Lead |  |  |  | Domestic
MTR_014523 | 12210 SE PETROVITSKY RD | BUILDING G-STONEBROOK APARTMENTS |  |  | Non-Lead - Other | No | 2004-04-02 | 1.5 | Installation date is after the lead ban |  |  |  |  | Non-Lead - Other |  |  | Installation date is after the lead ban |  |  |  |  | Non-Lead |  |  |  | Domestic
MTR_024842 | 20423 140TH AVE SE | TAX LOT 183 SW 3-22-5 |  |  | Non-Lead Plastic | No |  | 0 | Field inspection only with no records | Yes | Visual inspection at meter pit | 2023-11-11 |  | Non-Lead Plastic |  |  | Field inspection only with no records | Yes | Visual inspection at meter pit | 2023-11-11 |  | Non-Lead |  |  |  | Assumed
MTR_014524 | 12210 SE PETROVITSKY RD | BUILDING L-STONEBROOK APARTMENTS |  |  | Non-Lead - Copper | No | 2005-07-22 | 1.5 | Rectified Plan | No |  |  |  | Non-Lead - Other |  |  | Installation date is after the lead ban |  |  |  |  | Non-Lead |  |  |  | Domestic
MTR_020558 | 19654 104TH AVE SE | L5 MORTGAGE MANOR |  |  | Non-Lead - Other | Unknown |  | 0 | Statistical analysis |  |  |  |  | Non-Lead - Other |  |  | Statistical analysis |  |  |  |  | Non-Lead |  |  |  | Assumed
MTR_014525 | 12210 SE PETROVITSKY RD | BUILDING K STONEBROOK APARTMENTS (FIRE) |  |  | Non-Lead - Copper | No | 2005-07-22 | 2 | Rectified Plan | No |  |  |  | Non-Lead - Other |  |  | Installation date is after the lead ban |  |  |  |  | Non-Lead |  |  |  | Domestic
MTR_027301 | 23911 139TH PL SE | LOT 9 COUNTRY CLUB N #1 |  |  | Non-Lead - Plastic | No | 1999-02-03 | 0.75 | Rectified Plan | No |  |  |  | Non-Lead - Other |  |  | Installation date is after the lead ban |  |  |  |  | Non-Lead |  |  |  | Domestic
MTR_014526 | 12210 SE PETROVITSKY RD | BUILDING L-STONEBROOK APARTMENTS (FIRE) |  |  | Non-Lead - Copper | No | 2005-07-22 | 2 | Rectified Plan | No |  |  |  | Non-Lead - Other |  |  | Installation date is after the lead ban |  |  |  |  | Non-Lead |  |  |  | Domestic
MTR_002631 | 23610 126TH AVE SE | LOT 2 KCSP #283024 |  |  | Non-Lead - Other | No |  | 0 | Installation date is after the lead ban |  |  |  |  | Non-Lead - Other |  |  | Installation date is after the lead ban |  |  |  |  | Non-Lead |  |  |  | Assumed
MTR_014527 | 12210 SE PETROVITSKY RD | BUILDING J-STONEBROOK APARTMENTS (FIRE) |  |  | Non-Lead - Copper | No | 2005-07-22 | 1.5 | Rectified Plan | No |  |  |  | Non-Lead - Other |  |  | Installation date is after the lead ban |  |  |  |  | Non-Lead |  |  |  | Domestic
MTR_014067 | 17033 116TH AVE SE | TL81 SEC. 29-23-5 |  |  | Non-Lead - Other | Unknown |  | 0.75 | Statistical analysis |  |  |  |  | Non-Lead - Other |  |  | Statistical analysis |  |  |  |  | Non-Lead |  |  |  | Assumed
MTR_014528 | 12210 SE PETROVITSKY RD | BUILDING 8 STONEBROOK APARTMENTS (FIRE) |  |  | Non-Lead - Copper | No | 2005-07-22 | 2 | Rectified Plan | No |  |  |  | Non-Lead - Other |  |  | Installation date is after the lead ban |  |  |  |  | Non-Lead |  |  |  | Domestic
MTR_011534 | 13112 SE 164TH ST | L37 FAIRWOOD DIV. #9 |  |  | Non-Lead - Other | No | 2007-10-01 | 0 | Installation date is after the lead ban |  |  |  |  | Non-Lead - Other |  |  | Installation date is after the lead ban |  |  |  |  | Non-Lead |  |  |  | Domestic
MTR_028376 | 12651 SE 218TH PL | SOOS CREEK ELEMENTARY SCHOOL |  |  | Non-Lead - Other | No |  | 0 | Installation date is after the lead ban |  |  |  |  | Non-Lead - Other |  |  | Installation date is after the lead ban |  |  |  |  | Non-Lead |  |  |  | Assumed
MTR_018139 | 17815 145TH AVE SE | L31 CARRIAGE LANE #2 |  |  | Non-Lead - Other | No | 2004-04-02 | 0 | Installation date is after the lead ban |  |  |  |  | Non-Lead - Other |  |  | Installation date is after the lead ban |  |  |  |  | Non-Lead |  |  |  | Domestic
MTR_015658 | NO. BENSON PLAZA-SPRK'LR END S | NO. BENSON PLAZA-SPRK'LR S END |  |  | Non-Lead - Other | No | 2015-05-05 | 0 | Installation date is after the lead ban |  |  |  |  | Non-Lead - Other |  |  | Installation date is after the lead ban |  |  |  |  | Non-Lead |  |  |  | Commercial
MTR_027303 | 23921 139TH PL SE | LOT 11 COUNTRY CLUB NORTH #1 |  |  | Non-Lead - Plastic | No | 1999-02-03 | 0.75 | Rectified Plan | No |  |  |  | Non-Lead - Other |  |  | Installation date is after the lead ban |  |  |  |  | Non-Lead |  |  |  | Domestic
MTR_002174 | 23811 132ND AVE SE | WAND/CK SPRINK N/EAST LO |  |  | Non-Lead - Other | No |  | 0 | Installation date is after the lead ban |  |  |  |  | Non-Lead - Other |  |  | Installation date is after the lead ban |  |  |  |  | Non-Lead |  |  |  | Assumed
MTR_018744 | 724 S 47TH ST | LOT 16 TALBOT RIDGE (AKA SUNDANCE) |  |  | Non-Lead - Other | No | 1966-05-24 | 0 | Installation date is after the lead ban |  |  |  |  | Non-Lead - Other |  |  | Installation date is after the lead ban |  |  |  |  | Non-Lead |  |  |  | Domestic
MTR_002175 | 12910 SE 240TH ST | WANDERING CRK SO OF BG K |  |  | Non-Lead - Other | No | 1984-10-01 | 0 | Installation date is after the lead ban |  |  |  |  | Non-Lead - Other |  |  | Installation date is after the lead ban |  |  |  |  | Non-Lead |  |  |  | Domestic
MTR_028214 | 22026 131ST PL SE | 9916-009170-LOT 11 EASTLAND MEADOWS |  |  | Non-Lead - Other | No | 1999-11-12 | 0 | Rectified Plan |  |  |  |  | Non-Lead - Other |  |  | Statistical analysis |  |  |  |  | Non-Lead |  |  |  | Domestic
MTR_016573 | SPRINKLER SO OF BLDG 34 | SPRINKLER SO OF BLDG 34 |  |  | Non-Lead - Other | No | 1987-07-22 | 0 | Installation date is after the lead ban |  |  |  |  | Non-Lead - Other |  |  | Installation date is after the lead ban |  |  |  |  | Non-Lead |  |  |  | Domestic
MTR_002657 | 13106 SE 240TH ST - DET | 0708-024085-TAX LOT 18 SE 16-22-5 |  |  | Non-Lead - Other | No |  | 0 | Installation date is after the lead ban |  |  |  |  | Non-Lead - Other |  |  | Installation date is after the lead ban |  |  |  |  | Non-Lead |  |  |  | Assumed
MTR_002176 | 10840 SE 208TH ST | PAD A PANTHER LAKE SHOPPING CENTER |  |  | Non-Lead - Other | No |  | 0 | Installation date is after the lead ban |  |  |  |  | Non-Lead - Other |  |  | Installation date is after the lead ban |  |  |  |  | Non-Lead |  |  |  | Assumed
MTR_018746 | 736 S 47TH ST | LOT 18 TALBOT RIDGE |  |  | Non-Lead - Other | No | 1966-05-24 | 0 | Installation date is after the lead ban |  |  |  |  | Non-Lead - Other |  |  | Installation date is after the lead ban |  |  |  |  | Non-Lead |  |  |  | Domestic
MTR_002177 | 2640 BENSON RD S | TAX LOT 102 S-T-R 29-23-5 |  |  | Non-Lead - Other | No | 2014-10-14 | 1.5 | Rectified Plan |  |  |  |  | Non-Lead - Other |  |  | Statistical analysis |  |  |  |  | Non-Lead |  |  |  | Domestic
MTR_002666 | 13106 SE 240TH ST | 0708-024090-TAX LOT 18 SE 16-22-5 |  |  | Non-Lead - Other | No | 2000-11-03 | 1 | Rectified Plan | No |  |  |  | Non-Lead - Other |  |  | Installation date is after the lead ban |  |  |  |  | Non-Lead |  |  |  | Domestic
MTR_022220 | 18904 116TH AVE SE | LOT 2 619840 0064 |  |  | Non-Lead Plastic | No |  | 0 | Field inspection only with no records | Yes | Visual inspection at meter pit | 2023-01-30 |  | Non-Lead Plastic |  |  | Field inspection only with no records | Yes | Visual inspection at meter pit | 2023-01-30 |  | Non-Lead |  |  |  | Assumed
MTR_018747 | 4717 SMITHERS AVE S | LOT 8 TALBOT RIDGE |  |  | Non-Lead - Other | No | 1966-05-24 | 0 | Installation date is after the lead ban |  |  |  |  | Non-Lead - Other |  |  | Installation date is after the lead ban |  |  |  |  | Non-Lead |  |  |  | Domestic
MTR_014065 | 16651 BENSON RD S | 0708-001935 |  |  | Non-Lead - Other | No | 1999-03-24 | 0 | Installation date is after the lead ban |  |  |  |  | Non-Lead - Other |  |  | Installation date is after the lead ban |  |  |  |  | Non-Lead |  |  |  | Domestic
MTR_018748 | 730 S 47TH ST | LOT 17 TALBOT RIDGE (AKA SUNDANCE) |  |  | Non-Lead - Other | No | 1966-05-24 | 0 | Installation date is after the lead ban |  |  |  |  | Non-Lead - Other |  |  | Installation date is after the lead ban |  |  |  |  | Non-Lead |  |  |  | Domestic
MTR_018947 | 10012 SE 187TH ST | TAX LOT 163 32-23-5 |  |  | Non-Lead - Other | No | 2009-03-11 | 0 | Installation date is after the lead ban |  |  |  |  | Non-Lead - Other |  |  | Installation date is after the lead ban |  |  |  |  | Non-Lead |  |  |  | Domestic
MTR_022154 | 18839 118TH AVE SE | LOT 3 BLK 1 NORTHWESTERN GARDEN TRACTS #4 |  |  | Non-Lead - Other | No | 2011-01-03 | 0 | Rectified Plan | No |  |  |  | Non-Lead - Other |  |  | Statistical analysis |  |  |  |  | Non-Lead |  |  |  | Domestic
MTR_021947 | 19623 136TH PL SE | TAX LOT 246 3-22-5 |  |  | Non-Lead - Other | No |  | 0 | Installation date is after the lead ban |  |  |  |  | Non-Lead - Other |  |  | Installation date is after the lead ban |  |  |  |  | Non-Lead |  |  |  | Assumed
MTR_018749 | 4708 SMITHERS AVE S | LOT 4 TALBOT RIDGE (AKA SUNDANCE) |  |  | Non-Lead - Other | No | 1966-05-24 | 0 | Installation date is after the lead ban |  |  |  |  | Non-Lead - Other |  |  | Installation date is after the lead ban |  |  |  |  | Non-Lead |  |  |  | Domestic
MTR_019085 | 10050 SE 190TH ST | L2 HI VIEW HTS |  |  | Non-Lead - Other | Unknown |  | 0 | Statistical analysis |  |  |  |  | Non-Lead - Other |  |  | Statistical analysis |  |  |  |  | Non-Lead |  |  |  | Assumed
MTR_018751 | 4714 SMITHERS AVE S | LOT 5 TALBOT RIDGE (AKA SUNDANCE) |  |  | Non-Lead - Other | No | 1966-05-24 | 0 | Installation date is after the lead ban |  |  |  |  | Non-Lead - Other |  |  | Installation date is after the lead ban |  |  |  |  | Non-Lead |  |  |  | Domestic
MTR_020022 | 20210 105TH AVE SE | LOT 1 CLEARWATER COURT |  |  | Non-Lead - Other | No | 1995-10-02 | 0 | Installation date is after the lead ban |  |  |  |  | Non-Lead - Other |  |  | Installation date is after the lead ban |  |  |  |  | Non-Lead |  |  |  | Domestic
MTR_018752 | 706 S 47TH ST | LOT 13 TALBOT RIDGE |  |  | Non-Lead - Other | No | 1966-05-24 | 0 | Installation date is after the lead ban |  |  |  |  | Non-Lead - Other |  |  | Installation date is after the lead ban |  |  |  |  | Non-Lead |  |  |  | Domestic
MTR_011393 | 16543 BENSON RD S | N 107 FT LESS E 95 LOT 5 BLOCK A A KER'S FARMS #5 |  |  | Non-Lead - Other | No | 1999-03-24 | 0 | Rectified Plan |  |  |  |  | Non-Lead - Other |  |  | Statistical analysis |  |  |  |  | Non-Lead |  |  |  | Domestic
MTR_018753 | 700 S 47TH ST | LOT 12 TALBOT RIDGE |  |  | Non-Lead - Other | No | 1966-05-24 | 0 | Installation date is after the lead ban |  |  |  |  | Non-Lead - Other |  |  | Installation date is after the lead ban |  |  |  |  | Non-Lead |  |  |  | Domestic
MTR_019184 | 9645 S 194TH ST | LOT 11 TALBOT ESTATES |  |  | Non-Lead - Other | No | 1995-07-13 | 0 | Installation date is after the lead ban |  |  |  |  | Non-Lead - Other |  |  | Installation date is after the lead ban |  |  |  |  | Non-Lead |  |  |  | Domestic
MTR_023260 | 9505 S 214TH PL | LOT 17 GARRISON HEIGHTS |  |  | Non-Lead - Other | No |  | 0 | Installation date is after the lead ban |  |  |  |  | Non-Lead - Other |  |  | Installation date is after the lead ban |  |  |  |  | Non-Lead |  |  |  | Assumed
MTR_015217 | 16962 128TH AVE SE | LOT 26 RENTON PARK 1 |  |  | Non-Lead Plastic | No | 2011-08-10 | 0 | Field inspection only with no records | Yes | Visual inspection at the meter pit | 2024-02-13 |  | Galvanized Requiring Replacement |  |  | Field inspection only with no records | Yes | Visual inspection at the meter pit | 2024-02-13 |  | Galvanized Requiring Replacement |  |  |  | Domestic
MTR_023261 | 9411 S 214TH PL | LOT 23 GARRISON HEIGHTS |  |  | Non-Lead - Other | No |  | 0 | Installation date is after the lead ban |  |  |  |  | Non-Lead - Other |  |  | Installation date is after the lead ban |  |  |  |  | Non-Lead |  |  |  | Assumed
MTR_023033 | 21004 100TH AVE SE | LOT 52 GUINN CREST |  |  | Non-Lead - Other | No | 2003-04-23 | 0 | Installation date is after the lead ban |  |  |  |  | Non-Lead - Other |  |  | Installation date is after the lead ban |  |  |  |  | Non-Lead |  |  |  | Domestic
MTR_011535 | 16342 131ST AVE SE | L38 FAIRWOOD DIV. #9 |  |  | Non-Lead - Other | No | 2007-10-01 | 0 | Installation date is after the lead ban |  |  |  |  | Non-Lead - Other |  |  | Installation date is after the lead ban |  |  |  |  | Non-Lead |  |  |  | Domestic
MTR_002191 | 16127 122ND AVE SE | L10 BLK3 CASCADE HILLS#3 |  |  | Non-Lead - Other | Unknown |  | 0.75 | Statistical analysis |  |  |  |  | Non-Lead - Other |  |  | Statistical analysis |  |  |  |  | Non-Lead |  |  |  | Assumed
MTR_023651 | 9816 S 220TH PL | LOT 35 GLEN KARA |  |  | Non-Lead - Other | No | 1998-03-30 | 0 | Installation date is after the lead ban |  |  |  |  | Non-Lead - Other |  |  | Installation date is after the lead ban |  |  |  |  | Non-Lead |  |  |  | Domestic
MTR_014335 | 16927 114TH AVE SE | LOT 1 K.C.S.P.#1183039 |  |  | Non-Lead Plastic | Unknown |  | 0 | Field inspection only with no records | Yes | Visual inspection at meter pit | 2023-02-04 |  | Non-Lead Plastic |  |  | Field inspection only with no records | Yes | Visual inspection at meter pit | 2023-02-04 |  | Non-Lead |  |  |  | Domestic
MTR_014068 | 11505 SE 168TH ST | E155.79 OF THE N200.25LOT 5 BLK 2 GREEN TRACTS #1 |  |  | Non-Lead - Other | No | 2004-10-13 | 0 | Installation date is after the lead ban |  |  |  |  | Non-Lead - Other |  |  | Installation date is after the lead ban |  |  |  |  | Non-Lead |  |  |  | Domestic
MTR_014237 | 17220 109TH PL SE | L7 KELSEY LANE |  |  | Non-Lead - Other | No |  | 0 | Installation date is after the lead ban |  |  |  |  | Non-Lead - Other |  |  | Installation date is after the lead ban |  |  |  |  | Non-Lead |  |  |  | Domestic
MTR_027304 | 23915 139TH PL SE | LOT 10 COUNTRY CLUB NORTH #1 |  |  | Non-Lead Plastic | No | 1999-02-03 | 0.75 | Field inspection only with no records | Yes | Visual inspection at meter pit | 2023-10-20 |  | Non-Lead Plastic |  |  | Field inspection only with no records | Yes | Visual inspection at meter pit | 2023-10-20 |  | Non-Lead |  |  |  | Domestic
MTR_025362 | 21009 121ST PL SE | L 23 CARENA TERRACE 1 |  |  | Non-Lead - Other | No |  | 0 | Installation date is after the lead ban |  |  |  |  | Non-Lead - Other |  |  | Installation date is after the lead ban |  |  |  |  | Non-Lead |  |  |  | Domestic
MTR_020559 | 19836 104TH AVE SE | TL206 W 1/2 5-22-5 |  |  | Non-Lead - Other | Unknown |  | 0 | Statistical analysis |  |  |  |  | Non-Lead - Other |  |  | Statistical analysis |  |  |  |  | Non-Lead |  |  |  | Assumed
MTR_014313 | 16821 113TH AVE SE | S10 LOT 3 TGW N1/2 LOT 4 BLK 1 GRE EN TRACTS #1 |  |  | Non-Lead Plastic | Unknown |  | 1 | Field inspection only with no records | Yes | Visual inspection at meter pit | 2023-02-04 |  | Non-Lead Plastic |  |  | Field inspection only with no records | Yes | Visual inspection at meter pit | 2023-02-04 |  | Non-Lead |  |  |  | Domestic
MTR_011315 | 16422 108TH AVE SE | LOT 2 BLK 9 AKERS FARMS 6 |  |  | Non-Lead - Other | No |  | 0 | Installation date is after the lead ban |  |  |  |  | Non-Lead - Other |  |  | Installation date is after the lead ban |  |  |  |  | Non-Lead |  |  |  | Hydrant
MTR_017159 | 10911 SE 183RD CT | LOT 60 MAPLE GLEN |  |  | Non-Lead - Other | No | 1977-03-18 | 0 | Installation date is after the lead ban |  |  |  |  | Non-Lead - Other |  |  | Installation date is after the lead ban |  |  |  |  | Non-Lead |  |  |  | Domestic
MTR_023262 | 21232 95TH CT S | LOT 8 EVERGREEN HILLS |  |  | Non-Lead - Other | No |  | 0 | Installation date is after the lead ban |  |  |  |  | Non-Lead - Other |  |  | Installation date is after the lead ban |  |  |  |  | Non-Lead |  |  |  | Domestic
MTR_019242 | 19800 98TH AVE S | L7 ORCHARD LANE |  |  | Non-Lead - Other | No |  | 0 | Installation date is after the lead ban |  |  |  |  | Non-Lead - Other |  |  | Installation date is after the lead ban |  |  |  |  | Non-Lead |  |  |  | Assumed
MTR_014530 | 12112 SE 168TH ST | L 50 CASCADE HILLS 7 |  |  | Non-Lead Plastic | No | 2006-06-08 | 1 | Rectified Plan | Yes | Visual inspection at the meter pit | 2024-02-08 |  | Non-Lead Plastic |  |  | Field inspection only with no records | Yes | Visual inspection at the meter pit | 2024-02-08 |  | Non-Lead |  |  |  | Domestic
MTR_023928 | 21024 101ST AVE SE | L 28 GUINN CREST |  |  | Non-Lead Plastic | Unknown |  | 0 | Converted CAD | Yes | Visual inspection at the meter pit | 2024-04-02 |  | Copper |  |  | Field inspection only with no records | Yes | Visual inspection at the meter pit | 2024-04-02 |  | Non-Lead |  |  |  | Domestic
MTR_014531 | 11736 SE 168TH ST | L1 CASCADE HILLS 5 |  |  | Non-Lead - Other | No | 2006-06-08 | 1 | Rectified Plan |  |  |  |  | Non-Lead - Other |  |  | Statistical analysis |  |  |  |  | Non-Lead |  |  |  | Domestic
MTR_017160 | 10915 SE 183RD CT | LOT 61 MAPLE GLEN |  |  | Non-Lead - Other | No | 1977-03-18 | 0 | Installation date is after the lead ban |  |  |  |  | Non-Lead - Other |  |  | Installation date is after the lead ban |  |  |  |  | Non-Lead |  |  |  | Domestic
MTR_014742 | 15636 129TH PL SE | LOT 42 FAIRLANE WOODS |  |  | Non-Lead - Other | No | 1978-09-22 | 0 | Installation date is after the lead ban |  |  |  |  | Non-Lead - Other |  |  | Installation date is after the lead ban |  |  |  |  | Non-Lead |  |  |  | Domestic
MTR_023659 | 21626 99TH AVE S | L 8 VERDE MESA |  |  | Non-Lead - Other | No | 2008-10-29 | 0 | Rectified Plan |  |  |  |  | Non-Lead - Other |  |  | Statistical analysis |  |  |  |  | Non-Lead |  |  |  | Domestic
MTR_011333 | 10738 SE 165TH ST | L2 B1 HILLTOP HEIGHTS |  |  | Non-Lead - Other | No | 2003-03-28 | 0 | Rectified Plan |  |  |  |  | Non-Lead - Other |  |  | Statistical analysis |  |  |  |  | Non-Lead |  |  |  | Domestic
MTR_023618 | 9905 S 220TH PL | LOT 10 GLEN KARA |  |  | Non-Lead - Other | No | 1998-03-30 | 0 | Installation date is after the lead ban |  |  |  |  | Non-Lead - Other |  |  | Installation date is after the lead ban |  |  |  |  | Non-Lead |  |  |  | Domestic
MTR_002698 | 12408 SE 238TH PL | LOT 7 MERIDIAN GLENN |  |  | Non-Lead - Other | No | 2000-11-08 | 0 | Rectified Plan | No |  |  |  | Non-Lead - Other |  |  | Installation date is after the lead ban |  |  |  |  | Non-Lead |  |  |  | Domestic
MTR_023619 | 22124 98TH PL S | LOT 1 GLEN KARA |  |  | Non-Lead - Other | No | 1998-03-30 | 0 | Installation date is after the lead ban |  |  |  |  | Non-Lead - Other |  |  | Installation date is after the lead ban |  |  |  |  | Non-Lead |  |  |  | Domestic
MTR_002700 | 23813 125TH PL SE | LOT 10 MERIDIAN GLENN |  |  | Non-Lead - Other | No | 2000-11-08 | 0 | Rectified Plan | No |  |  |  | Non-Lead - Other |  |  | Installation date is after the lead ban |  |  |  |  | Non-Lead |  |  |  | Domestic
MTR_028782 | 22304 113TH PL SE | L 1 JOHN VELKOFF ADD 2 |  |  | Non-Lead - Other | No | 2000-11-03 | 0 | Rectified Plan |  |  |  |  | Non-Lead - Other |  |  | Statistical analysis |  |  |  |  | Non-Lead |  |  |  | Domestic
MTR_002701 | 12414 SE 238TH PL | LOT 8 MERIDIAN GLENN |  |  | Non-Lead - Other | No | 2000-11-08 | 0 | Rectified Plan | No |  |  |  | Non-Lead - Other |  |  | Installation date is after the lead ban |  |  |  |  | Non-Lead |  |  |  | Domestic
MTR_024743 | 13911 SE 201ST CT | LOT 11 KENT RIDGE PLACE |  |  | Non-Lead - Other | No | 1997-01-08 | 0 | Installation date is after the lead ban |  |  |  |  | Non-Lead - Other |  |  | Installation date is after the lead ban |  |  |  |  | Non-Lead |  |  |  | Domestic
MTR_002705 | 23830 125TH PL SE | LOT 17 MERIDIAN GLENN |  |  | Non-Lead - Other | No | 2000-11-08 | 0 | Rectified Plan | No |  |  |  | Non-Lead - Other |  |  | Installation date is after the lead ban |  |  |  |  | Non-Lead |  |  |  | Domestic
MTR_019097 | 19010 104TH PL SE | LOT 12 EAGLEBROOK |  |  | Non-Lead - Other | No |  | 0 | Installation date is after the lead ban |  |  |  |  | Non-Lead - Other |  |  | Installation date is after the lead ban |  |  |  |  | Non-Lead |  |  |  | Assumed
MTR_024993 | 21548 117TH AVE SE | LOT 7 CEDAR PARKE |  |  | Non-Lead - Other | No | 2001-02-08 | 0 | Installation date is after the lead ban |  |  |  |  | Non-Lead - Other |  |  | Installation date is after the lead ban |  |  |  |  | Non-Lead |  |  |  | Domestic
MTR_029220 | 11852 SE 227TH PL | LOT 24 SUNNY HILL #2 |  |  | Non-Lead - Other | No | 2007-05-23 | 0 | Installation date is after the lead ban |  |  |  |  | Non-Lead - Other |  |  | Installation date is after the lead ban |  |  |  |  | Non-Lead |  |  |  | Domestic
MTR_029236 | 11256 SE 224TH PL | LOT 6 WILLIAMSBURG ESTATES |  |  | Non-Lead - Other | No | 2000-10-04 | 0 | Installation date is after the lead ban |  |  |  |  | Non-Lead - Other |  |  | Installation date is after the lead ban |  |  |  |  | Non-Lead |  |  |  | Domestic
MTR_021876 | 19342 133RD PL SE | LOT 7 FOREST TRAILS #4 |  |  | Non-Lead - Other | No |  | 0 | Rectified Plan | No |  |  |  | Non-Lead - Other |  |  | Installation date is after the lead ban |  |  |  |  | Non-Lead |  |  |  | Domestic
MTR_002710 | 23806 125TH PL SE | LOT 13 MERIDIAN GLENN |  |  | Non-Lead - Other | No | 2000-11-08 | 0 | Rectified Plan | No |  |  |  | Non-Lead - Other |  |  | Installation date is after the lead ban |  |  |  |  | Non-Lead |  |  |  | Domestic
MTR_025183 | 21013 125TH AVE SE | L45 GLENCARIN # 1 |  |  | Non-Lead - Other | No | 1968-03-08 | 0 | Installation date is after the lead ban |  |  |  |  | Non-Lead Plastic |  |  | Field inspection only with no records | Yes | Visual inspection at meter pit | 2023-01-21 |  | Non-Lead |  |  |  | Domestic
MTR_029237 | 11240 SE 224TH PL | LOT 2 WILLIAMSBURG ESTATES |  |  | Non-Lead - Other | No | 2000-10-04 | 0 | Installation date is after the lead ban |  |  |  |  | Non-Lead - Other |  |  | Installation date is after the lead ban |  |  |  |  | Non-Lead |  |  |  | Domestic
MTR_021200 | 14652 SE 195TH PL | LOT 4 PLAT OF LAKE YOUNGS |  |  | Non-Lead - Other | No | 1997-06-19 | 0 | Installation date is after the lead ban |  |  |  |  | Non-Lead - Other |  |  | Installation date is after the lead ban |  |  |  |  | Non-Lead |  |  |  | Domestic
MTR_027305 | 13317 SE 236TH PL | LOT 6 MERIDIAN FOREST |  |  | Non-Lead Plastic | No | 1995-08-24 | 1 | Field inspection only with no records | Yes | Visual inspection at meter pit | 2023-10-28 |  | Non-Lead Plastic |  |  | Field inspection only with no records | Yes | Visual inspection at meter pit | 2023-10-28 |  | Non-Lead |  |  |  | Domestic
MTR_027279 | 23728 135TH PL SE | TAX LOT 177 15-22-5 |  |  | Non-Lead Plastic | No | 1988-04-01 | 0 | Field inspection only with no records | Yes | Visual inspection at meter pit | 2023-11-04 |  | Non-Lead Plastic |  |  | Field inspection only with no records | Yes | Visual inspection at meter pit | 2023-11-04 |  | Non-Lead |  |  |  | Domestic
MTR_018302 | 14235 SE 179TH PL | LOT 7 CARRIAGE LANE #1 |  |  | Non-Lead - Other | Unknown |  | 0 | Statistical analysis |  |  |  |  | Non-Lead - Other |  |  | Statistical analysis |  |  |  |  | Non-Lead |  |  |  | Assumed
MTR_021208 | 14651 SE 195TH PL | LOT 12 PLAT OF LAKE YOUNGS |  |  | Non-Lead - Other | No | 1997-06-19 | 0 | Installation date is after the lead ban |  |  |  |  | Non-Lead - Other |  |  | Installation date is after the lead ban |  |  |  |  | Non-Lead |  |  |  | Domestic
MTR_002717 | 23824 125TH PL SE | LOT 16 MERIDIAN GLENN |  |  | Non-Lead - Other | No | 2000-11-08 | 0 | Rectified Plan | No |  |  |  | Non-Lead - Other |  |  | Installation date is after the lead ban |  |  |  |  | Non-Lead |  |  |  | Domestic
MTR_025492 | 12635 SE 211TH CT | LOT 30 JASON LANE |  |  | Non-Lead - Other | No |  | 0 | Installation date is after the lead ban |  |  |  |  | Non-Lead - Other |  |  | Installation date is after the lead ban |  |  |  |  | Non-Lead |  |  |  | Domestic
MTR_002719 | 23807 125TH PL SE | LOT 11 MERIDIAN GLENN |  |  | Non-Lead - Other | No | 2000-11-08 | 0 | Rectified Plan | No |  |  |  | Non-Lead - Other |  |  | Installation date is after the lead ban |  |  |  |  | Non-Lead |  |  |  | Domestic
MTR_011825 | 16638 106TH AVE SE | LOT 4 BLOCK 4 AKERS FARMS #5 |  |  | Non-Lead - Other | No | 1999-03-24 | 0 | Rectified Plan |  |  |  |  | Non-Lead - Other |  |  | Statistical analysis |  |  |  |  | Non-Lead |  |  |  | Domestic
MTR_002721 | 23802 124TH AVE SE | LOT 12 MERIDIAN GLENN |  |  | Non-Lead - Other | No | 1999-09-09 | 80 | Rectified Plan | No |  |  |  | Non-Lead - Other |  |  | Installation date is after the lead ban |  |  |  |  | Non-Lead |  |  |  | Domestic
MTR_023930 | 21036 100TH AVE SE | L 48 GUINN CREST |  |  | Non-Lead - Other | Unknown |  | 0 | Statistical analysis |  |  |  |  | Non-Lead - Other |  |  | Statistical analysis |  |  |  |  | Non-Lead |  |  |  | Domestic
MTR_023707 | 21819 100TH AVE SE | LOT 7 UNEEDAN ORCHARD TRACTS |  |  | Non-Lead - Other | No | 2001-08-23 | 0 | Rectified Plan |  |  |  |  | Non-Lead - Other |  |  | Statistical analysis |  |  |  |  | Non-Lead |  |  |  | Domestic
MTR_025215 | 21309 125TH AVE SE | L303 GLENCARIN #2 |  |  | Non-Lead - Other | No | 1968-07-31 | 0 | Installation date is after the lead ban |  |  |  |  | Non-Lead - Other |  |  | Installation date is after the lead ban |  |  |  |  | Non-Lead |  |  |  | Domestic
MTR_023708 | 10016 SE 218TH PL | LOT 46 KARA CREST |  |  | Non-Lead - Other | No | 2001-08-23 | 0 | Installation date is after the lead ban |  |  |  |  | Non-Lead - Other |  |  | Installation date is after the lead ban |  |  |  |  | Non-Lead |  |  |  | Domestic
MTR_029225 | 11642 SE 230TH PL | LOT 14 HUNTERS GROVE |  |  | Non-Lead - Other | No | 1997-08-22 | 0 | Installation date is after the lead ban |  |  |  |  | Non-Lead - Other |  |  | Installation date is after the lead ban |  |  |  |  | Non-Lead |  |  |  | Domestic
MTR_017630 | 18125 116TH AVE SE | TL133 E1/2 SEC 32-23-5 |  |  | Non-Lead - Other | Unknown |  | 0 | Statistical analysis |  |  |  |  | Non-Lead - Other |  |  | Statistical analysis |  |  |  |  | Non-Lead |  |  |  | Assumed
MTR_029226 | 11627 SE 230TH PL | NW 1/4 16-22-5 W.M. PARCEL #352840- 0040 |  |  | Non-Lead - Other | No | 1997-08-22 | 0 | Installation date is after the lead ban |  |  |  |  | Non-Lead - Other |  |  | Installation date is after the lead ban |  |  |  |  | Non-Lead |  |  |  | Domestic
MTR_017182 | 17745 112TH AVE SE | LOT 15 BENSON HILL |  |  | Non-Lead - Other | No | 1999-09-22 | 0 | Installation date is after the lead ban |  |  |  |  | Non-Lead - Other |  |  | Installation date is after the lead ban |  |  |  |  | Non-Lead |  |  |  | Domestic
MTR_029227 | 22624 113TH PL SE | LOT 124 KENTON FIRS |  |  | Non-Lead - Other | Unknown |  | 0 | Statistical analysis |  |  |  |  | Non-Lead Plastic |  |  | Field inspection only with no records | Yes | Visual inspection at meter pit | 2023-01-29 |  | Non-Lead |  |  |  | Domestic
MTR_018140 | 18121 145TH AVE SE | L27 CARRIAGE LANE #3 |  |  | Non-Lead - Other | No | 2004-04-02 | 0 | Rectified Plan |  |  |  |  | Non-Lead - Other |  |  | Statistical analysis |  |  |  |  | Non-Lead |  |  |  | Domestic
MTR_024320 | 22122 103RD PL SE | E128.76 S 147+ N411+ TR 21 UNEED AN ORCHARD |  |  | Non-Lead - Other | Unknown |  | 0 | Statistical analysis |  |  |  |  | Non-Lead Plastic |  |  | Field inspection only with no records | Yes | Visual inspection at meter pit | 2023-01-07 |  | Non-Lead |  |  |  | Domestic
MTR_002726 | 20035 100TH AVE SE | SPRINGBROOK ELEMENTARY |  |  | Non-Lead - Other | No |  | 0 | Installation date is after the lead ban |  |  |  |  | Non-Lead - Other |  |  | Installation date is after the lead ban |  |  |  |  | Non-Lead |  |  |  | Assumed
MTR_028783 | 11212 SE 223RD PL | L 16 JOHN VELKOFF ADD 2 |  |  | Non-Lead - Other | No | 2000-11-03 | 0 | Rectified Plan |  |  |  |  | Non-Lead - Other |  |  | Statistical analysis |  |  |  |  | Non-Lead |  |  |  | Domestic
MTR_029241 | 11248 SE 224TH PL | LOT 4 WILLIAMSBERG ESTATES |  |  | Non-Lead - Other | No | 2000-10-04 | 0 | Installation date is after the lead ban |  |  |  |  | Non-Lead - Other |  |  | Installation date is after the lead ban |  |  |  |  | Non-Lead |  |  |  | Domestic
MTR_024782 | 20248 143RD PL SE | TAX LOT 188 SEC. 3-22-5 |  |  | Non-Lead Plastic | Unknown |  | 0 | Field inspection only with no records | Yes | Visual inspection at meter pit | 2023-11-11 |  | Non-Lead Plastic |  |  | Field inspection only with no records | Yes | Visual inspection at meter pit | 2023-11-11 |  | Non-Lead |  |  |  | Assumed
MTR_018517 | 9645 S 208TH ST | TL 74 SEC. 7-22-5 |  |  | Non-Lead - Other | Unknown |  | 0 | Statistical analysis |  |  |  |  | Non-Lead - Other |  |  | Statistical analysis |  |  |  |  | Non-Lead |  |  |  | Domestic
MTR_024321 | 22209 104TH PL SE | W128.63 N90.75 S420 TR45 UNEEDAN ORCHARDS |  |  | Non-Lead - Other | No |  | 0 | Installation date is after the lead ban |  |  |  |  | Non-Lead - Other |  |  | Installation date is after the lead ban |  |  |  |  | Non-Lead |  |  |  | Domestic
MTR_014297 | 10831 SE 168TH ST | TAX LOT 70 S-T-R SE 29-23-5 |  |  | Non-Lead - Other | Unknown |  | 0 | Statistical analysis |  |  |  |  | Non-Lead - Other |  |  | Statistical analysis |  |  |  |  | Non-Lead |  |  |  | Domestic
MTR_018548 | 9653 S 208TH ST | 9908-000085 |  |  | Non-Lead - Other | Unknown |  | 0 | Statistical analysis |  |  |  |  | Non-Lead - Other |  |  | Statistical analysis |  |  |  |  | Non-Lead |  |  |  | Domestic
MTR_023601 | 9605 S 221ST PL | LOT 16 CANYON CREST ESTATES (CANYON CREEK) |  |  | Non-Lead - Other | No | 1996-09-25 | 0 | Installation date is after the lead ban |  |  |  |  | Non-Lead - Other |  |  | Installation date is after the lead ban |  |  |  |  | Non-Lead |  |  |  | Domestic
MTR_021235 | 14228 SE 198TH ST | LOT 5 COUNTRY GATE |  |  | Non-Lead - Other | No | 2001-02-01 | 0 | Installation date is after the lead ban |  |  |  |  | Non-Lead - Other |  |  | Installation date is after the lead ban |  |  |  |  | Non-Lead |  |  |  | Domestic
MTR_023603 | 22111 96TH PL S | LOT 17 CANYON CREST ESTATES (CANYON CREEK) |  |  | Non-Lead - Other | No | 1996-09-25 | 0 | Installation date is after the lead ban |  |  |  |  | Non-Lead - Other |  |  | Installation date is after the lead ban |  |  |  |  | Non-Lead |  |  |  | Domestic
MTR_023256 | 21501 95TH PL S | LOT 16 GARRISON HEIGHTS |  |  | Non-Lead - Other | No |  | 0 | Installation date is after the lead ban |  |  |  |  | Non-Lead - Other |  |  | Installation date is after the lead ban |  |  |  |  | Non-Lead |  |  |  | Assumed
MTR_021236 | 14222 SE 198TH ST | LOT 4 COUNTRY GATE |  |  | Non-Lead - Other | No | 2001-02-01 | 0 | Installation date is after the lead ban |  |  |  |  | Non-Lead - Other |  |  | Installation date is after the lead ban |  |  |  |  | Non-Lead |  |  |  | Domestic
MTR_023605 | 9630 S 221ST PL | LOT 6 CANYON CREST ESTATES (CANYON CREEK) |  |  | Non-Lead - Other | No | 1996-09-25 | 0 | Installation date is after the lead ban |  |  |  |  | Non-Lead - Other |  |  | Installation date is after the lead ban |  |  |  |  | Non-Lead |  |  |  | Domestic
MTR_024994 | 21536 117TH AVE SE | LOT 9 CEDAR PARKE |  |  | Non-Lead - Other | No | 2001-02-08 | 0 | Installation date is after the lead ban |  |  |  |  | Non-Lead - Other |  |  | Installation date is after the lead ban |  |  |  |  | Non-Lead |  |  |  | Domestic
MTR_023257 | 21430 94TH CT S | LOT 19 GARRISON HEIGHTS |  |  | Non-Lead - Other | No |  | 0 | Installation date is after the lead ban |  |  |  |  | Non-Lead - Other |  |  | Installation date is after the lead ban |  |  |  |  | Non-Lead |  |  |  | Assumed
MTR_024996 | 21515 117TH AVE SE | LOT 4 CEDAR PARKE |  |  | Non-Lead - Other | No | 2001-02-08 | 0 | Installation date is after the lead ban |  |  |  |  | Non-Lead - Other |  |  | Installation date is after the lead ban |  |  |  |  | Non-Lead |  |  |  | Domestic
MTR_024275 | 21915 95TH PL S | LOT 4 GARRISON CREEK SHORT PLAT |  |  | Non-Lead - Other | No |  | 0 | Installation date is after the lead ban |  |  |  |  | Non-Lead - Other |  |  | Installation date is after the lead ban |  |  |  |  | Non-Lead |  |  |  | Assumed
MTR_024322 | 21803 108TH AVE SE | L 16 UNEEDAN ORCH.TR.UNR |  |  | Non-Lead - Other | Unknown |  | 0 | Statistical analysis |  |  |  |  | Non-Lead - Other |  |  | Statistical analysis |  |  |  |  | Non-Lead |  |  |  | Domestic
MTR_028600 | 21836 124TH AVE SE | LOT 20 PARKWAY ESTATES |  |  | Non-Lead - Other | No | 1978-07-26 | 0 | Installation date is after the lead ban |  |  |  |  | Non-Lead - Other |  |  | Installation date is after the lead ban |  |  |  |  | Non-Lead |  |  |  | Domestic
MTR_026247 | 12211 SE 201ST ST | TL102 W1/2 SEC 4-22-5 |  |  | Non-Lead - Other | No |  | 0 | Installation date is after the lead ban |  |  |  |  | Non-Lead - Other |  |  | Installation date is after the lead ban |  |  |  |  | Non-Lead |  |  |  | Domestic
MTR_029243 | 22629 115TH AVE SE | LOT 105 KENTON FIRS |  |  | Non-Lead - Other | Unknown |  | 0 | Statistical analysis |  |  |  |  | Non-Lead - Other |  |  | Statistical analysis |  |  |  |  | Non-Lead |  |  |  | Domestic
MTR_023609 | 9606 S 221ST PL | LOT 9 CANYON CREST ESTATES (CANYON CREEK) |  |  | Non-Lead - Other | No | 1996-09-25 | 0 | Installation date is after the lead ban |  |  |  |  | Non-Lead - Other |  |  | Installation date is after the lead ban |  |  |  |  | Non-Lead |  |  |  | Domestic
MTR_027740 | 22006 120TH PL SE | LOT 68 GLENCARIN SOUTH |  |  | Non-Lead Plastic | No |  | 0 | Field inspection only with no records | Yes | Visual inspection at meter pit | 2023-11-30 |  | Non-Lead Plastic |  |  | Field inspection only with no records | Yes | Visual inspection at meter pit | 2023-11-30 |  | Non-Lead |  |  |  | Domestic
MTR_019186 | 19223 98TH PL S | L 18 SPRINGBROOK TERRACE |  |  | Non-Lead - Other | No | 1984-06-01 | 0 | Installation date is after the lead ban |  |  |  |  | Non-Lead - Other |  |  | Installation date is after the lead ban |  |  |  |  | Non-Lead |  |  |  | Assumed
MTR_025505 | 12641 SE 212TH PL | LOT 25 GLENCARIN #3 |  |  | Non-Lead - Other | No |  | 0 | Installation date is after the lead ban |  |  |  |  | Non-Lead Plastic |  |  | Field inspection only with no records | Yes | Visual inspection at meter pit | 2023-01-20 |  | Non-Lead |  |  |  | Domestic
MTR_027730 | 22016 123RD AVE SE | L49 GLENCARIN SOUTH |  |  | Non-Lead - Other | No |  | 0 | Installation date is after the lead ban |  |  |  |  | Non-Lead - Other |  |  | Installation date is after the lead ban |  |  |  |  | Non-Lead |  |  |  | Domestic
MTR_028601 | 21842 124TH AVE SE | LOT 19 PARKWAY ESTATES 1 |  |  | Non-Lead - Other | No | 1978-07-26 | 0 | Installation date is after the lead ban |  |  |  |  | Non-Lead - Other |  |  | Installation date is after the lead ban |  |  |  |  | Non-Lead |  |  |  | Domestic
MTR_027280 | 23216 134TH AVE SE | LOT 34 WILDWOOD ESTATES #1 |  |  | Non-Lead - Other | No |  | 0 | Installation date is after the lead ban |  |  |  |  | Non-Lead - Other |  |  | Installation date is after the lead ban |  |  |  |  | Non-Lead |  |  |  | Domestic
MTR_015033 | 11815 SE 168TH ST | L36 BL7 CASCADE VISTA #1 |  |  | Non-Lead Plastic | No | 2006-06-08 | 1 | Field inspection only with no records | Yes | Visual inspection at meter pit | 2023-11-30 |  | Non-Lead Plastic |  |  | Field inspection only with no records | Yes | Visual inspection at meter pit | 2023-11-30 |  | Non-Lead |  |  |  | Domestic
MTR_026487 | 23005 130TH PL SE | LOT 8 MISTY MEADOWS #2 |  |  | Non-Lead Plastic | No |  | 0 | Field inspection only with no records | Yes | Visual inspection at meter pit | 2023-08-26 |  | Non-Lead Plastic |  |  | Field inspection only with no records | Yes | Visual inspection at meter pit | 2023-08-26 |  | Non-Lead |  |  |  | Domestic
MTR_027306 | 13525 SE 233RD ST | L1 WILDWOOD 2 |  |  | Non-Lead Plastic | No | 1975-07-25 | 1 | Field inspection only with no records | Yes | Visual inspection at meter pit | 2023-10-28 |  | Non-Lead Plastic |  |  | Field inspection only with no records | Yes | Visual inspection at meter pit | 2023-10-28 |  | Non-Lead |  |  |  | Domestic
MTR_017367 | 12206 SE 179TH PL | LOT 19 HIDDEN CEDARS #2 |  |  | Non-Lead - Other | No | 1995-08-30 | 0 | Installation date is after the lead ban |  |  |  |  | Non-Lead - Other |  |  | Installation date is after the lead ban |  |  |  |  | Non-Lead |  |  |  | Domestic
MTR_027307 | 13529 SE 233RD ST | L2 WILDWOOD #2 |  |  | Non-Lead - Plastic | No | 1975-07-25 | 1 | Converted CAD | No |  |  |  | Non-Lead - Other |  |  | Installation date is after the lead ban |  |  |  |  | Non-Lead |  |  |  | Domestic
MTR_022433 | 10847 SE 196TH ST | LOT 32 PANTHER LAKE GARDEN TRACTS |  |  | Non-Lead Plastic | Unknown |  | 0 | Relative Placement | Yes | Visual inspection at the meter pit | 2024-01-31 |  | Galvanized Requiring Replacement |  |  | Field inspection only with no records | Yes | Visual inspection at the meter pit | 2024-01-31 |  | Galvanized Requiring Replacement |  |  |  | Assumed
MTR_029244 | 11216 SE 225TH ST | L 66 STOCKTON |  |  | Non-Lead - Other | No |  | 0 | Installation date is after the lead ban |  |  |  |  | Non-Lead - Other |  |  | Installation date is after the lead ban |  |  |  |  | Non-Lead |  |  |  | Domestic
MTR_018612 | 20418 95TH AVE S | LOT 17 CHESTNUT RIDGE #2 |  |  | Non-Lead - Other | No |  | 0 | Installation date is after the lead ban |  |  |  |  | Non-Lead - Other |  |  | Installation date is after the lead ban |  |  |  |  | Non-Lead |  |  |  | Domestic
MTR_015225 | 12749 SE 172ND ST | L109 CASCADE VISTA #3 |  |  | Non-Lead Plastic | No | 2010-10-25 | 0 | Field inspection only with no records | Yes | Visual inspection at meter pit | 2023-09-22 |  | Galvanized Requiring Replacement |  |  | Field inspection only with no records | Yes | Visual inspection at meter pit | 2023-09-22 |  | Galvanized Requiring Replacement |  |  |  | Domestic
MTR_023621 | 9914 S 220TH PL | LOT 29 GLEN KARA |  |  | Non-Lead - Other | No | 1998-03-30 | 0 | Installation date is after the lead ban |  |  |  |  | Non-Lead - Other |  |  | Installation date is after the lead ban |  |  |  |  | Non-Lead |  |  |  | Domestic
MTR_015226 | 16835 126TH PL SE | L168 CASCADE VISTA #3 |  |  | Non-Lead - Other | Unknown | 1960-01-13 | 0 | Statistical analysis |  |  |  |  | Non-Lead - Other |  |  | Statistical analysis |  |  |  |  | Non-Lead |  |  |  | Domestic
MTR_023622 | 9909 S 220TH PL | LOT 11 GLEN KARA |  |  | Non-Lead - Other | No | 1998-03-30 | 0 | Installation date is after the lead ban |  |  |  |  | Non-Lead Plastic |  |  | Field inspection only with no records | Yes | Visual inspection at meter pit | 2023-01-07 |  | Non-Lead |  |  |  | Domestic
MTR_002749 | 23454 130TH AVE SE | LOT 27 BUILDING H VILLAGE AT SINGLE CREEK |  |  | Non-Lead - Other | No | 1983-07-01 | 0 | Installation date is after the lead ban |  |  |  |  | Non-Lead - Other |  |  | Installation date is after the lead ban |  |  |  |  | Non-Lead |  |  |  | Domestic
MTR_023623 | 9827 S 220TH PL | LOT 8 GLEN KARA |  |  | Non-Lead - Other | No | 1998-03-30 | 0 | Installation date is after the lead ban |  |  |  |  | Non-Lead Plastic |  |  | Field inspection only with no records | Yes | Visual inspection at meter pit | 2023-01-07 |  | Non-Lead |  |  |  | Domestic
MTR_022984 | 19918 122ND PL SE | L64 VISTA VIEW HGTS #2 |  |  | Non-Lead - Other | No |  | 0 | Installation date is after the lead ban |  |  |  |  | Non-Lead - Other |  |  | Installation date is after the lead ban |  |  |  |  | Non-Lead |  |  |  | Domestic
MTR_019243 | 9207 S 197TH ST | LOT 3 BURKE SHORT PLAT |  |  | Non-Lead - Other | No | 1990-12-11 | 0 | Installation date is after the lead ban |  |  |  |  | Non-Lead - Other |  |  | Installation date is after the lead ban |  |  |  |  | Non-Lead |  |  |  | Domestic
MTR_021668 | 19227 138TH AVE SE | LOT 1 KING CO SHORT PLAT #L96S0038 |  |  | Non-Lead - Other | No |  | 0 | Installation date is after the lead ban |  |  |  |  | Non-Lead - Other |  |  | Installation date is after the lead ban |  |  |  |  | Non-Lead |  |  |  | Assumed
MTR_020048 | 20429 105TH AVE SE | LOT 5 BLOCK KAYWOOD ESTATES 2 |  |  | Non-Lead - Other | No | 1998-02-02 | 0 | Installation date is after the lead ban |  |  |  |  | Non-Lead - Other |  |  | Installation date is after the lead ban |  |  |  |  | Non-Lead |  |  |  | Domestic
MTR_016102 | 15713 SE 184TH ST | LOT 18 CARRIAGEWOOD 7 |  |  | Non-Lead - Plastic | No | 1983-07-01 | 0 | Rectified Plan | No |  |  |  | Non-Lead - Other |  |  | Installation date is after the lead ban |  |  |  |  | Non-Lead |  |  |  | Domestic
MTR_020049 | 20449 105TH AVE SE | LOT 8 BLOCK KAYWOOD ESTATES 2 |  |  | Non-Lead - Other | No | 1998-02-02 | 0 | Installation date is after the lead ban |  |  |  |  | Non-Lead - Other |  |  | Installation date is after the lead ban |  |  |  |  | Non-Lead |  |  |  | Domestic
MTR_019169 | 18839 102ND AVE SE | LOT 1 KCSP #287024 |  |  | Non-Lead - Other | No |  | 0 | Installation date is after the lead ban |  |  |  |  | Non-Lead - Other |  |  | Installation date is after the lead ban |  |  |  |  | Non-Lead |  |  |  | Assumed
MTR_021199 | 14702 SE 195TH PL | LOT 3 LAKE YOUNGS PLAT |  |  | Non-Lead - Other | No | 1997-06-19 | 0 | Installation date is after the lead ban |  |  |  |  | Non-Lead - Other |  |  | Installation date is after the lead ban |  |  |  |  | Non-Lead |  |  |  | Domestic
MTR_022047 | 12029 SE 188TH ST | 9921-004840 |  |  | Non-Lead Plastic | Unknown |  | 0 | Field inspection only with no records | Yes | Visual inspection at meter pit | 2023-09-30 |  | Non-Lead Plastic |  |  | Field inspection only with no records | Yes | Visual inspection at meter pit | 2023-09-30 |  | Non-Lead |  |  |  | Assumed
MTR_020050 | 20435 105TH AVE SE | LOT 6 KAYWOOD ESTATES 2 |  |  | Non-Lead - Other | No | 1998-02-02 | 0 | Installation date is after the lead ban |  |  |  |  | Non-Lead - Other |  |  | Installation date is after the lead ban |  |  |  |  | Non-Lead |  |  |  | Domestic
MTR_021971 | 13637 SE 192ND ST | TAX LOT 5 SEC 3-22-5 |  |  | Non-Lead - Other | Unknown |  | 0 | Rectified Plan | No |  |  |  | Non-Lead - Other |  |  | Statistical analysis |  |  |  |  | Non-Lead |  |  |  | Domestic
MTR_020051 | 20419 105TH AVE SE | LOT 3 KAYWOOD ESTATES 2 |  |  | Non-Lead - Other | No | 1998-02-02 | 0 | Installation date is after the lead ban |  |  |  |  | Non-Lead - Other |  |  | Installation date is after the lead ban |  |  |  |  | Non-Lead |  |  |  | Domestic
MTR_020341 | 20040 104TH PL SE | 9902-010035 |  |  | Non-Lead - Other | No |  | 0 | Installation date is after the lead ban |  |  |  |  | Non-Lead - Other |  |  | Installation date is after the lead ban |  |  |  |  | Non-Lead |  |  |  | Assumed
MTR_023413 | 21221 110TH AVE SE | L 18 BENSON HILLS NO 1 |  |  | Non-Lead - Other | Unknown |  | 0 | Statistical analysis |  |  |  |  | Non-Lead - Other |  |  | Statistical analysis |  |  |  |  | Non-Lead |  |  |  | Assumed
MTR_023943 | 21220 100TH PL SE | L 11 B 2 OLYMPIC VW HTS |  |  | Non-Lead - Other | Unknown |  | 0 | Statistical analysis |  |  |  |  | Non-Lead - Other |  |  | Statistical analysis |  |  |  |  | Non-Lead |  |  |  | Domestic
MTR_018115 | 17834 147TH AVE SE | LOT 55 CARRIAGE LANE #2 |  |  | Non-Lead - Other | No | 2000-09-21 | 0 | Rectified Plan |  |  |  |  | Non-Lead - Other |  |  | Statistical analysis |  |  |  |  | Non-Lead |  |  |  | Domestic
MTR_027741 | 12027 SE 221ST ST | LOT 5 GLENCARIN SOUTH |  |  | Non-Lead - Other | No |  | 0 | Installation date is after the lead ban |  |  |  |  | Galvanized Requiring Replacement |  |  | Field inspection only with no records | Yes | Visual inspection at meter pit | 2023-06-20 |  | Galvanized Requiring Replacement |  |  |  | Domestic
MTR_022434 | 10850 SE 196TH ST | EAST 190 LOT 25 PANTHER LAKE GARDE N TRACTS |  |  | Non-Lead - Other | Unknown |  | 0 | Statistical analysis |  |  |  |  | Non-Lead - Other |  |  | Statistical analysis |  |  |  |  | Non-Lead |  |  |  | Assumed
MTR_024821 | 14203 SE 201ST ST | L1 BLK4 FOWLERS ADD. |  |  | Non-Lead Plastic | Unknown |  | 0 | Relative Placement | Yes | Visual inspection at the meter pit | 2024-02-29 |  | Non-Lead Plastic |  |  | Field inspection only with no records | Yes | Visual inspection at the meter pit | 2024-02-29 |  | Non-Lead |  |  |  | Assumed
MTR_018116 | 18142 147TH AVE SE | LOT 7 CARRIAGE LANE #3 |  |  | Non-Lead Plastic | No | 2000-09-21 | 0 | Field inspection only with no records | Yes | Visual inspection at meter pit | 2023-01-28 |  | Non-Lead Plastic |  |  | Field inspection only with no records | Yes | Visual inspection at meter pit | 2023-01-28 |  | Non-Lead |  |  |  | Domestic
MTR_017509 | 17803 118TH AVE SE | L14 BLK1 N.W. GARDEN TR1 |  |  | Non-Lead - Other | No | 1975-09-11 | 0 | Relative Placement |  |  |  |  | Non-Lead - Other |  |  | Statistical analysis |  |  |  |  | Non-Lead |  |  |  | Assumed
MTR_023680 | 10246 SE 224TH ST | LOT 44 UNEEDAN ORCHARD TRACTS |  |  | Non-Lead - Other | No | 2000-12-08 | 0 | Installation date is after the lead ban |  |  |  |  | Non-Lead - Other |  |  | Installation date is after the lead ban |  |  |  |  | Non-Lead |  |  |  | Domestic
MTR_017046 | 11509 SE 178TH PL | TL 109 W 1/2 32-23-5 |  |  | Non-Lead - Other | No |  | 0 | Installation date is after the lead ban |  |  |  |  | Non-Lead - Other |  |  | Installation date is after the lead ban |  |  |  |  | Non-Lead |  |  |  | Domestic
MTR_011141 | 11203 SE 162ND ST | LOT 1 KING COUNTY SHORT PLAT 181035 |  |  | Non-Lead - Other | No |  | 0 | Installation date is after the lead ban |  |  |  |  | Non-Lead - Other |  |  | Installation date is after the lead ban |  |  |  |  | Non-Lead |  |  |  | Domestic
MTR_023944 | 20845 102ND AVE SE | L 19 GUINN CREST |  |  | Non-Lead - Other | Unknown |  | 0 | Statistical analysis |  |  |  |  | Non-Lead Plastic |  |  | Field inspection only with no records | Yes | Visual inspection at meter pit | 2023-01-14 |  | Non-Lead |  |  |  | Assumed
MTR_019584 | 11047 SE 186TH ST | L 12 B 2 WALHAVEN NO 2 |  |  | Non-Lead Plastic | Unknown |  | 0 | Field inspection only with no records | Yes | Visual inspection at meter pit | 2023-09-29 |  | Non-Lead Plastic |  |  | Field inspection only with no records | Yes | Visual inspection at meter pit | 2023-09-29 |  | Non-Lead |  |  |  | Domestic
MTR_022000 | 13607 SE 192ND ST | L1 BLK2 ALPINE MANOR |  |  | Non-Lead - Other | Unknown |  | 0 | Rectified Plan | No |  |  |  | Non-Lead - Other |  |  | Statistical analysis |  |  |  |  | Non-Lead |  |  |  | Domestic
MTR_019244 | 9204 S 198TH ST | L1 SPBROOK RANCHETTES#1 |  |  | Non-Lead - Other | Unknown |  | 0 | Statistical analysis |  |  |  |  | Non-Lead - Other |  |  | Statistical analysis |  |  |  |  | Non-Lead |  |  |  | Assumed
MTR_028215 | 13123 SE 221ST PL | LOT 1 SARAI SHORT PLAT |  |  | Non-Lead - Other | No |  | 0 | Installation date is after the lead ban |  |  |  |  | Non-Lead - Other |  |  | Installation date is after the lead ban |  |  |  |  | Non-Lead |  |  |  | Assumed
MTR_026110 | 20547 122ND PL SE | LOT 42 FENTON RIDGE AKA WILLOW RIDGE |  |  | Non-Lead - Other | No | 1995-08-31 | 0 | Installation date is after the lead ban |  |  |  |  | Non-Lead - Other |  |  | Installation date is after the lead ban |  |  |  |  | Non-Lead |  |  |  | Domestic
MTR_028129 | 12651 SE 218TH PL | SOOS CREEK ELEMENTARY |  |  | Non-Lead - Other | No | 1999-02-26 | 4 | Rectified Plan | No |  |  |  | Non-Lead - Other |  |  | Installation date is after the lead ban |  |  |  |  | Non-Lead |  |  |  | Other
MTR_026070 | 20558 121ST WAY SE | LOT 41 FENTON RIDGE AKA WILLOW RIDGE |  |  | Non-Lead - Other | No | 1995-08-31 | 0 | Installation date is after the lead ban |  |  |  |  | Non-Lead - Other |  |  | Installation date is after the lead ban |  |  |  |  | Non-Lead |  |  |  | Domestic
MTR_021215 | 19838 142ND AVE SE | LOT 24 COUNTRY GATE |  |  | Non-Lead - Other | No | 2001-02-01 | 0 | Installation date is after the lead ban |  |  |  |  | Non-Lead - Other |  |  | Installation date is after the lead ban |  |  |  |  | Non-Lead |  |  |  | Domestic
MTR_029230 | 11649 SE 230TH PL | LOT 8 HUNTERS GROVE |  |  | Non-Lead Plastic | No | 1997-08-22 | 0 | Field inspection only with no records | Yes | Visual inspection at meter pit | 2023-11-30 |  | Non-Lead Plastic |  |  | Field inspection only with no records | Yes | Visual inspection at meter pit | 2023-11-30 |  | Non-Lead |  |  |  | Domestic
MTR_021233 | 19808 142ND PL SE | LOT 7 COUNTRY GATE |  |  | Non-Lead - Other | No | 2001-02-01 | 0 | Installation date is after the lead ban |  |  |  |  | Non-Lead - Other |  |  | Installation date is after the lead ban |  |  |  |  | Non-Lead |  |  |  | Domestic
MTR_019146 | 18825 108TH AVE SE |  |  |  | Non-Lead Plastic | Unknown |  | 0 | Field inspection only with no records | Yes | Visual inspection at meter pit | 2023-08-14 |  | Non-Lead Plastic |  |  | Field inspection only with no records | Yes | Visual inspection at meter pit | 2023-08-14 |  | Non-Lead |  |  |  | Assumed
MTR_029248 | 11259 SE 224TH PL | LOT 17 WILLIAMSBURG ESTATES |  |  | Non-Lead - Other | No | 2000-10-04 | 0 | Installation date is after the lead ban |  |  |  |  | Non-Lead - Other |  |  | Installation date is after the lead ban |  |  |  |  | Non-Lead |  |  |  | Domestic
MTR_015037 | 12217 PETROVITSKY RD | 9921-013600 |  |  | Non-Lead Plastic | Unknown |  | 1 | Field inspection only with no records | Yes | Visual inspection at meter pit | 2023-11-30 |  | Non-Lead - Other |  |  | Statistical analysis |  |  |  |  | Non-Lead |  |  |  | Domestic
MTR_021228 | 19916 142ND PL SE | LOT 12 COUNTRY GATE |  |  | Non-Lead - Other | No | 2001-02-01 | 0 | Installation date is after the lead ban |  |  |  |  | Non-Lead - Other |  |  | Installation date is after the lead ban |  |  |  |  | Non-Lead |  |  |  | Domestic
MTR_015659 | 17901 105TH AVE SE | VANTAGE POINT DETECTOR CHECK |  |  | Non-Lead - Other | No | 2015-05-05 | 8 | Rectified Plan | No |  |  |  | Non-Lead - Other |  |  | Installation date is after the lead ban |  |  |  |  | Non-Lead |  |  |  | Fire
MTR_026496 | 22922 127TH AVE SE | LOT 6 PHEASANTS HOLLOW |  |  | Non-Lead Plastic | No | 1996-02-27 | 0 | Field inspection only with no records | Yes | Visual inspection at meter pit | 2023-08-26 |  | Non-Lead Plastic |  |  | Field inspection only with no records | Yes | Visual inspection at meter pit | 2023-08-26 |  | Non-Lead |  |  |  | Domestic
MTR_011479 | 16701 127TH AVE SE | L 112 CASCADE HILLS 8 |  |  | Non-Lead - Other | Unknown |  | 1 | Statistical analysis |  |  |  |  | Non-Lead - Other |  |  | Statistical analysis |  |  |  |  | Non-Lead |  |  |  | Domestic
MTR_028301 | 21929 132ND AVE SE | TAX LOT 181 9-22-5 |  |  | Non-Lead - Other | No |  | 0 | Installation date is after the lead ban |  |  |  |  | Non-Lead - Other |  |  | Installation date is after the lead ban |  |  |  |  | Non-Lead |  |  |  | Assumed
MTR_015218 | 12729 SE 171ST PL | L 90 CASCADE VISTA 3 |  |  | Non-Lead - Other | No | 2011-08-10 | 0 | Rectified Plan |  |  |  |  | Non-Lead - Other |  |  | Statistical analysis |  |  |  |  | Non-Lead |  |  |  | Domestic
MTR_025504 | 21202 127TH PL SE | L11 GLENCARIN 3 |  |  | Non-Lead - Other | No |  | 0 | Installation date is after the lead ban |  |  |  |  | Non-Lead - Other |  |  | Installation date is after the lead ban |  |  |  |  | Non-Lead |  |  |  | Domestic
MTR_025471 | 21002 127TH PL SE | LOT 40 JASON LANE |  |  | Non-Lead - Other | No |  | 0 | Installation date is after the lead ban |  |  |  |  | Non-Lead - Other |  |  | Installation date is after the lead ban |  |  |  |  | Non-Lead |  |  |  | Domestic
MTR_026079 | 20532 121ST WAY SE | LOT 50 WILLOW RIDGE AKA FENTON RIDGE |  |  | Non-Lead - Other | No | 1995-08-31 | 0 | Installation date is after the lead ban |  |  |  |  | Non-Lead - Other |  |  | Installation date is after the lead ban |  |  |  |  | Non-Lead |  |  |  | Domestic
MTR_023591 | 9729 S 222ND ST | 880240 0750 TRT 38 E1/2 UNEEDAN ORCHARD TRTS |  |  | Non-Lead - Other | Unknown |  | 0 | Statistical analysis |  |  |  |  | Non-Lead - Other |  |  | Statistical analysis |  |  |  |  | Non-Lead |  |  |  | Assumed
MTR_014814 | 11845 SE 170TH PL | L12 BLK8 CASCADE VISTA#1 |  |  | Non-Lead - Other | No | 2010-10-25 | 1 | Rectified Plan |  |  |  |  | Non-Lead - Other |  |  | Statistical analysis |  |  |  |  | Non-Lead |  |  |  | Domestic
MTR_029802 | 14014 SE 236TH PL | LOT 11 COUNTRY CLUB NORTH |  |  | Non-Lead - Other | No | 1997-10-05 | 0 | Installation date is after the lead ban |  |  |  |  | Non-Lead - Other |  |  | Installation date is after the lead ban |  |  |  |  | Non-Lead |  |  |  | Domestic
MTR_026080 | 20513 121ST WAY SE | LOT 24 FENTON RIDGE AKA WILLOW RIDGE |  |  | Non-Lead - Other | No | 1995-08-31 | 0 | Installation date is after the lead ban |  |  |  |  | Non-Lead - Other |  |  | Installation date is after the lead ban |  |  |  |  | Non-Lead |  |  |  | Domestic
MTR_023628 | 22026 98TH PL S | LOT 6 GLEN KARA |  |  | Non-Lead - Other | No | 1998-03-30 | 0 | Installation date is after the lead ban |  |  |  |  | Non-Lead - Other |  |  | Installation date is after the lead ban |  |  |  |  | Non-Lead |  |  |  | Domestic
MTR_016670 | 18115 150TH CT SE | L22 CARRIAGEWOOD #2 |  |  | Non-Lead - Other | No | 1982-09-01 | 0 | Installation date is after the lead ban |  |  |  |  | Non-Lead - Other |  |  | Installation date is after the lead ban |  |  |  |  | Non-Lead |  |  |  | Domestic
MTR_016468 | 16109 SE 179TH ST | L12 CANDLEWOOD RIDGE #1 |  |  | Non-Lead - Other | No |  | 0 | Installation date is after the lead ban |  |  |  |  | Non-Lead - Other |  |  | Installation date is after the lead ban |  |  |  |  | Non-Lead |  |  |  | Assumed
MTR_016232 | 16229 SE 179TH ST | LOT 7 CANDLEWOOD RIDGE #3 |  |  | Non-Lead - Plastic | No | 1977-07-13 | 1 | Rectified Plan | No |  |  |  | Non-Lead - Other |  |  | Installation date is after the lead ban |  |  |  |  | Non-Lead |  |  |  | Domestic
MTR_016262 | 16230 SE 178TH ST | LOT 69 CANDLEWOOD RIDGE #3 |  |  | Non-Lead - Other | No | 1977-07-13 | 1 | Installation date is after the lead ban |  |  |  |  | Non-Lead - Other |  |  | Installation date is after the lead ban |  |  |  |  | Non-Lead |  |  |  | Domestic
MTR_021860 | 19328 134TH AVE SE | LOT 47 FOREST TRAILS #4 |  |  | Non-Lead - Other | No |  | 0 | Rectified Plan | No |  |  |  | Non-Lead - Other |  |  | Installation date is after the lead ban |  |  |  |  | Non-Lead |  |  |  | Domestic
MTR_021868 | 13316 SE 193RD ST | LOT 55 FOREST TRAILS 4 |  |  | Non-Lead - Other | No |  | 0 | Rectified Plan | No |  |  |  | Non-Lead - Other |  |  | Installation date is after the lead ban |  |  |  |  | Non-Lead |  |  |  | Domestic
MTR_024817 | 14033 SE 201ST ST | L5 BLK2 FOWLERS ADD. |  |  | Non-Lead - Other | Unknown |  | 0 | Statistical analysis |  |  |  |  | Non-Lead - Other |  |  | Statistical analysis |  |  |  |  | Non-Lead |  |  |  | Assumed
MTR_021720 | 19808 137TH AVE SE | LOT 22 SOOS CREEK MEADOWS |  |  | Non-Lead - Other | No |  | 0 | Rectified Plan | No |  |  |  | Non-Lead - Other |  |  | Installation date is after the lead ban |  |  |  |  | Non-Lead |  |  |  | Domestic
MTR_028148 | 22244 131ST AVE SE | LOT 14 MATHESON PARK #2 |  |  | Non-Lead - Other | No | 1995-07-21 | 0 | Installation date is after the lead ban |  |  |  |  | Non-Lead - Other |  |  | Installation date is after the lead ban |  |  |  |  | Non-Lead |  |  |  | Domestic
MTR_028196 | 22201 129TH PL SE | LOT 7 MATHESON PARK #1 |  |  | Non-Lead - Other | No | 1995-07-21 | 0 | Installation date is after the lead ban |  |  |  |  | Non-Lead - Other |  |  | Installation date is after the lead ban |  |  |  |  | Non-Lead |  |  |  | Domestic
MTR_016156 | 15920 SE 184TH ST | LOT 15 CARRIAGEWOOD #8 |  |  | Non-Lead - Plastic | No | 1983-07-01 | 0 | Rectified Plan | No |  |  |  | Non-Lead - Other |  |  | Installation date is after the lead ban |  |  |  |  | Non-Lead |  |  |  | Domestic
MTR_016717 | 18209 153RD AVE SE | LOT 5 CARRIAGEWOOD #4 |  |  | Non-Lead - Other | No | 1983-06-01 | 0 | Installation date is after the lead ban |  |  |  |  | Non-Lead - Other |  |  | Installation date is after the lead ban |  |  |  |  | Non-Lead |  |  |  | Domestic
MTR_024183 | 11315 SE 215TH ST | LOT 26 CARENA GLEN |  |  | Non-Lead - Other | No |  | 0 | Installation date is after the lead ban |  |  |  |  | Non-Lead - Other |  |  | Installation date is after the lead ban |  |  |  |  | Non-Lead |  |  |  | Domestic
MTR_014108 | 16652 109TH AVE SE | S 153.78 LOT 8 BLK 7 AKERS FARMS #6 LESS W 483' |  |  | Non-Lead - Other | No | 2004-10-13 | 1 | Rectified Plan |  |  |  |  | Non-Lead - Other |  |  | Statistical analysis |  |  |  |  | Non-Lead |  |  |  | Domestic
MTR_016589 | 15120 SE 183RD DR | L3 CARRIAGEWOOD #1 |  |  | Non-Lead - Other | No | 1980-06-01 | 0 | Installation date is after the lead ban |  |  |  |  | Non-Lead - Other |  |  | Installation date is after the lead ban |  |  |  |  | Non-Lead |  |  |  | Domestic
MTR_016457 | 16103 SE 179TH ST | L11 CANDLEWOOD RIDGE #1 |  |  | Non-Lead - Other | No |  | 0 | Installation date is after the lead ban |  |  |  |  | Non-Lead - Other |  |  | Installation date is after the lead ban |  |  |  |  | Non-Lead |  |  |  | Domestic
MTR_028537 | 22340 123RD PL SE | LOT 43 SUMMERGLEN #1 |  |  | Non-Lead - Other | No |  | 0 | Installation date is after the lead ban |  |  |  |  | Non-Lead - Other |  |  | Installation date is after the lead ban |  |  |  |  | Non-Lead |  |  |  | Domestic
MTR_029736 | 11229 SE 225TH ST | L 43 STOCKTON |  |  | Non-Lead - Other | No |  | 0 | Installation date is after the lead ban |  |  |  |  | Non-Lead - Other |  |  | Installation date is after the lead ban |  |  |  |  | Non-Lead |  |  |  | Domestic
MTR_019343 | 9818 S 200TH ST | LOT 7 SPRINGBROOK ACRE TRACTS |  |  | Non-Lead - Other | Unknown |  | 0 | Statistical analysis |  |  |  |  | Non-Lead - Other |  |  | Statistical analysis |  |  |  |  | Non-Lead |  |  |  | Assumed
MTR_029623 | 10950 SE 224TH PL | L5 STOCKTON |  |  | Non-Lead - Other | No |  | 0 | Installation date is after the lead ban |  |  |  |  | Non-Lead - Other |  |  | Installation date is after the lead ban |  |  |  |  | Non-Lead |  |  |  | Domestic
MTR_018372 | 20310 92ND AVE S | LOT 14 WHITNEY HEIGHTS |  |  | Non-Lead - Other | No | 2009-07-07 | 0 | Installation date is after the lead ban |  |  |  |  | Non-Lead - Other |  |  | Installation date is after the lead ban |  |  |  |  | Non-Lead |  |  |  | Domestic
MTR_026276 | 11842 SE 204TH ST | LOT 7 EAST PANTHER #1 |  |  | Non-Lead - Other | No |  | 0 | Installation date is after the lead ban |  |  |  |  | Non-Lead - Other |  |  | Installation date is after the lead ban |  |  |  |  | Non-Lead |  |  |  | Assumed
MTR_023038 | 21412 100TH AVE SE | 9908-001835 |  |  | Non-Lead - Other | No | 2003-04-23 | 0 | Installation date is after the lead ban |  |  |  |  | Non-Lead - Other |  |  | Installation date is after the lead ban |  |  |  |  | Non-Lead |  |  |  | Domestic
MTR_024075 | 10327 SE 210TH PL | LOT 49 STONEPINE |  |  | Non-Lead - Other | No |  | 0 | Installation date is after the lead ban |  |  |  |  | Non-Lead - Other |  |  | Installation date is after the lead ban |  |  |  |  | Non-Lead |  |  |  | Domestic
MTR_027104 | 22725 135TH AVE SE | LOT 9 FERN CREST 3 |  |  | Non-Lead - Other | No | 2006-10-17 | 0 | Installation date is after the lead ban |  |  |  |  | Non-Lead - Other |  |  | Installation date is after the lead ban |  |  |  |  | Non-Lead |  |  |  | Domestic
MTR_028302 | 21856 132ND AVE SE | LOT 54 |  |  | Non-Lead - Other | No |  | 0 | Installation date is after the lead ban |  |  |  |  | Non-Lead - Other |  |  | Installation date is after the lead ban |  |  |  |  | Non-Lead |  |  |  | Assumed
MTR_027644 | 21619 119TH CT SE | LOT 30 CROWN ROYAL 2 |  |  | Non-Lead - Other | No |  | 0 | Installation date is after the lead ban |  |  |  |  | Non-Lead - Other |  |  | Installation date is after the lead ban |  |  |  |  | Non-Lead |  |  |  | Assumed
MTR_027711 | 11852 SE 218TH PL | L 1 CROWN TERRACE |  |  | Non-Lead - Other | No |  | 0 | Installation date is after the lead ban |  |  |  |  | Non-Lead - Other |  |  | Installation date is after the lead ban |  |  |  |  | Non-Lead |  |  |  | Domestic
MTR_023495 | 11300 SE 214TH ST | L 27 BENSON HILLS NO 2 |  |  | Non-Lead - Other | Unknown |  | 0 | Statistical analysis |  |  |  |  | Non-Lead - Other |  |  | Statistical analysis |  |  |  |  | Non-Lead |  |  |  | Assumed
MTR_010477 | 23215 132ND AVE SE | LOT 21 SECTION 16-22-5 |  |  | Non-Lead - Other | Unknown |  | 0 | Statistical analysis |  |  |  |  | Non-Lead - Other |  |  | Statistical analysis |  |  |  |  | Non-Lead |  |  |  | Assumed
MTR_023095 | 21417 96TH AVE S | L 30 WESTVIEW TERRACE 3 |  |  | Non-Lead - Other | No | 2008-10-29 | 0 | Installation date is after the lead ban |  |  |  |  | Non-Lead - Other |  |  | Installation date is after the lead ban |  |  |  |  | Non-Lead |  |  |  | Domestic
MTR_025070 | 12026 SE 216TH ST | L79 GREEN TREE EAST |  |  | Non-Lead - Other | No | 1972-06-01 | 0 | Installation date is after the lead ban |  |  |  |  | Non-Lead - Other |  |  | Installation date is after the lead ban |  |  |  |  | Non-Lead |  |  |  | Domestic
MTR_030310 | 21215 143RD AVE SE | LOT 9 HOMESTEAD HILLS EAST DIV. #3 |  |  | Non-Lead - Other | No |  | 1 | Installation date is after the lead ban |  |  |  |  | Non-Lead - Other |  |  | Installation date is after the lead ban |  |  |  |  | Non-Lead |  |  |  | Domestic
MTR_030311 | 20907 134TH PL SE | L6 CRYSTAL GLEN |  |  | Non-Lead - Other | No |  | 0 | Installation date is after the lead ban |  |  |  |  | Non-Lead - Other |  |  | Installation date is after the lead ban |  |  |  |  | Non-Lead |  |  |  | Domestic
MTR_023136 | 21322 96TH AVE S | L 24 WESTVIEW TERRACE 3 |  |  | Non-Lead - Other | No | 2008-10-29 | 0 | Rectified Plan |  |  |  |  | Non-Lead - Other |  |  | Statistical analysis |  |  |  |  | Non-Lead |  |  |  | Domestic
MTR_023091 | 21416 96TH AVE S | L 65 WESTVIEW TERRACE 3 |  |  | Non-Lead - Other | No | 2008-10-29 | 0 | Rectified Plan |  |  |  |  | Non-Lead - Other |  |  | Statistical analysis |  |  |  |  | Non-Lead |  |  |  | Domestic
MTR_024507 | 13019 SE 206TH ST | L67 GREEN ACRES EAST |  |  | Non-Lead - Other | No |  | 0 | Installation date is after the lead ban |  |  |  |  | Non-Lead - Other |  |  | Installation date is after the lead ban |  |  |  |  | Non-Lead |  |  |  | Domestic
MTR_012526 | 18260 171ST CT SE | LOT 62 TROVITSKY PARK |  |  | Non-Lead - Other | No | 2003-03-14 | 4 | Rectified Plan | No |  |  |  | Non-Lead - Other |  |  | Installation date is after the lead ban |  |  |  |  | Non-Lead |  |  |  | Domestic
MTR_026975 | 12869 SE 225TH CT | LOT 36 FERN CREST WEST |  |  | Non-Lead - Other | No | 2006-04-28 | 0 | Installation date is after the lead ban |  |  |  |  | Non-Lead - Other |  |  | Installation date is after the lead ban |  |  |  |  | Non-Lead |  |  |  | Domestic
MTR_025266 | 12367 SE 214TH ST | LOT 255 GLENCARIN #2 |  |  | Non-Lead - Other | No | 1968-07-31 | 0 | Installation date is after the lead ban |  |  |  |  | Non-Lead - Other |  |  | Installation date is after the lead ban |  |  |  |  | Non-Lead |  |  |  | Domestic
MTR_015661 | 10500 SE CARR RD | 0708-002865 |  |  | Non-Lead - Other | No |  | 0.75 | Installation date is after the lead ban |  |  |  |  | Non-Lead - Other |  |  | Installation date is after the lead ban |  |  |  |  | Non-Lead |  |  |  | Assumed
MTR_025179 | 20905 125TH AVE SE | L41 GLENCARIN # 1 |  |  | Non-Lead - Other | No | 1968-03-08 | 0 | Installation date is after the lead ban |  |  |  |  | Non-Lead - Other |  |  | Installation date is after the lead ban |  |  |  |  | Non-Lead |  |  |  | Domestic
MTR_029502 | 22619 112TH AVE SE | LOT 11 KENTON FIRS |  |  | Non-Lead Plastic | Unknown |  | 0 | Converted CAD | Yes | Visual inspection at the meter pit | 2024-02-05 |  | Non-Lead Plastic |  |  | Field inspection only with no records | Yes | Visual inspection at the meter pit | 2024-02-05 |  | Non-Lead |  |  |  | Domestic
MTR_027954 | 22322 122ND AVE SE | LOT 41 MEADOWGREEN EST. |  |  | Non-Lead - Other | No |  | 5.25 | Installation date is after the lead ban |  |  |  |  | Non-Lead - Other |  |  | Installation date is after the lead ban |  |  |  |  | Non-Lead |  |  |  | Hydrant
MTR_025391 | 21056 120TH PL SE | L 15 CARENA TERRACE 1 |  |  | Non-Lead - Other | No |  | 0 | Installation date is after the lead ban |  |  |  |  | Non-Lead - Other |  |  | Installation date is after the lead ban |  |  |  |  | Non-Lead |  |  |  | Domestic
MTR_028885 | 11007 SE 222ND ST | LOT13 BENSON MEADOW S#3 |  |  | Non-Lead - Other | No |  | 0 | Installation date is after the lead ban |  |  |  |  | Non-Lead - Other |  |  | Installation date is after the lead ban |  |  |  |  | Non-Lead |  |  |  | Domestic
MTR_028713 | 11425 SE 219TH PL | LOT 33 MONTERA |  |  | Non-Lead - Other | No | 1995-09-05 | 0 | Installation date is after the lead ban |  |  |  |  | Non-Lead - Other |  |  | Installation date is after the lead ban |  |  |  |  | Non-Lead |  |  |  | Domestic
MTR_025072 | 12031 SE 215TH ST | L 75 GREEN TREE EAST |  |  | Non-Lead - Other | No | 1972-06-01 | 0 | Installation date is after the lead ban |  |  |  |  | Non-Lead - Other |  |  | Installation date is after the lead ban |  |  |  |  | Non-Lead |  |  |  | Domestic
MTR_029601 | 11112 SE 225TH CT | L 35 STOCKTON |  |  | Non-Lead - Other | No |  | 0 | Installation date is after the lead ban |  |  |  |  | Non-Lead - Other |  |  | Installation date is after the lead ban |  |  |  |  | Non-Lead |  |  |  | Domestic
MTR_029605 | 11113 SE 225TH CT | L 34 STOCKTON |  |  | Non-Lead - Other | No |  | 0 | Installation date is after the lead ban |  |  |  |  | Non-Lead - Other |  |  | Installation date is after the lead ban |  |  |  |  | Non-Lead |  |  |  | Domestic
MTR_029068 | 11033 SE 220TH PL | LOT 11 BENSON MEADOWS #1 |  |  | Non-Lead - Other | No |  | 0 | Installation date is after the lead ban |  |  |  |  | Non-Lead - Other |  |  | Installation date is after the lead ban |  |  |  |  | Non-Lead |  |  |  | Domestic
MTR_029228 | 11107 SE 225TH CT | L 33 STOCKTON |  |  | Non-Lead - Other | No |  | 0 | Installation date is after the lead ban |  |  |  |  | Non-Lead - Other |  |  | Installation date is after the lead ban |  |  |  |  | Non-Lead |  |  |  | Domestic
MTR_029250 | 11235 SE 224TH PL | LOT 23 WILLIAMSBERG ESTATES |  |  | Non-Lead - Other | No | 2000-10-04 | 0 | Installation date is after the lead ban |  |  |  |  | Non-Lead - Other |  |  | Installation date is after the lead ban |  |  |  |  | Non-Lead |  |  |  | Domestic
MTR_028037 | 22015 117TH AVE SE | LOT 24 MEADOW GLEN #1 |  |  | Non-Lead - Other | No |  | 0 | Installation date is after the lead ban |  |  |  |  | Non-Lead - Other |  |  | Installation date is after the lead ban |  |  |  |  | Non-Lead |  |  |  | Domestic
MTR_026682 | 13009 SE 231ST WAY | LOT 42 MISTY MEADOWS #2 |  |  | Non-Lead - Other | No |  | 0 | Installation date is after the lead ban |  |  |  |  | Non-Lead - Other |  |  | Installation date is after the lead ban |  |  |  |  | Non-Lead |  |  |  | Domestic
MTR_027444 | 13407 SE 233RD ST | LLOT 16 WILDWOOD EST 1 |  |  | Non-Lead - Other | No |  | 0 | Installation date is after the lead ban |  |  |  |  | Non-Lead - Other |  |  | Installation date is after the lead ban |  |  |  |  | Non-Lead |  |  |  | Domestic
MTR_027547 | 12214 SE 219TH PL | LOT 72 GLEN MAR |  |  | Non-Lead - Plastic | No | 1975-04-29 | 1 | Rectified Plan | No |  |  |  | Non-Lead - Other |  |  | Installation date is after the lead ban |  |  |  |  | Non-Lead |  |  |  | Domestic
MTR_026525 | 12904 SE 228TH PL | LOT 27 MISTY MEADOWS #3 |  |  | Non-Lead - Other | No |  | 0 | Installation date is after the lead ban |  |  |  |  | Non-Lead - Other |  |  | Installation date is after the lead ban |  |  |  |  | Non-Lead |  |  |  | Domestic
MTR_023309 | 21333 104TH PL SE | LOT 8 STONEPINE EAST |  |  | Non-Lead - Other | No | 1995-10-18 | 0 | Installation date is after the lead ban |  |  |  |  | Non-Lead - Other |  |  | Installation date is after the lead ban |  |  |  |  | Non-Lead |  |  |  | Domestic
MTR_023314 | 21341 104TH PL SE | LOT 10 STONEPINE EAST |  |  | Non-Lead - Other | No | 1995-10-18 | 0 | Installation date is after the lead ban |  |  |  |  | Non-Lead - Other |  |  | Installation date is after the lead ban |  |  |  |  | Non-Lead |  |  |  | Domestic
MTR_027492 | 13703 SE 233RD ST | L7 WILDWOOD #2 |  |  | Non-Lead - Plastic | No | 1975-07-25 | 1 | Rectified Plan | No |  |  |  | Non-Lead - Other |  |  | Installation date is after the lead ban |  |  |  |  | Non-Lead |  |  |  | Domestic
MTR_026960 | 22458 133RD AVE SE | LOT 38 FERN CREST 2 |  |  | Non-Lead - Other | No | 2005-09-02 | 0 | Installation date is after the lead ban |  |  |  |  | Non-Lead - Other |  |  | Installation date is after the lead ban |  |  |  |  | Non-Lead |  |  |  | Domestic
MTR_027647 | 21635 117TH PL SE | LOT 11 CROWN ROYAL II |  |  | Non-Lead - Other | No |  | 0 | Installation date is after the lead ban |  |  |  |  | Non-Lead - Other |  |  | Installation date is after the lead ban |  |  |  |  | Non-Lead |  |  |  | Assumed
MTR_005729 | 19920 108TH AVE SE | POR L35 PANTH LK GAR TRT |  |  | Non-Lead - Other | No |  | 0.75 | Installation date is after the lead ban |  |  |  |  | Non-Lead - Other |  |  | Installation date is after the lead ban |  |  |  |  | Non-Lead |  |  |  | Assumed
MTR_000680 | 19707 119TH AVE SE | LOT 52 SPRING HILL |  |  | Non-Lead - Other | No | 1995-07-13 | 0 | Installation date is after the lead ban |  |  |  |  | Non-Lead - Other |  |  | Installation date is after the lead ban |  |  |  |  | Non-Lead |  |  |  | Domestic
MTR_025082 | 12015 SE 213TH ST | L 56 GREEN TREE EAST |  |  | Non-Lead - Other | No | 1972-06-01 | 0 | Installation date is after the lead ban |  |  |  |  | Non-Lead - Other |  |  | Installation date is after the lead ban |  |  |  |  | Non-Lead |  |  |  | Domestic
MTR_012359 | 16106 OLD PETROVITSKY RD | 9929-000050 |  |  | Non-Lead - Other | Unknown |  | 0 | Statistical analysis |  |  |  |  | Non-Lead - Other |  |  | Statistical analysis |  |  |  |  | Non-Lead |  |  |  | Assumed
MTR_019332 | 9711 S 200TH ST | TAX LOT 30 S-T-R 6-22-5 |  |  | Non-Lead - Other | Unknown |  | 0 | Statistical analysis |  |  |  |  | Non-Lead - Other |  |  | Statistical analysis |  |  |  |  | Non-Lead |  |  |  | Assumed
MTR_019257 | 9491 S 196TH PL | LOT 2 OLYMPIC PEAK ESTATES |  |  | Non-Lead - Other | No | 2004-07-14 | 0 | Installation date is after the lead ban |  |  |  |  | Non-Lead - Other |  |  | Installation date is after the lead ban |  |  |  |  | Non-Lead |  |  |  | Domestic
MTR_025478 | 20823 127TH PL SE | LOT 3 JASON LANE |  |  | Non-Lead - Other | No |  | 0 | Installation date is after the lead ban |  |  |  |  | Non-Lead - Other |  |  | Installation date is after the lead ban |  |  |  |  | Non-Lead |  |  |  | Domestic
MTR_028849 | 21706 111TH AVE SE | L 13 B3 TWIN MAPLES |  |  | Non-Lead - Other | Unknown |  | 0 | Statistical analysis |  |  |  |  | Non-Lead - Other |  |  | Statistical analysis |  |  |  |  | Non-Lead |  |  |  | Assumed
MTR_027581 | 12225 SE 217TH PL | LOT 41 GLEN MAR |  |  | Non-Lead - Plastic | No | 1975-04-29 | 1 | Rectified Plan | No |  |  |  | Non-Lead - Other |  |  | Installation date is after the lead ban |  |  |  |  | Non-Lead |  |  |  | Domestic
MTR_028656 | 11311 SE 216TH CT | LOT 19 WEST CREEK MEADOWS |  |  | Non-Lead - Other | No | 1995-09-20 | 0 | Installation date is after the lead ban |  |  |  |  | Non-Lead - Other |  |  | Installation date is after the lead ban |  |  |  |  | Non-Lead |  |  |  | Domestic
MTR_025543 | 21413 127TH PL SE | L 58 GLENCARIN #3 |  |  | Non-Lead - Other | No |  | 0 | Installation date is after the lead ban |  |  |  |  | Non-Lead - Other |  |  | Installation date is after the lead ban |  |  |  |  | Non-Lead |  |  |  | Domestic
MTR_023886 | 21608 102ND PL SE | LOT 2 GARRISON GLEN |  |  | Non-Lead - Other | No | 2014-01-15 | 0 | Installation date is after the lead ban |  |  |  |  | Non-Lead - Other |  |  | Installation date is after the lead ban |  |  |  |  | Non-Lead |  |  |  | Domestic
MTR_024356 | 22212 105TH AVE SE | 9908-009060 |  |  | Non-Lead - Other | Unknown |  | 0 | Statistical analysis |  |  |  |  | Non-Lead - Other |  |  | Statistical analysis |  |  |  |  | Non-Lead |  |  |  | Domestic
MTR_014867 | 16836 124TH AVE SE | L5 BL1 CASCADE VISTA #1 |  |  | Non-Lead - Other | No | 2010-10-25 | 1 | Rectified Plan |  |  |  |  | Non-Lead - Other |  |  | Statistical analysis |  |  |  |  | Non-Lead |  |  |  | Domestic
MTR_023946 | 20835 101ST AVE SE | L 35 GUINN CREST |  |  | Non-Lead - Other | Unknown |  | 0 | Statistical analysis |  |  |  |  | Non-Lead - Other |  |  | Statistical analysis |  |  |  |  | Non-Lead |  |  |  | Domestic
MTR_029143 | 10218 SE 225TH PL | LOT 17 COPPER HILL |  |  | Non-Lead - Other | No | 2006-03-28 | 0 | Installation date is after the lead ban |  |  |  |  | Non-Lead - Other |  |  | Installation date is after the lead ban |  |  |  |  | Non-Lead |  |  |  | Domestic
MTR_023552 | 21530 112TH AVE SE | LOT 4 WEST CREEK COURT |  |  | Non-Lead - Other | No | 2006-01-24 | 0 | Installation date is after the lead ban |  |  |  |  | Non-Lead - Other |  |  | Installation date is after the lead ban |  |  |  |  | Non-Lead |  |  |  | Domestic
MTR_028683 | 11313 SE 217TH ST | LOT 10 WESTCREEK MEADOWS |  |  | Non-Lead - Other | No | 1995-09-20 | 0 | Installation date is after the lead ban |  |  |  |  | Non-Lead - Other |  |  | Installation date is after the lead ban |  |  |  |  | Non-Lead |  |  |  | Domestic
MTR_024189 | 20859 109TH LN SE | L40 BENSON H TOWNHOUSE |  |  | Non-Lead - Other | No |  | 5.25 | Installation date is after the lead ban |  |  |  |  | Non-Lead - Other |  |  | Installation date is after the lead ban |  |  |  |  | Non-Lead |  |  |  | Hydrant
MTR_024153 | 21411 113TH PL SE | L18 CARENA GLEN |  |  | Non-Lead - Other | No |  | 0 | Installation date is after the lead ban |  |  |  |  | Non-Lead - Other |  |  | Installation date is after the lead ban |  |  |  |  | Non-Lead |  |  |  | Domestic
MTR_028640 | 11407 SE 217TH ST | LOT 12 WEST CREEK MEADOWS |  |  | Non-Lead - Other | No | 1995-09-20 | 0 | Installation date is after the lead ban |  |  |  |  | Non-Lead - Other |  |  | Installation date is after the lead ban |  |  |  |  | Non-Lead |  |  |  | Domestic
MTR_025682 | 12751 SE 211TH ST | LOT 5 LAUREL SPRINGS |  |  | Non-Lead - Other | No | 2003-12-11 | 0.75 | Installation date is after the lead ban |  |  |  |  | Non-Lead - Other |  |  | Installation date is after the lead ban |  |  |  |  | Non-Lead |  |  |  | Domestic
MTR_019573 | 19107 110TH PL SE | LOT 8 VILLAGE GATE TOWNHOMES |  |  | Non-Lead - Other | No | 1997-06-17 | 0 | Installation date is after the lead ban |  |  |  |  | Non-Lead - Other |  |  | Installation date is after the lead ban |  |  |  |  | Non-Lead |  |  |  | Domestic
MTR_019912 | 19144 110TH PL SE | LOT 3 FORD TOWNHOMES |  |  | Non-Lead - Other | No | 1997-06-17 | 0 | Installation date is after the lead ban |  |  |  |  | Non-Lead - Other |  |  | Installation date is after the lead ban |  |  |  |  | Non-Lead |  |  |  | Domestic
MTR_022627 | 11472 SE 193RD TER | LOT 29 PLATEAU @ PANTHER LAKE |  |  | Non-Lead - Other | No | 2007-03-05 | 0 | Installation date is after the lead ban |  |  |  |  | Non-Lead - Other |  |  | Installation date is after the lead ban |  |  |  |  | Non-Lead |  |  |  | Domestic
MTR_017297 | 17812 110TH AVE SE | L9 MELRIDGE ADD. |  |  | Non-Lead - Other | No | 2011-08-10 | 1 | Rectified Plan |  |  |  |  | Non-Lead - Other |  |  | Statistical analysis |  |  |  |  | Non-Lead |  |  |  | Domestic
MTR_020107 | 10034 SE 192ND ST | L17 HI-VIEW HTS. |  |  | Non-Lead - Other | No | 2004-01-26 | 0 | Installation date is after the lead ban |  |  |  |  | Non-Lead - Other |  |  | Installation date is after the lead ban |  |  |  |  | Non-Lead |  |  |  | Domestic
MTR_018855 | 10323 SE 186TH ST | LOT 60 FREDERICKS PLACE |  |  | Non-Lead - Other | No | 1995-09-21 | 0 | Installation date is after the lead ban |  |  |  |  | Non-Lead - Other |  |  | Installation date is after the lead ban |  |  |  |  | Non-Lead |  |  |  | Domestic
MTR_018867 | 10402 SE 187TH CT | LOT 20 FREDERICKS PLACE |  |  | Non-Lead - Other | No | 1995-09-21 | 0 | Installation date is after the lead ban |  |  |  |  | Non-Lead - Other |  |  | Installation date is after the lead ban |  |  |  |  | Non-Lead |  |  |  | Domestic
MTR_020201 | 10713 SE 196TH ST | TL 138 5-22-5 |  |  | Non-Lead - Other | No |  | 0 | Installation date is after the lead ban |  |  |  |  | Non-Lead - Other |  |  | Installation date is after the lead ban |  |  |  |  | Non-Lead |  |  |  | Assumed
MTR_011610 | 16303 131ST AVE SE | L127 FAIRWOOD 9 |  |  | Non-Lead - Other | No |  | 1 | Installation date is after the lead ban |  |  |  |  | Non-Lead - Other |  |  | Installation date is after the lead ban |  |  |  |  | Non-Lead |  |  |  | Domestic
MTR_017230 | 17723 110TH PL SE | LOT 25 SERENITY RIDGE |  |  | Non-Lead - Other | No | 2001-07-10 | 0 | Installation date is after the lead ban |  |  |  |  | Non-Lead - Other |  |  | Installation date is after the lead ban |  |  |  |  | Non-Lead |  |  |  | Domestic
MTR_017267 | 17911 116TH AVE SE | LOT 2 SINGH SHORT PLAT |  |  | Non-Lead - Other | No | 2004-12-15 | 0 | Installation date is after the lead ban |  |  |  |  | Non-Lead - Other |  |  | Installation date is after the lead ban |  |  |  |  | Non-Lead |  |  |  | Domestic
MTR_017664 | 17613 113TH PL SE | L B HIGH CHAPARRAL |  |  | Non-Lead - Other | No |  | 0 | Installation date is after the lead ban |  |  |  |  | Non-Lead - Other |  |  | Installation date is after the lead ban |  |  |  |  | Non-Lead |  |  |  | Assumed
MTR_017195 | 17727 112TH AVE SE | LOT 22 BENSON HILL |  |  | Non-Lead - Other | No | 1999-09-22 | 0 | Installation date is after the lead ban |  |  |  |  | Non-Lead - Other |  |  | Installation date is after the lead ban |  |  |  |  | Non-Lead |  |  |  | Domestic
MTR_017667 | 17658 111TH AVE SE | LOT 7 HIGGENBOTHAM ADD |  |  | Non-Lead - Other | No |  | 0 | Installation date is after the lead ban |  |  |  |  | Non-Lead - Other |  |  | Installation date is after the lead ban |  |  |  |  | Non-Lead |  |  |  | Assumed
MTR_016825 | 18315 150TH AVE SE | LOT 46 CARRIAGEWOOD #5 |  |  | Non-Lead - Other | No | 1983-07-01 | 0 | Installation date is after the lead ban |  |  |  |  | Non-Lead - Other |  |  | Installation date is after the lead ban |  |  |  |  | Non-Lead |  |  |  | Domestic
MTR_016786 | 18328 149TH AVE SE | LOT 53 CARRIAGEWOOD #5 |  |  | Non-Lead - Other | No | 1983-07-01 | 0 | Installation date is after the lead ban |  |  |  |  | Non-Lead - Other |  |  | Installation date is after the lead ban |  |  |  |  | Non-Lead |  |  |  | Domestic
MTR_018307 | 17806 142ND AVE SE | L17 CARRIAGE LANE #1 |  |  | Non-Lead - Other | Unknown |  | 0 | Statistical analysis |  |  |  |  | Non-Lead - Other |  |  | Statistical analysis |  |  |  |  | Non-Lead |  |  |  | Assumed
MTR_020926 | 13505 SE 186TH PL | LOT 15 FOREST ESTATES |  |  | Non-Lead - Other | No | 1978-08-01 | 1 | Installation date is after the lead ban |  |  |  |  | Non-Lead - Other |  |  | Installation date is after the lead ban |  |  |  |  | Non-Lead |  |  |  | Domestic
MTR_020910 | 13509 SE 186TH PL | LOT 16 FOREST ESTATES |  |  | Non-Lead - Other | No | 1978-08-01 | 1 | Installation date is after the lead ban |  |  |  |  | Non-Lead - Other |  |  | Installation date is after the lead ban |  |  |  |  | Non-Lead |  |  |  | Domestic
MTR_021099 | 13535 SE 189TH PL | LOT 11 CEDAR ESTATES |  |  | Non-Lead - Other | No | 1984-04-04 | 0 | Installation date is after the lead ban |  |  |  |  | Non-Lead - Other |  |  | Installation date is after the lead ban |  |  |  |  | Non-Lead |  |  |  | Domestic
MTR_010119 | 11919 SE 236TH PL | LOT 95 KENT HIGHLANDS |  |  | Non-Lead - Other | No | 2006-11-01 | 0 | Rectified Plan | No |  |  |  | Non-Lead - Other |  |  | Installation date is after the lead ban |  |  |  |  | Non-Lead |  |  |  | Domestic
MTR_029224 | 11636 SE 230TH PL | LOT 13 HUNTERS GROVE |  |  | Non-Lead - Other | No | 1997-08-22 | 0 | Installation date is after the lead ban |  |  |  |  | Non-Lead - Other |  |  | Installation date is after the lead ban |  |  |  |  | Non-Lead |  |  |  | Domestic
MTR_027168 | 13023 SE 237TH CT | L57 TWIN CREEKS |  |  | Non-Lead - Other | No |  | 0.75 | Installation date is after the lead ban |  |  |  |  | Non-Lead - Other |  |  | Installation date is after the lead ban |  |  |  |  | Non-Lead |  |  |  | Domestic
MTR_027218 | 23610 130TH AVE SE | L63 TWIN CREEKS |  |  | Non-Lead - Other | No |  | 0.75 | Installation date is after the lead ban |  |  |  |  | Non-Lead - Other |  |  | Installation date is after the lead ban |  |  |  |  | Non-Lead |  |  |  | Domestic
MTR_029324 | 11634 SE 229TH PL | LOT 18 HUNTERS RUN TOO |  |  | Non-Lead - Other | No |  | 0 | Installation date is after the lead ban |  |  |  |  | Non-Lead - Other |  |  | Installation date is after the lead ban |  |  |  |  | Non-Lead |  |  |  | Domestic
MTR_029390 | 11824 SE 229TH PL | LOT 8 HUNTERS RUN T00 |  |  | Non-Lead - Other | No |  | 0 | Installation date is after the lead ban |  |  |  |  | Non-Lead - Other |  |  | Installation date is after the lead ban |  |  |  |  | Non-Lead |  |  |  | Domestic
MTR_028453 | 22352 126TH PL SE | LOT 112 SUMMERGLEN #3 |  |  | Non-Lead - Other | No |  | 0 | Installation date is after the lead ban |  |  |  |  | Non-Lead - Other |  |  | Installation date is after the lead ban |  |  |  |  | Non-Lead |  |  |  | Domestic
MTR_026588 | 12532 SE 232ND ST | L31 CORONADO KNOLLS 1-A |  |  | Non-Lead - Other | No |  | 0 | Installation date is after the lead ban |  |  |  |  | Non-Lead - Other |  |  | Installation date is after the lead ban |  |  |  |  | Non-Lead |  |  |  | Domestic
MTR_025411 | 12035 SE 210TH ST | LOT 27 HARMONELL ADDITION |  |  | Non-Lead - Other | Unknown |  | 0 | Statistical analysis |  |  |  |  | Non-Lead - Other |  |  | Statistical analysis |  |  |  |  | Non-Lead |  |  |  | Assumed
MTR_028536 | 22321 123RD PL SE | LOT 38 SUMMERGLEN #1 |  |  | Non-Lead - Other | No |  | 0 | Installation date is after the lead ban |  |  |  |  | Non-Lead - Other |  |  | Installation date is after the lead ban |  |  |  |  | Non-Lead |  |  |  | Domestic
MTR_003564 | 12518 SE 233RD ST | L 21 MERIDIAN VILLA EST. |  |  | Non-Lead - Other | No |  | 0 | Installation date is after the lead ban |  |  |  |  | Non-Lead - Other |  |  | Installation date is after the lead ban |  |  |  |  | Non-Lead |  |  |  | Assumed
MTR_003757 | 12009 SE 236TH ST | BROWN STEWART SUBDIV. |  |  | Non-Lead - Other | No |  | 0 | Installation date is after the lead ban |  |  |  |  | Non-Lead - Other |  |  | Installation date is after the lead ban |  |  |  |  | Non-Lead |  |  |  | Assumed
MTR_027098 | 22518 129TH PL SE | LOT 29 FERN CREST WEST |  |  | Non-Lead - Other | No | 2006-04-28 | 0 | Installation date is after the lead ban |  |  |  |  | Non-Lead - Other |  |  | Installation date is after the lead ban |  |  |  |  | Non-Lead |  |  |  | Domestic
MTR_026458 | 12828 SE 226TH PL | LOT 80 FERN CREST WEST |  |  | Non-Lead - Other | No | 2006-04-28 | 0 | Installation date is after the lead ban |  |  |  |  | Non-Lead - Other |  |  | Installation date is after the lead ban |  |  |  |  | Non-Lead |  |  |  | Domestic
MTR_026465 | 22923 127TH AVE SE | LOT 115 PHEASANTS HOLLOW |  |  | Non-Lead - Other | No | 1996-02-27 | 0 | Installation date is after the lead ban |  |  |  |  | Non-Lead - Other |  |  | Installation date is after the lead ban |  |  |  |  | Non-Lead |  |  |  | Domestic
MTR_026518 | 12808 SE 231ST CT | LOT 31 MISTY MEADOWS #2 |  |  | Non-Lead - Other | No |  | 0 | Installation date is after the lead ban |  |  |  |  | Non-Lead - Other |  |  | Installation date is after the lead ban |  |  |  |  | Non-Lead |  |  |  | Domestic
MTR_026515 | 22724 126TH PL SE | L45 MEREDIAN HIGHLANDS |  |  | Non-Lead - Other | No |  | 0 | Installation date is after the lead ban |  |  |  |  | Non-Lead - Other |  |  | Installation date is after the lead ban |  |  |  |  | Non-Lead |  |  |  | Domestic
MTR_026716 | 22903 126TH AVE SE | LOT 48 CORONADO KNOLLS |  |  | Non-Lead - Other | No |  | 0 | Installation date is after the lead ban |  |  |  |  | Non-Lead - Other |  |  | Installation date is after the lead ban |  |  |  |  | Non-Lead |  |  |  | Domestic
MTR_015434 | 12622 SE 169TH ST | L 17 CASCADE VISTA |  |  | Non-Lead - Other | No | 2011-08-10 | 0 | Rectified Plan |  |  |  |  | Non-Lead - Other |  |  | Statistical analysis |  |  |  |  | Non-Lead |  |  |  | Domestic
MTR_018878 | 18418 107TH PL SE | LOT 1 VANTAGE GLEN II |  |  | Non-Lead - Other | No | 1996-01-16 | 0 | Statistical analysis |  |  |  |  | Non-Lead - Other |  |  | Statistical analysis |  |  |  |  | Non-Lead |  |  |  | Domestic
MTR_015250 | 17033 130TH AVE SE | L11 RENTON PARK #3 |  |  | Non-Lead - Other | Unknown |  | 0 | Statistical analysis |  |  |  |  | Non-Lead - Other |  |  | Statistical analysis |  |  |  |  | Non-Lead |  |  |  | Domestic
MTR_015458 | 17212 129TH AVE SE | L2 BLK2 RENTON PARK |  |  | Non-Lead - Other | No | 2011-08-10 | 0 | Rectified Plan |  |  |  |  | Non-Lead - Other |  |  | Statistical analysis |  |  |  |  | Non-Lead |  |  |  | Domestic
MTR_015312 | 17023 129TH AVE SE | L10 RENTON PARK #2 |  |  | Non-Lead - Other | No | 2011-08-10 | 0 | Rectified Plan |  |  |  |  | Non-Lead - Other |  |  | Statistical analysis |  |  |  |  | Non-Lead |  |  |  | Domestic
MTR_015427 | 12667 SE 169TH ST | L 32 CASCADE VISTA 3 |  |  | Non-Lead - Other | No | 2011-08-10 | 0 | Rectified Plan |  |  |  |  | Non-Lead - Other |  |  | Statistical analysis |  |  |  |  | Non-Lead |  |  |  | Domestic
MTR_011783 | 13054 SE 161ST ST | L25 FAIRWOOD DIV. #9 |  |  | Non-Lead - Other | No |  | 1 | Installation date is after the lead ban |  |  |  |  | Non-Lead - Other |  |  | Installation date is after the lead ban |  |  |  |  | Non-Lead |  |  |  | Domestic
MTR_011790 | 16121 131ST PL SE | L32 FAIRWOOD DIV. #9 |  |  | Non-Lead - Other | No |  | 1 | Installation date is after the lead ban |  |  |  |  | Non-Lead - Other |  |  | Installation date is after the lead ban |  |  |  |  | Non-Lead |  |  |  | Domestic
MTR_030070 | 12423 SE 160TH ST | LOT 5 BLOCK 4 CASCADE VILLAGE #3 |  |  | Non-Lead Plastic | No | 2016-06-22 | 0.75 | Rectified Plan | Yes | Visual inspection at the meter pit | 2024-02-09 |  | Copper |  |  | Field inspection only with no records | Yes | Visual inspection at the meter pit | 2024-02-09 |  | Non-Lead |  |  |  | Domestic
MTR_030058 | 12624 SE 161ST ST | L 5 B 1 CASCADE VISTA 4 |  |  | Non-Lead - Other | No | 2016-06-22 | 0.75 | Rectified Plan |  |  |  |  | Non-Lead - Other |  |  | Statistical analysis |  |  |  |  | Non-Lead |  |  |  | Domestic
MTR_011795 | 16112 131ST PL SE | L2 FAIRWOOD DIV. #9 |  |  | Non-Lead - Other | No |  | 1 | Installation date is after the lead ban |  |  |  |  | Non-Lead - Other |  |  | Installation date is after the lead ban |  |  |  |  | Non-Lead |  |  |  | Domestic
MTR_011750 | 16031 128TH PL SE | L16 STAFFORD HANSELL #10 |  |  | Non-Lead - Other | No | 2016-06-22 | 0.75 | Installation date is after the lead ban |  |  |  |  | Non-Lead - Other |  |  | Installation date is after the lead ban |  |  |  |  | Non-Lead |  |  |  | Domestic
MTR_030022 | 16301 127TH AVE SE | L18 BK3 CASCADE VISTA #7 |  |  | Non-Lead - Other | No | 2016-06-22 | 0.75 | Rectified Plan |  |  |  |  | Non-Lead - Other |  |  | Statistical analysis |  |  |  |  | Non-Lead |  |  |  | Domestic
MTR_021183 | 18820 131ST AVE SE | L 38 BLVD. LANE 6 |  |  | Non-Lead - Other | No |  | 0 | Installation date is after the lead ban |  |  |  |  | Non-Lead - Other |  |  | Installation date is after the lead ban |  |  |  |  | Non-Lead |  |  |  | Assumed
MTR_024346 | 10404 SE 224TH ST | W128.63 N490.75 TR 45 UNEEDAN ORCH ARDS |  |  | Non-Lead - Other | Unknown |  | 0 | Statistical analysis |  |  |  |  | Non-Lead - Other |  |  | Statistical analysis |  |  |  |  | Non-Lead |  |  |  | Domestic
MTR_017678 | 18014 110TH PL SE | L11 BENSON TERR. DIV. #2 |  |  | Non-Lead - Other | Unknown |  | 0 | Statistical analysis |  |  |  |  | Non-Lead - Other |  |  | Statistical analysis |  |  |  |  | Non-Lead |  |  |  | Assumed
MTR_018099 | 13316 SE 183RD ST | LOT 1 FOREST ESTATES #5 |  |  | Non-Lead - Other | No |  | 0 | Installation date is after the lead ban |  |  |  |  | Non-Lead - Other |  |  | Installation date is after the lead ban |  |  |  |  | Non-Lead |  |  |  | Assumed
MTR_017254 | 17845 110TH PL SE | LOT 35 SERENITY RIDGE |  |  | Non-Lead - Other | No | 2001-07-10 | 0 | Installation date is after the lead ban |  |  |  |  | Non-Lead - Other |  |  | Installation date is after the lead ban |  |  |  |  | Non-Lead |  |  |  | Domestic
MTR_017253 | 17837 110TH PL SE | LOT 34 SERENITY RIDGE |  |  | Non-Lead - Other | No | 2001-07-10 | 0 | Installation date is after the lead ban |  |  |  |  | Non-Lead - Other |  |  | Installation date is after the lead ban |  |  |  |  | Non-Lead |  |  |  | Domestic
MTR_017019 | 10811 SE 180TH PL | L7 BLK2 BENSON TERR. #3 |  |  | Non-Lead Plastic | Unknown |  | 0 | Relative Placement | Yes | Visual inspection at the meter pit | 2024-02-15 |  | Galvanized Requiring Replacement |  |  | Field inspection only with no records | Yes | Visual inspection at the meter pit | 2024-02-15 |  | Galvanized Requiring Replacement |  |  |  | Assumed
MTR_017775 | 10850 SE 180TH PL | L3 BLK1 BENSON TERR. #3 |  |  | Non-Lead - Other | Unknown |  | 0 | Statistical analysis |  |  |  |  | Non-Lead - Other |  |  | Statistical analysis |  |  |  |  | Non-Lead |  |  |  | Assumed
MTR_019361 | 11025 SE 184TH PL | LOT 15 ALTMYER |  |  | Non-Lead - Other | No | 2013-07-26 | 0 | Installation date is after the lead ban |  |  |  |  | Non-Lead - Other |  |  | Installation date is after the lead ban |  |  |  |  | Non-Lead |  |  |  | Domestic
MTR_019925 | 11017 SE 184TH PL | LOT 13 BLK 1 ALTMYER |  |  | Non-Lead - Other | No | 2013-07-26 | 0 | Installation date is after the lead ban |  |  |  |  | Non-Lead - Other |  |  | Installation date is after the lead ban |  |  |  |  | Non-Lead |  |  |  | Domestic
MTR_017123 | 10925 SE 183RD PL | LOT 52 MAPLE GLEN |  |  | Non-Lead - Other | No | 1977-03-18 | 0 | Installation date is after the lead ban |  |  |  |  | Non-Lead - Other |  |  | Installation date is after the lead ban |  |  |  |  | Non-Lead |  |  |  | Domestic
MTR_017116 | 18213 109TH AVE SE | LOT 35 MAPLE GLEN |  |  | Non-Lead - Other | No | 1977-03-18 | 0 | Installation date is after the lead ban |  |  |  |  | Non-Lead - Other |  |  | Installation date is after the lead ban |  |  |  |  | Non-Lead |  |  |  | Domestic
MTR_017795 | 18009 110TH PL SE | L13 BENSON TERR. DIV. #2 |  |  | Non-Lead - Other | Unknown |  | 0 | Statistical analysis |  |  |  |  | Non-Lead - Other |  |  | Statistical analysis |  |  |  |  | Non-Lead |  |  |  | Assumed
MTR_017793 | 11020 SE 181ST ST | LOT 14 BENSON TERRACE #2 |  |  | Non-Lead - Other | Unknown |  | 0 | Statistical analysis |  |  |  |  | Non-Lead - Other |  |  | Statistical analysis |  |  |  |  | Non-Lead |  |  |  | Assumed
MTR_029278 | 11808 SE 225TH ST | L54 MAPLEWOOD EAST |  |  | Non-Lead - Other | No |  | 0 | Installation date is after the lead ban |  |  |  |  | Non-Lead - Other |  |  | Installation date is after the lead ban |  |  |  |  | Non-Lead |  |  |  | Domestic
MTR_026970 | 13277 SE 225TH PL | LOT 46 FERN CREST 2 |  |  | Non-Lead - Other | No | 2005-09-02 | 0 | Installation date is after the lead ban |  |  |  |  | Non-Lead - Other |  |  | Installation date is after the lead ban |  |  |  |  | Non-Lead |  |  |  | Domestic
MTR_029410 | 11801 SE 227TH PL | L 15 SUNNY HILL 2 |  |  | Non-Lead - Other | No | 2007-05-23 | 0 | Rectified Plan |  |  |  |  | Non-Lead - Other |  |  | Statistical analysis |  |  |  |  | Non-Lead |  |  |  | Domestic
MTR_029460 | 11715 SE 225TH CT | LOT 23 MAPLEWOOD EAST |  |  | Non-Lead - Other | No |  | 0 | Installation date is after the lead ban |  |  |  |  | Non-Lead - Other |  |  | Installation date is after the lead ban |  |  |  |  | Non-Lead |  |  |  | Domestic
MTR_026977 | 22425 133RD AVE SE | LOT 65 FERN CREST 2 |  |  | Non-Lead - Other | No | 2005-09-02 | 0 | Installation date is after the lead ban |  |  |  |  | Non-Lead - Other |  |  | Installation date is after the lead ban |  |  |  |  | Non-Lead |  |  |  | Domestic
MTR_026904 | 13266 SE 226TH ST | LOT 9 FERN CREST |  |  | Non-Lead - Other | No | 2005-06-17 | 0 | Installation date is after the lead ban |  |  |  |  | Non-Lead - Other |  |  | Installation date is after the lead ban |  |  |  |  | Non-Lead |  |  |  | Domestic
MTR_030113 | 12808 SE 158TH ST | LOT 13 BLK 1 CASCADE VILLAGE 4 |  |  | Non-Lead - Other | No | 2016-06-22 | 0.75 | Rectified Plan |  |  |  |  | Non-Lead - Other |  |  | Statistical analysis |  |  |  |  | Non-Lead |  |  |  | Domestic
MTR_030112 | 12816 SE 158TH ST | L14 B1 CASCADE VILLAGE#4 |  |  | Non-Lead - Other | No | 2016-06-22 | 0.75 | Rectified Plan |  |  |  |  | Non-Lead - Other |  |  | Statistical analysis |  |  |  |  | Non-Lead |  |  |  | Domestic
MTR_014738 | 15612 129TH PL SE | LOT 47 FAIRLANE WOODS |  |  | Non-Lead - Other | No | 1978-09-22 | 0 | Installation date is after the lead ban |  |  |  |  | Non-Lead - Other |  |  | Installation date is after the lead ban |  |  |  |  | Non-Lead |  |  |  | Domestic
MTR_014741 | 15638 129TH PL SE | LOT 41 FAIRLANE WOODS |  |  | Non-Lead - Other | No | 1978-09-22 | 0 | Installation date is after the lead ban |  |  |  |  | Non-Lead - Other |  |  | Installation date is after the lead ban |  |  |  |  | Non-Lead |  |  |  | Domestic
MTR_014747 | 15701 129TH PL SE | LOT 65 FAIRLANE WOODS |  |  | Non-Lead - Other | No | 1978-09-22 | 0 | Installation date is after the lead ban |  |  |  |  | Non-Lead - Other |  |  | Installation date is after the lead ban |  |  |  |  | Non-Lead |  |  |  | Domestic
MTR_014734 | 15632 129TH CT SE | LOT 61 FAIRLANE WOODS |  |  | Non-Lead - Other | No | 1978-09-22 | 0 | Installation date is after the lead ban |  |  |  |  | Non-Lead - Other |  |  | Installation date is after the lead ban |  |  |  |  | Non-Lead |  |  |  | Domestic
MTR_027401 | 23906 138TH AVE SE | LOT 46 NORTHPEAK CREST |  |  | Non-Lead - Other | No | 1979-07-01 | 0 | Installation date is after the lead ban |  |  |  |  | Non-Lead - Other |  |  | Installation date is after the lead ban |  |  |  |  | Non-Lead |  |  |  | Domestic |  |  | Yes
MTR_027281 | 23631 140TH AVE SE | TAX LOT 179 15-22-5 |  |  | Non-Lead - Other | No |  | 0 | Installation date is after the lead ban |  |  |  |  | Non-Lead - Other |  |  | Installation date is after the lead ban |  |  |  |  | Non-Lead |  |  |  | Assumed
MTR_027224 | 13922 SE 239TH ST | LOT 20 COUNTRY CLUB NORTH #1 |  |  | Non-Lead - Plastic | No | 1999-02-03 | 0.75 | Rectified Plan | No |  |  |  | Non-Lead - Other |  |  | Installation date is after the lead ban |  |  |  |  | Non-Lead |  |  |  | Domestic
MTR_027355 | 23610 138TH AVE SE | LOT 35 NORTHPEAK CREST |  |  | Non-Lead - Other | No | 1979-07-01 | 0 | Installation date is after the lead ban |  |  |  |  | Non-Lead - Other |  |  | Installation date is after the lead ban |  |  |  |  | Non-Lead |  |  |  | Domestic
MTR_029839 | 23834 140TH LN SE | LOT 30 THE VILLAGE AT SOOS CREEK |  |  | Non-Lead - Other | No |  | 0 | Installation date is after the lead ban |  |  |  |  | Non-Lead - Other |  |  | Installation date is after the lead ban |  |  |  |  | Non-Lead |  |  |  | Assumed
MTR_027454 | 23723 138TH AVE SE | LOT 68 NORTHPEAK CREST |  |  | Non-Lead - Other | No | 1979-07-01 | 0 | Installation date is after the lead ban |  |  |  |  | Non-Lead - Other |  |  | Installation date is after the lead ban |  |  |  |  | Non-Lead |  |  |  | Domestic
MTR_022165 | 11852 SE 188TH ST | ELY 149.745FT<E74.745<N147.26OFL7T 2 NW GDN TRTS 3 |  |  | Non-Lead - Other | Unknown |  | 0 | Statistical analysis |  |  |  |  | Non-Lead - Other |  |  | Statistical analysis |  |  |  |  | Non-Lead |  |  |  | Assumed
MTR_022196 | 11923 SE 186TH PL | LOT A-1 LEWIS SUB/DIV. |  |  | Non-Lead - Other | No | 2015-06-13 | 0 | Converted CAD | No |  |  |  | Non-Lead - Other |  |  | Installation date is after the lead ban |  |  |  |  | Non-Lead |  |  |  | Domestic
MTR_022026 | 19157 120TH CT SE | LOT 12 KELSEY'S CROSSING |  |  | Non-Lead - Other | No | 2014-03-03 | 0 | Installation date is after the lead ban |  |  |  |  | Non-Lead - Other |  |  | Installation date is after the lead ban |  |  |  |  | Non-Lead |  |  |  | Domestic
MTR_022893 | 11807 SE 192ND ST | 9921-002500 |  |  | Non-Lead - Other | No |  | 0 | Installation date is after the lead ban |  |  |  |  | Non-Lead - Other |  |  | Installation date is after the lead ban |  |  |  |  | Non-Lead |  |  |  | Assumed
MTR_022641 | 11425 SE 194TH ST | LOT 83 PLATEAU @ PANTHER LAKE |  |  | Non-Lead - Other | No | 2007-03-05 | 0 | Installation date is after the lead ban |  |  |  |  | Non-Lead - Other |  |  | Installation date is after the lead ban |  |  |  |  | Non-Lead |  |  |  | Domestic
MTR_019777 | 11002 SE 186TH PL | L7 RUDELLS ADD 1 |  |  | Non-Lead - Other | No |  | 0 | Installation date is after the lead ban |  |  |  |  | Non-Lead - Other |  |  | Installation date is after the lead ban |  |  |  |  | Non-Lead |  |  |  | Domestic
MTR_026410 | 22434 127TH AVE SE | LOT 29 PHEASANTS HOLLOW |  |  | Non-Lead - Other | No | 1996-02-26 | 0 | Installation date is after the lead ban |  |  |  |  | Non-Lead - Other |  |  | Installation date is after the lead ban |  |  |  |  | Non-Lead |  |  |  | Domestic
MTR_026622 | 22832 126TH PL SE | L39 MEREDIAN HIGHLANDS |  |  | Non-Lead - Other | No |  | 0 | Installation date is after the lead ban |  |  |  |  | Non-Lead - Other |  |  | Installation date is after the lead ban |  |  |  |  | Non-Lead |  |  |  | Domestic
MTR_027069 | 12824 SE 227TH ST | LOT 68 FERN CREST WEST |  |  | Non-Lead - Other | No | 2006-04-28 | 0 | Installation date is after the lead ban |  |  |  |  | Non-Lead - Other |  |  | Installation date is after the lead ban |  |  |  |  | Non-Lead |  |  |  | Domestic
MTR_027051 | 22608 129TH PL SE | LOT 84 FERN CREST WEST |  |  | Non-Lead - Other | No | 2006-04-28 | 0 | Installation date is after the lead ban |  |  |  |  | Non-Lead - Other |  |  | Installation date is after the lead ban |  |  |  |  | Non-Lead |  |  |  | Domestic
MTR_026721 | 23007 126TH AVE SE | L54 CORONADO KNOLLS |  |  | Non-Lead - Other | No |  | 0 | Installation date is after the lead ban |  |  |  |  | Non-Lead - Other |  |  | Installation date is after the lead ban |  |  |  |  | Non-Lead |  |  |  | Domestic
MTR_026346 | 22713 126TH PL SE | L11 MEREDIAN HIGHLANDS |  |  | Non-Lead - Other | No |  | 0 | Installation date is after the lead ban |  |  |  |  | Non-Lead - Other |  |  | Installation date is after the lead ban |  |  |  |  | Non-Lead |  |  |  | Domestic
MTR_006225 | 16303 119TH AVE SE | L13 BL1 CASCADE VISTA #1 |  |  | Non-Lead - Other | No | 2006-08-31 | 1 | Rectified Plan |  |  |  |  | Non-Lead - Other |  |  | Statistical analysis |  |  |  |  | Non-Lead |  |  |  | Domestic
MTR_002048 | 16136 120TH AVE SE | LOT 11 BLOCK 3 CASCADE HILLS #2 |  |  | Non-Lead - Other | No | 2006-08-31 | 1 | Rectified Plan |  |  |  |  | Non-Lead - Other |  |  | Statistical analysis |  |  |  |  | Non-Lead |  |  |  | Domestic
MTR_006226 | 16311 119TH AVE SE | L14 BL1 CASCADE HILLS #1 |  |  | Non-Lead - Other | No | 2006-08-31 | 1 | Rectified Plan |  |  |  |  | Non-Lead - Other |  |  | Statistical analysis |  |  |  |  | Non-Lead |  |  |  | Domestic
MTR_015145 | 12151 SE 160TH ST | L6 B2 CASCADE VILLAGE 5 |  |  | Non-Lead - Other | No | 2014-04-16 | 1 | Installation date is after the lead ban |  |  |  |  | Non-Lead - Other |  |  | Installation date is after the lead ban |  |  |  |  | Non-Lead |  |  |  | Domestic
MTR_026711 | 13020 SE 231ST WAY | LOT 2 MISTY MEADOWS # 2 |  |  | Non-Lead - Other | No |  | 0 | Installation date is after the lead ban |  |  |  |  | Non-Lead - Other |  |  | Installation date is after the lead ban |  |  |  |  | Non-Lead |  |  |  | Domestic
MTR_026712 | 23028 130TH PL SE | LOT 3 MISTY MEADOWS #2 |  |  | Non-Lead - Other | No |  | 0 | Installation date is after the lead ban |  |  |  |  | Non-Lead - Other |  |  | Installation date is after the lead ban |  |  |  |  | Non-Lead |  |  |  | Domestic
MTR_028305 | 22155 132ND AVE SE | 9916-009195 |  |  | Non-Lead - Other | Unknown |  | 0 | Statistical analysis |  |  |  |  | Non-Lead - Other |  |  | Statistical analysis |  |  |  |  | Non-Lead |  |  |  | Assumed
MTR_028130 | 22309 131ST AVE SE | LOT 35 MATHESON PARK #2 |  |  | Non-Lead - Other | No | 1995-07-21 | 0 | Installation date is after the lead ban |  |  |  |  | Non-Lead - Other |  |  | Installation date is after the lead ban |  |  |  |  | Non-Lead |  |  |  | Domestic
MTR_026597 | 22930 130TH PL SE | LOT 3 MISTY MEADOWS #4 |  |  | Non-Lead - Other | No |  | 0 | Installation date is after the lead ban |  |  |  |  | Non-Lead - Other |  |  | Installation date is after the lead ban |  |  |  |  | Non-Lead |  |  |  | Assumed
MTR_027133 | 12930 SE 228TH PL | LOT 22 MISTY MEADOWS #3 |  |  | Non-Lead - Other | No |  | 0 | Installation date is after the lead ban |  |  |  |  | Non-Lead - Other |  |  | Installation date is after the lead ban |  |  |  |  | Non-Lead |  |  |  | Domestic
MTR_003677 | 12312 SE 237TH PL | LOT 14 OAKDALE |  |  | Non-Lead - Other | No | 1989-04-20 | 0 | Rectified Plan | No |  |  |  | Non-Lead - Other |  |  | Installation date is after the lead ban |  |  |  |  | Non-Lead |  |  |  | Irrigation
MTR_003956 | 23750 126TH PL SE | LOT 44 WINSBERG HAVEN (FIELDSTONE) |  |  | Non-Lead - Other | No | 1995-08-22 | 4 | Rectified Plan | No |  |  |  | Non-Lead - Other |  |  | Installation date is after the lead ban |  |  |  |  | Non-Lead |  |  |  | Domestic
MTR_003772 | 23636 126TH AVE SE | LOT 3 KCSP 283024 |  |  | Non-Lead - Other | No |  | 0 | Installation date is after the lead ban |  |  |  |  | Non-Lead - Other |  |  | Installation date is after the lead ban |  |  |  |  | Non-Lead |  |  |  | Assumed
MTR_008877 | 12530 SE 236TH PL | LOT 12 GAGES GROVE |  |  | Non-Lead - Other | No | 2005-08-18 | 1 | Rectified Plan | No |  |  |  | Non-Lead - Other |  |  | Installation date is after the lead ban |  |  |  |  | Non-Lead |  |  |  | Domestic
MTR_000556 | 23600 126TH PL SE | LOT 27 WINSBERG HAVEN (FIELDSTONE) |  |  | Non-Lead - Other | No | 1995-08-22 | 0 | Rectified Plan | No |  |  |  | Non-Lead - Other |  |  | Installation date is after the lead ban |  |  |  |  | Non-Lead |  |  |  | Domestic
MTR_027152 | 12829 SE 234TH ST | LOT 21 SINGLE CREEK #1 |  |  | Non-Lead - Plastic | No |  | 1 | Rectified Plan |  |  |  |  | Non-Lead - Other |  |  | Installation date is after the lead ban |  |  |  |  | Non-Lead |  |  |  | Domestic
MTR_018959 | 1137 S 47TH PL | LOT 7 PANTHER RIDGE |  |  | Non-Lead - Other | No | 2012-08-28 | 0 | Installation date is after the lead ban |  |  |  |  | Non-Lead - Other |  |  | Installation date is after the lead ban |  |  |  |  | Non-Lead |  |  |  | Domestic
MTR_014283 | 10964 SE 169TH PL | LOT 19 THRESHOLD I |  |  | Non-Lead - Other | No | 1995-08-21 | 1 | Rectified Plan | No |  |  |  | Non-Lead - Other |  |  | Installation date is after the lead ban |  |  |  |  | Non-Lead |  |  |  | Domestic
MTR_018799 | 10226 SE 185TH PL | LOT 17 WINDSOR HEIGHTS |  |  | Non-Lead - Other | No | 1995-06-28 | 0 | Installation date is after the lead ban |  |  |  |  | Non-Lead - Other |  |  | Installation date is after the lead ban |  |  |  |  | Non-Lead |  |  |  | Domestic
MTR_018800 | 10334 SE 185TH PL | LOT 11 WINDSOR HEIGHTS |  |  | Non-Lead - Other | No | 1995-06-28 | 0 | Installation date is after the lead ban |  |  |  |  | Non-Lead - Other |  |  | Installation date is after the lead ban |  |  |  |  | Non-Lead |  |  |  | Domestic
MTR_018807 | 10315 SE 185TH PL | LOT 8 WINDSOR HEIGHTS |  |  | Non-Lead - Other | No |  | 0 | Installation date is after the lead ban |  |  |  |  | Non-Lead - Other |  |  | Installation date is after the lead ban |  |  |  |  | Non-Lead |  |  |  | Assumed
MTR_018802 | 10205 SE 185TH PL | LOT 1 WINDSOR HEIGHTS |  |  | Non-Lead - Other | No | 1995-06-28 | 0 | Installation date is after the lead ban |  |  |  |  | Non-Lead - Other |  |  | Installation date is after the lead ban |  |  |  |  | Non-Lead |  |  |  | Domestic
MTR_006975 | 16713 125TH AVE SE | L 65 CASCADE HILLS 7 |  |  | Non-Lead - Other | No | 2019-08-05 | 0 | Rectified Plan |  |  |  |  | Non-Lead - Other |  |  | Statistical analysis |  |  |  |  | Non-Lead |  |  |  | Domestic
MTR_011496 | 12625 SE 166TH ST | L 85 CASCADE HILLS 8 |  |  | Non-Lead - Other | No |  | 1 | Installation date is after the lead ban |  |  |  |  | Non-Lead - Other |  |  | Installation date is after the lead ban |  |  |  |  | Non-Lead |  |  |  | Domestic
MTR_006846 | 16110 120TH AVE SE | LOT 15 BLOCK 3 CASCADE HILLS #2 |  |  | Non-Lead - Other | No | 2006-08-31 | 1 | Rectified Plan |  |  |  |  | Non-Lead - Other |  |  | Statistical analysis |  |  |  |  | Non-Lead |  |  |  | Domestic
MTR_006910 | 16419 120TH AVE SE | L9 CASCADE HILLS 6 |  |  | Non-Lead - Other | No | 2019-08-05 | 0.75 | Rectified Plan |  |  |  |  | Non-Lead - Other |  |  | Statistical analysis |  |  |  |  | Non-Lead |  |  |  | Assumed
MTR_006873 | 11715 SE 167TH ST | LOT 8 CASCADE HILLS #5 |  |  | Non-Lead - Other | No | 2019-08-05 | 0.75 | Statistical analysis |  |  |  |  | Non-Lead - Other |  |  | Statistical analysis |  |  |  |  | Non-Lead |  |  |  | Assumed
MTR_003384 | 16703 121ST AVE SE | L 56 CASCADE HILLS 6 |  |  | Non-Lead - Other | No | 2019-08-05 | 0.75 | Rectified Plan |  |  |  |  | Non-Lead - Other |  |  | Statistical analysis |  |  |  |  | Non-Lead |  |  |  | Assumed
MTR_029465 | 11632 SE 225TH ST | LOT 64 MAPLEWOOD EAST |  |  | Non-Lead - Other | No |  | 0 | Installation date is after the lead ban |  |  |  |  | Non-Lead - Other |  |  | Installation date is after the lead ban |  |  |  |  | Non-Lead |  |  |  | Domestic
MTR_028171 | 12810 SE 223RD PL | LOT 19 MATHESON PARK #1 |  |  | Non-Lead - Other | No | 1995-07-21 | 0 | Installation date is after the lead ban |  |  |  |  | Non-Lead - Other |  |  | Installation date is after the lead ban |  |  |  |  | Non-Lead |  |  |  | Domestic
MTR_020348 | 20049 104TH PL SE | LOT 2 BLK 1 CHERRY TERR. |  |  | Non-Lead - Other | Unknown |  | 0 | Statistical analysis |  |  |  |  | Non-Lead - Other |  |  | Statistical analysis |  |  |  |  | Non-Lead |  |  |  | Assumed
MTR_026439 | 22800 127TH AVE SE | LOT 16 PHEASANTS HOLLOW |  |  | Non-Lead - Other | No | 1996-02-27 | 0 | Installation date is after the lead ban |  |  |  |  | Non-Lead - Other |  |  | Installation date is after the lead ban |  |  |  |  | Non-Lead |  |  |  | Domestic
MTR_020332 | 10503 SE 200TH ST | TL 50 W1/2 SEC 5-22-5 |  |  | Copper | Unknown |  | 0 | Relative Placement | Yes | Visual inspection at the meter pit | 2024-01-29 |  | Copper |  |  | Field inspection only with no records | Yes | Visual inspection at the meter pit | 2024-01-29 |  | Non-Lead |  |  |  | Assumed
MTR_027073 | 12817 SE 227TH ST | LOT 49 FERN CREST WEST |  |  | Non-Lead - Other | No | 2006-04-28 | 0 | Installation date is after the lead ban |  |  |  |  | Non-Lead - Other |  |  | Installation date is after the lead ban |  |  |  |  | Non-Lead |  |  |  | Domestic
MTR_027252 | 23906 135TH PL SE | LOT 3 KING CO. SHORT PLAT #S9050411 |  |  | Non-Lead - Other | No | 1988-04-01 | 0 | Installation date is after the lead ban |  |  |  |  | Non-Lead - Other |  |  | Installation date is after the lead ban |  |  |  |  | Non-Lead |  |  |  | Domestic
MTR_027496 | 23903 137TH AVE SE | LOT 2 NORTHPEAK CREST |  |  | Non-Lead - Other | No |  | 0 | Installation date is after the lead ban |  |  |  |  | Non-Lead - Other |  |  | Installation date is after the lead ban |  |  |  |  | Non-Lead |  |  |  | Domestic
MTR_027248 | 13404 SE 236TH PL | LOT D OF KCSP #1274017 |  |  | Non-Lead - Other | No |  | 0 | Installation date is after the lead ban |  |  |  |  | Non-Lead - Other |  |  | Installation date is after the lead ban |  |  |  |  | Non-Lead |  |  |  | Assumed
MTR_027510 | 23906 134TH PL SE | LOT 15 WOODFORD PLACE |  |  | Non-Lead - Other | No | 2007-09-26 | 0.75 | Installation date is after the lead ban |  |  |  |  | Non-Lead - Other |  |  | Installation date is after the lead ban |  |  |  |  | Non-Lead |  |  |  | Domestic
MTR_026915 | 13345 SE 227TH PL | LOT 36 FERN CREST |  |  | Non-Lead - Other | No | 2005-06-17 | 0 | Installation date is after the lead ban |  |  |  |  | Non-Lead - Other |  |  | Installation date is after the lead ban |  |  |  |  | Non-Lead |  |  |  | Domestic
MTR_027065 | 22726 135TH AVE SE | LOT 15 FERN CREST 3 |  |  | Non-Lead - Other | No | 2006-10-17 | 0 | Installation date is after the lead ban |  |  |  |  | Non-Lead - Other |  |  | Installation date is after the lead ban |  |  |  |  | Non-Lead |  |  |  | Domestic
MTR_006110 | 15759 118TH AVE SE | L20 BLK7 CASCADE VISTA#2 |  |  | Non-Lead Plastic | No | 2014-04-16 | 0 | Rectified Plan | Yes | Visual inspection at the meter pit | 2024-02-07 |  | Non-Lead Plastic |  |  | Field inspection only with no records | Yes | Visual inspection at the meter pit | 2024-02-07 |  | Non-Lead |  |  |  | Domestic
MTR_015672 | 17901 105TH PL SE | IRRIGATION-VANTAGE POINT |  |  | Non-Lead - Other | No | 2015-05-05 | 1.5 | Installation date is after the lead ban |  |  |  |  | Non-Lead - Other |  |  | Installation date is after the lead ban |  |  |  |  | Non-Lead |  |  |  | Irrigation
MTR_026432 | 12712 SE 227TH CT | LOT 21 PHEASANTS HOLLOW |  |  | Non-Lead - Other | No | 1996-02-27 | 0 | Installation date is after the lead ban |  |  |  |  | Non-Lead - Other |  |  | Installation date is after the lead ban |  |  |  |  | Non-Lead |  |  |  | Domestic
MTR_026433 | 12620 SE 228TH CT | LOT 104 PHEASANTS HOLLOW |  |  | Non-Lead - Other | No | 1996-02-27 | 0 | Installation date is after the lead ban |  |  |  |  | Non-Lead - Other |  |  | Installation date is after the lead ban |  |  |  |  | Non-Lead |  |  |  | Domestic
MTR_026434 | 23101 128TH PL SE | LOT 18 MISTY MEADOWS #2 |  |  | Non-Lead Plastic | No |  | 0 | Field inspection only with no records | Yes | Visual inspection at meter pit | 2023-09-01 |  | Non-Lead Plastic |  |  | Field inspection only with no records | Yes | Visual inspection at meter pit | 2023-09-01 |  | Non-Lead |  |  |  | Domestic
MTR_001607 | 13106 SE 234TH ST | S 1/2 L3 MERIDIAN VILLA |  |  | Non-Lead - Other | No |  | 0 | Installation date is after the lead ban |  |  |  |  | Galvanized Requiring Replacement |  |  | Field inspection only with no records | Yes | Visual inspection at meter pit | 2023-06-20 |  | Galvanized Requiring Replacement |  |  |  | Assumed
MTR_026055 | 11925 SE 203RD ST | LOT 24 HEDLUND MEADOWS |  |  | Non-Lead - Other | No | 1995-08-01 | 0 | Installation date is after the lead ban |  |  |  |  | Non-Lead - Other |  |  | Installation date is after the lead ban |  |  |  |  | Non-Lead |  |  |  | Domestic
MTR_021838 | 19303 135TH AVE SE | LOT 30 FAIRFIELD GLEN |  |  | Non-Lead - Other | No |  | 0 | Converted CAD | No |  |  |  | Non-Lead - Other |  |  | Installation date is after the lead ban |  |  |  |  | Non-Lead |  |  |  | Domestic
MTR_015208 | 12671 SE 169TH PL | L 53 CASCADE VISTA 3 |  |  | Non-Lead Plastic | No | 2011-08-10 | 0 | Field inspection only with no records | Yes | Visual inspection at meter pit | 2023-09-23 |  | Galvanized Requiring Replacement |  |  | Field inspection only with no records | Yes | Visual inspection at meter pit | 2023-09-23 |  | Galvanized Requiring Replacement |  |  |  | Domestic
MTR_001612 | 11725 SE 160TH ST | LOT 6 BLOCK 3 CASCADE VISTA #2 |  |  | Non-Lead - Other | No | 2014-04-16 | 0 | Rectified Plan |  |  |  |  | Non-Lead - Other |  |  | Statistical analysis |  |  |  |  | Non-Lead |  |  |  | Domestic
MTR_028193 | 22233 129TH PL SE | LOT 11 MATHESON PARK |  |  | Non-Lead - Other | No | 1995-07-21 | 0 | Installation date is after the lead ban |  |  |  |  | Non-Lead - Other |  |  | Installation date is after the lead ban |  |  |  |  | Non-Lead |  |  |  | Domestic
MTR_026436 | 22916 127TH AVE SE | LOT 7 PHEASANTS HOLLOW |  |  | Non-Lead - Other | No | 1996-02-27 | 0 | Installation date is after the lead ban |  |  |  |  | Non-Lead - Other |  |  | Installation date is after the lead ban |  |  |  |  | Non-Lead |  |  |  | Domestic
MTR_026437 | 23018 127TH AVE SE | LOT 4 PHEASANTS HOLLOW |  |  | Non-Lead Plastic | No | 1996-02-27 | 0 | Field inspection only with no records | Yes | Visual inspection at meter pit | 2023-08-26 |  | Non-Lead Plastic |  |  | Field inspection only with no records | Yes | Visual inspection at meter pit | 2023-08-26 |  | Non-Lead |  |  |  | Domestic
MTR_028154 | 22206 131ST AVE SE | LOT 18 MATHESON PARK #2 |  |  | Non-Lead - Other | No | 1995-07-21 | 0 | Installation date is after the lead ban |  |  |  |  | Non-Lead - Other |  |  | Installation date is after the lead ban |  |  |  |  | Non-Lead |  |  |  | Domestic
MTR_026438 | 12717 SE 227TH CT | LOT 18 PHEASANTS HOLLOW |  |  | Non-Lead - Other | No | 1996-02-27 | 0 | Installation date is after the lead ban |  |  |  |  | Non-Lead - Other |  |  | Installation date is after the lead ban |  |  |  |  | Non-Lead |  |  |  | Domestic
MTR_001623 | 11660 SE 163RD ST | L9 BL2 CASCADE HILLS #1 |  |  | Non-Lead - Other | No | 2006-08-31 | 0 | Rectified Plan |  |  |  |  | Non-Lead - Other |  |  | Statistical analysis |  |  |  |  | Non-Lead |  |  |  | Domestic
MTR_011777 | 13071 SE 160TH PL | L19 FAIRWOOD DIV. #9 |  |  | Non-Lead - Other | No |  | 1 | Installation date is after the lead ban |  |  |  |  | Non-Lead - Other |  |  | Installation date is after the lead ban |  |  |  |  | Non-Lead |  |  |  | Domestic
MTR_011513 | 16709 127TH AVE SE | L 114 CASCADE HILLS 8 |  |  | Non-Lead - Other | No |  | 1 | Installation date is after the lead ban |  |  |  |  | Non-Lead - Other |  |  | Installation date is after the lead ban |  |  |  |  | Non-Lead |  |  |  | Domestic
MTR_011778 | 13079 SE 160TH PL | L20 FAIRWOOD DIV. #9 |  |  | Non-Lead - Other | No |  | 1 | Installation date is after the lead ban |  |  |  |  | Non-Lead - Other |  |  | Installation date is after the lead ban |  |  |  |  | Non-Lead |  |  |  | Domestic
MTR_011549 | 16330 128TH PL SE | L 111 FAIRWOOD 9 |  |  | Non-Lead - Other | No | 2007-10-01 | 0 | Installation date is after the lead ban |  |  |  |  | Non-Lead - Other |  |  | Installation date is after the lead ban |  |  |  |  | Non-Lead |  |  |  | Domestic
MTR_011791 | 13101 SE 162ND PL | LOT 33 FAIRWOOD DIVISION #9 |  |  | Non-Lead - Other | No |  | 1 | Installation date is after the lead ban |  |  |  |  | Non-Lead - Other |  |  | Installation date is after the lead ban |  |  |  |  | Non-Lead |  |  |  | Domestic
MTR_011781 | 13064 SE 161ST ST | LOT 23 FAIRWOOD DIVISION #9 |  |  | Non-Lead - Other | No |  | 1 | Installation date is after the lead ban |  |  |  |  | Non-Lead - Other |  |  | Installation date is after the lead ban |  |  |  |  | Non-Lead |  |  |  | Domestic
MTR_026441 | 22404 127TH AVE SE | LOT 33 PHEASANTS HOLLOW |  |  | Non-Lead - Other | No | 1996-02-26 | 0 | Installation date is after the lead ban |  |  |  |  | Non-Lead - Other |  |  | Installation date is after the lead ban |  |  |  |  | Non-Lead |  |  |  | Domestic
MTR_001627 | 12451 SE 235TH ST | L 56 MERIDIAN VILLA EST |  |  | Non-Lead Plastic | Unknown | 1966-09-01 | 0.75 | Field inspection only with no records | Yes | Visual inspection at meter pit | 2023-09-09 |  | Non-Lead Plastic |  |  | Field inspection only with no records | Yes | Visual inspection at meter pit | 2023-09-09 |  | Non-Lead |  |  |  | Domestic
MTR_028371 | 12613 SE 216TH ST | L 110 PARKWAY ESTATES |  |  | Non-Lead Plastic | No | 1978-07-26 | 0 | Field inspection only with no records | Yes | Visual inspection at meter pit | 2023-09-09 |  | Non-Lead Plastic |  |  | Field inspection only with no records | Yes | Visual inspection at meter pit | 2023-09-09 |  | Non-Lead |  |  |  | Domestic
MTR_028182 | 12845 SE 223RD PL | LOT 29 MATHESON PARK #1 |  |  | Non-Lead - Other | No |  | 0 | Installation date is after the lead ban |  |  |  |  | Non-Lead Plastic |  |  | Field inspection only with no records | Yes | Visual inspection at meter pit | 2022-12-30 |  | Non-Lead |  |  |  | Assumed
MTR_018801 | 10217 SE 185TH PL | LOT 3 WINDSOR HEIGHTS |  |  | Non-Lead - Other | No | 1995-06-28 | 0 | Installation date is after the lead ban |  |  |  |  | Non-Lead - Other |  |  | Installation date is after the lead ban |  |  |  |  | Non-Lead |  |  |  | Domestic
MTR_023338 | 10419 SE 214TH PL | LOT 12 STONEPINE EAST |  |  | Non-Lead - Other | No | 1995-10-18 | 0 | Installation date is after the lead ban |  |  |  |  | Non-Lead - Other |  |  | Installation date is after the lead ban |  |  |  |  | Non-Lead |  |  |  | Domestic
MTR_023918 | 21109 108TH AVE SE | SE CORNER TL 270 8-22-5 |  |  | Non-Lead - Other | Unknown |  | 0 | Statistical analysis |  |  |  |  | Non-Lead - Other |  |  | Statistical analysis |  |  |  |  | Non-Lead |  |  |  | Assumed
MTR_023339 | 10415 SE 214TH PL | LOT 11 STONEPINE EAST |  |  | Non-Lead - Other | No | 1995-10-18 | 0 | Installation date is after the lead ban |  |  |  |  | Non-Lead - Other |  |  | Installation date is after the lead ban |  |  |  |  | Non-Lead |  |  |  | Domestic
MTR_023340 | 21336 104TH PL SE | LOT 42 STONEPINE EAST |  |  | Non-Lead - Other | No | 1995-10-18 | 0 | Installation date is after the lead ban |  |  |  |  | Non-Lead - Other |  |  | Installation date is after the lead ban |  |  |  |  | Non-Lead |  |  |  | Domestic
MTR_028142 | 13124 SE 223RD CT | LOT 10 MATHESON PARK #2 |  |  | Non-Lead - Other | No | 1995-07-21 | 0 | Installation date is after the lead ban |  |  |  |  | Non-Lead - Other |  |  | Installation date is after the lead ban |  |  |  |  | Non-Lead |  |  |  | Domestic
MTR_021255 | 14026 SE 197TH PL | LOT 4 MARMAK |  |  | Non-Lead - Other | No |  | 0 | Installation date is after the lead ban |  |  |  |  | Non-Lead - Other |  |  | Installation date is after the lead ban |  |  |  |  | Non-Lead |  |  |  | Assumed
MTR_018804 | 10211 SE 185TH PL | LOT 2 WINDSOR HEIGHTS |  |  | Non-Lead - Other | No | 1995-06-28 | 0 | Installation date is after the lead ban |  |  |  |  | Non-Lead - Other |  |  | Installation date is after the lead ban |  |  |  |  | Non-Lead |  |  |  | Domestic
MTR_027710 | 11804 SE 218TH PL | LOT 8 CROWN TERRACE |  |  | Non-Lead Plastic | No |  | 0 | Field inspection only with no records | Yes | Visual inspection at meter pit | 2023-09-16 |  | Non-Lead Plastic |  |  | Field inspection only with no records | Yes | Visual inspection at meter pit | 2023-09-16 |  | Non-Lead |  |  |  | Domestic
MTR_026442 | 12625 SE 226TH ST | LOT 97 PHEASANTS HOLLOW |  |  | Non-Lead - Other | No | 1996-02-26 | 0 | Installation date is after the lead ban |  |  |  |  | Non-Lead Plastic |  |  | Field inspection only with no records | Yes | Visual inspection at meter pit | 2023-01-14 |  | Non-Lead |  |  |  | Domestic
MTR_023341 | 21224 104TH AVE SE | LOT 2 STONEPINE EAST |  |  | Non-Lead - Other | No | 1995-10-18 | 0 | Rectified Plan |  |  |  |  | Non-Lead - Other |  |  | Statistical analysis |  |  |  |  | Non-Lead |  |  |  | Domestic
MTR_023342 | 21214 104TH AVE SE | LOT 1 STONEPINE EAST |  |  | Non-Lead - Other | No | 1995-10-18 | 0 | Installation date is after the lead ban |  |  |  |  | Non-Lead - Other |  |  | Installation date is after the lead ban |  |  |  |  | Non-Lead |  |  |  | Domestic
MTR_025748 | 20814 116TH AVE SE | TL 19 9-22-5 |  |  | Non-Lead - Other | Unknown |  | 0 | Statistical analysis |  |  |  |  | Non-Lead - Other |  |  | Statistical analysis |  |  |  |  | Non-Lead |  |  |  | Assumed
MTR_028372 | 21755 125TH PL SE | LOT 52 PARKWAY ESTATES |  |  | Non-Lead Plastic | No | 1978-07-26 | 0 | Field inspection only with no records | Yes | Visual inspection at meter pit | 2023-10-21 |  | Non-Lead Plastic |  |  | Field inspection only with no records | Yes | Visual inspection at meter pit | 2023-10-21 |  | Non-Lead |  |  |  | Domestic
MTR_001659 | 23436 127TH AVE SE | L 62 MERIDIAN VILLA EST |  |  | Non-Lead - Other | No | 1966-09-01 | 1 | Rectified Plan | No |  |  |  | Non-Lead - Other |  |  | Installation date is after the lead ban |  |  |  |  | Non-Lead |  |  |  | Domestic
MTR_027713 | 21851 120TH AVE SE | 9916-004690 |  |  | Non-Lead Plastic | No |  | 0 | Field inspection only with no records | Yes | Visual inspection at meter pit | 2023-09-16 |  | Non-Lead Plastic |  |  | Field inspection only with no records | Yes | Visual inspection at meter pit | 2023-09-16 |  | Non-Lead |  |  |  | Assumed
MTR_001662 | 12605 SE 235TH ST | L 57 MERIDIAN VILLA EST |  |  | Non-Lead - Other | No | 1966-09-01 | 1 | Rectified Plan | No |  |  |  | Non-Lead - Other |  |  | Installation date is after the lead ban |  |  |  |  | Non-Lead |  |  |  | Domestic
MTR_001663 | 12643 SE 235TH ST | L 60 MERIDIAN VILLA EST |  |  | Non-Lead - Other | No |  | 0 | Installation date is after the lead ban |  |  |  |  | Non-Lead - Other |  |  | Installation date is after the lead ban |  |  |  |  | Non-Lead |  |  |  | Assumed
MTR_027715 | 11649 SE 218TH PL | L 7 CROWN TERRACE 2 |  |  | Non-Lead - Other | No |  | 0 | Installation date is after the lead ban |  |  |  |  | Non-Lead - Other |  |  | Installation date is after the lead ban |  |  |  |  | Non-Lead |  |  |  | Domestic
MTR_027560 | 21826 123RD PL SE | LOT 65 GLEN MAR |  |  | Non-Lead Plastic | No | 1975-04-29 | 1 | Field inspection only with no records | Yes | Visual inspection at meter pit | 2023-09-16 |  | Non-Lead Plastic |  |  | Field inspection only with no records | Yes | Visual inspection at meter pit | 2023-09-16 |  | Non-Lead |  |  |  | Domestic
MTR_027719 | 11810 SE 223RD DR | L116 MEADOWGREEN EST |  |  | Non-Lead Plastic | No |  | 0 | Field inspection only with no records | Yes | Visual inspection at meter pit | 2023-09-02 |  | Non-Lead Plastic |  |  | Field inspection only with no records | Yes | Visual inspection at meter pit | 2023-09-02 |  | Non-Lead |  |  |  | Domestic |  |  | Yes
MTR_027160 | 23604 131ST AVE SE | L70 TWIN CREEKS |  |  | Non-Lead - Other | No |  | 0.75 | Installation date is after the lead ban |  |  |  |  | Non-Lead - Other |  |  | Installation date is after the lead ban |  |  |  |  | Non-Lead |  |  |  | Domestic
MTR_029184 | 11635 SE 227TH PL | L 12 SUNNY HILL |  |  | Non-Lead - Other | No | 2007-05-23 | 0 | Rectified Plan |  |  |  |  | Non-Lead Plastic |  |  | Field inspection only with no records | Yes | Visual inspection at meter pit | 2023-01-06 |  | Non-Lead |  |  |  | Domestic
MTR_027161 | 23626 128TH AVE SE | L29 TWIN CREEKS |  |  | Non-Lead - Other | No |  | 0.75 | Installation date is after the lead ban |  |  |  |  | Non-Lead - Other |  |  | Installation date is after the lead ban |  |  |  |  | Non-Lead |  |  |  | Domestic
MTR_018871 | 10421 SE 186TH PL | LOT 15 FREDERICKS PLACE |  |  | Non-Lead Plastic | No | 1995-09-21 | 0 | Field inspection only with no records | Yes | Visual inspection at meter pit | 2023-08-28 |  | Non-Lead Plastic |  |  | Field inspection only with no records | Yes | Visual inspection at meter pit | 2023-08-28 |  | Non-Lead |  |  |  | Domestic
MTR_017613 | 11410 SE 178TH PL | LOT 14 MORNING GLEN |  |  | Non-Lead - Other | No | 1996-03-12 | 0 | Installation date is after the lead ban |  |  |  |  | Non-Lead - Other |  |  | Installation date is after the lead ban |  |  |  |  | Non-Lead |  |  |  | Domestic
MTR_026443 | 12547 SE 226TH ST | LOT 93 PHEASANTS HOLLOW |  |  | Non-Lead Plastic | No | 1996-02-26 | 0 | Field inspection only with no records | Yes | Visual inspection at meter pit | 2023-09-01 |  | Non-Lead Copper |  |  | Field inspection only with no records | Yes | Visual inspection at meter pit | 2023-09-01 |  | Non-Lead |  |  |  | Domestic
MTR_022689 | 19602 122ND PL SE | L36 VISTA VIEW HGTS # 2 |  |  | Non-Lead - Other | No | 2001-03-28 | 0 | Installation date is after the lead ban |  |  |  |  | Non-Lead - Other |  |  | Installation date is after the lead ban |  |  |  |  | Non-Lead |  |  |  | Domestic
MTR_025434 | 12521 SE 211TH ST | LOT 1 KING CO SHORT PLAT #888016 |  |  | Non-Lead - Other | No | 1987-11-25 | 0 | Installation date is after the lead ban |  |  |  |  | Non-Lead - Other |  |  | Installation date is after the lead ban |  |  |  |  | Non-Lead |  |  |  | Domestic
MTR_014225 | 10837 SE 172ND ST #8D | BUILDING 8 UNIT D KELSEY COURT COND O |  |  | Non-Lead Plastic | No | 1984-11-01 | 0 | Field inspection only with no records | Yes | Visual inspection at meter pit | 2023-02-04 |  | Non-Lead Plastic |  |  | Field inspection only with no records | Yes | Visual inspection at meter pit | 2023-02-04 |  | Non-Lead |  |  |  | Domestic
MTR_023119 | 9821 S 212TH ST | L53 WESTVIEW TERR. #2 |  |  | Non-Lead - Other | No | 2008-10-29 | 0 | Rectified Plan |  |  |  |  | Non-Lead - Other |  |  | Statistical analysis |  |  |  |  | Non-Lead |  |  |  | Domestic
MTR_023111 | 21407 99TH AVE S | 9908-001320 |  |  | Non-Lead - Other | No | 2008-10-29 | 0 | Installation date is after the lead ban |  |  |  |  | Non-Lead - Other |  |  | Installation date is after the lead ban |  |  |  |  | Non-Lead |  |  |  | Domestic
MTR_029185 | 22518 112TH AVE SE | LOT 145 KENTON FIRS |  |  | Non-Lead - Other | Unknown |  | 0 | Statistical analysis |  |  |  |  | Non-Lead - Other |  |  | Statistical analysis |  |  |  |  | Non-Lead |  |  |  | Domestic
MTR_018636 | 20520 97TH AVE S | LOT 24 CHESTNUT RIDGE #1 |  |  | Non-Lead - Other | No |  | 0 | Installation date is after the lead ban |  |  |  |  | Non-Lead - Other |  |  | Installation date is after the lead ban |  |  |  |  | Non-Lead |  |  |  | Assumed
MTR_027721 | 11718 SE 221ST ST | LOT 13 MEADOW GLEN #1 |  |  | Non-Lead - Other | No |  | 0 | Installation date is after the lead ban |  |  |  |  | Non-Lead - Other |  |  | Installation date is after the lead ban |  |  |  |  | Non-Lead |  |  |  | Domestic
MTR_016853 | 17827 152ND PL SE | LOT 67 CANDLEWOOD RIDGE #5 |  |  | Non-Lead - Other | No | 1978-02-01 | 0 | Installation date is after the lead ban |  |  |  |  | Non-Lead - Other |  |  | Installation date is after the lead ban |  |  |  |  | Non-Lead |  |  |  | Domestic
MTR_023921 | 10230 SE 213TH PL | L 29 OLYMPIC VIEW HTS 2 |  |  | Non-Lead - Other | No |  | 0 | Installation date is after the lead ban |  |  |  |  | Non-Lead - Other |  |  | Installation date is after the lead ban |  |  |  |  | Non-Lead |  |  |  | Domestic
MTR_023922 | 10067 SE 213TH PL | 9908-001860 |  |  | Non-Lead - Other | No |  | 0 | Installation date is after the lead ban |  |  |  |  | Non-Lead - Other |  |  | Installation date is after the lead ban |  |  |  |  | Non-Lead |  |  |  | Domestic
MTR_001703 | 16152 120TH AVE SE | L9 B 3 CASCADE HILLS 2 |  |  | Non-Lead - Other | No | 2006-08-31 | 1 | Rectified Plan |  |  |  |  | Non-Lead - Other |  |  | Statistical analysis |  |  |  |  | Non-Lead |  |  |  | Domestic
MTR_001704 | 16159 120TH AVE SE | L 25 B 2 CASCADE HILLS 2 |  |  | Non-Lead - Other | No | 2006-08-31 | 1 | Rectified Plan |  |  |  |  | Non-Lead - Other |  |  | Statistical analysis |  |  |  |  | Non-Lead |  |  |  | Domestic
MTR_001706 | 16144 120TH AVE SE | L 10 B 3 CASCADE HILLS 2 |  |  | Non-Lead - Other | No | 2006-08-31 | 1 | Rectified Plan |  |  |  |  | Non-Lead - Other |  |  | Statistical analysis |  |  |  |  | Non-Lead |  |  |  | Domestic
MTR_001707 | 16329 120TH AVE SE | L 32 B 2 CASCADE HILLS 2 |  |  | Non-Lead - Other | No | 2006-08-31 | 1 | Rectified Plan |  |  |  |  | Non-Lead - Other |  |  | Statistical analysis |  |  |  |  | Non-Lead |  |  |  | Domestic
MTR_023582 | 22204 98TH PL S | LOT 14 WILLOW WAY |  |  | Non-Lead - Other | No | 1995-07-26 | 0 | Installation date is after the lead ban |  |  |  |  | Non-Lead Plastic |  |  | Field inspection only with no records | Yes | Visual inspection at meter pit | 2023-01-07 |  | Non-Lead |  |  |  | Domestic
MTR_028149 | 22236 131ST AVE SE | LOT 15 MATHESON PARK #2 |  |  | Non-Lead - Other | No | 1995-07-21 | 0 | Installation date is after the lead ban |  |  |  |  | Non-Lead - Other |  |  | Installation date is after the lead ban |  |  |  |  | Non-Lead |  |  |  | Domestic
MTR_023583 | 22245 98TH PL S | LOT 6 WILLOW WAY |  |  | Non-Lead - Other | No | 1995-07-26 | 0 | Installation date is after the lead ban |  |  |  |  | Non-Lead Copper |  |  | Field inspection only with no records | Yes | Visual inspection at meter pit | 2023-01-07 |  | Non-Lead |  |  |  | Domestic
MTR_018806 | 10232 SE 185TH PL | LOT 16 WINDSOR HEIGHTS |  |  | Non-Lead - Other | No | 1995-06-28 | 0 | Installation date is after the lead ban |  |  |  |  | Non-Lead - Other |  |  | Installation date is after the lead ban |  |  |  |  | Non-Lead |  |  |  | Domestic
MTR_001717 | 21028 132ND AVE SE | LOT 4 KING CO SHORT PLAT #07978 |  |  | Non-Lead - Other | No |  | 0.75 | Installation date is after the lead ban |  |  |  |  | Non-Lead - Other |  |  | Installation date is after the lead ban |  |  |  |  | Non-Lead |  |  |  | Assumed
MTR_011514 | 16713 127TH AVE SE | L 115 CASCADE HILLS 8 |  |  | Non-Lead - Other | No |  | 1 | Installation date is after the lead ban |  |  |  |  | Non-Lead - Other |  |  | Installation date is after the lead ban |  |  |  |  | Non-Lead |  |  |  | Domestic
MTR_023584 | 22236 98TH PL S | LOT 11 WILLOW WAY |  |  | Non-Lead - Other | No | 1995-07-26 | 0 | Installation date is after the lead ban |  |  |  |  | Non-Lead Plastic |  |  | Field inspection only with no records | Yes | Visual inspection at meter pit | 2023-01-07 |  | Non-Lead |  |  |  | Domestic
MTR_015764 | 14021 SE 188TH WAY | LOT 21 FAIRHAVEN |  |  | Non-Lead - Other | No | 1995-08-03 | 0 | Installation date is after the lead ban |  |  |  |  | Non-Lead - Other |  |  | Installation date is after the lead ban |  |  |  |  | Non-Lead |  |  |  | Domestic
MTR_014062 | 3100 BENSON RD S | W 125 LOT 6 & S 30 LOT 7 BLK 8 AK ER'S FARMS #6 |  |  | Non-Lead - Other | Unknown |  | 1 | Statistical analysis |  |  |  |  | Non-Lead - Other |  |  | Statistical analysis |  |  |  |  | Non-Lead |  |  |  | Assumed
MTR_023349 | 20712 108TH AVE SE | TL 248 5-22-5 |  |  | Non-Lead - Other | No | 1996-02-29 | 0 | Installation date is after the lead ban |  |  |  |  | Non-Lead - Other |  |  | Installation date is after the lead ban |  |  |  |  | Non-Lead |  |  |  | Domestic
MTR_023254 | 21426 95TH PL S | LOT 8 GARRISON HEIGHTS |  |  | Non-Lead - Other | No |  | 0 | Installation date is after the lead ban |  |  |  |  | Non-Lead - Other |  |  | Installation date is after the lead ban |  |  |  |  | Non-Lead |  |  |  | Assumed
MTR_001729 | 22010 116TH AVE SE | TAX LOT 162 9-22-5 |  |  | Non-Lead - Other | Unknown |  | 0 | Statistical analysis |  |  |  |  | Non-Lead - Other |  |  | Statistical analysis |  |  |  |  | Non-Lead |  |  |  | Assumed
MTR_014121 | 108TH AVE SE & SE 170TH ST | 108TH AVE SE & SE 170TH ST |  |  | Non-Lead - Other | No |  | 0.75 | Installation date is after the lead ban |  |  |  |  | Non-Lead - Other |  |  | Installation date is after the lead ban |  |  |  |  | Non-Lead |  |  |  | Assumed
MTR_015709 | 922 S 37TH PL | LOT 109 SUNNYBROOK (AKA THE POINTE) |  |  | Non-Lead - Other | No | 2004-01-22 | 0 | Installation date is after the lead ban |  |  |  |  | Non-Lead - Other |  |  | Installation date is after the lead ban |  |  |  |  | Non-Lead |  |  |  | Domestic
MTR_028768 | 10806 SE 222ND PL | TL 73 SEC. 8-22-5 |  |  | Non-Lead - Other | Unknown |  | 0 | Statistical analysis |  |  |  |  | Non-Lead - Other |  |  | Statistical analysis |  |  |  |  | Non-Lead |  |  |  | Assumed
MTR_028778 | 11021 SE 223RD PL | LOT 24 BENSON EAST |  |  | Non-Lead - Other | No | 1977-05-13 | 1.25 | Installation date is after the lead ban |  |  |  |  | Non-Lead - Other |  |  | Installation date is after the lead ban |  |  |  |  | Non-Lead |  |  |  | Domestic
MTR_000192 | 12516 SE 240TH ST | TAX LOT 101 16-22-5 |  |  | Non-Lead - Other | No | 2007-03-08 | 2 | Rectified Plan | No |  |  |  | Non-Lead - Other |  |  | Installation date is after the lead ban |  |  |  |  | Non-Lead |  |  |  | Domestic
MTR_000178 | 12910 SE 240TH ST BLDG B | BLDG B WANDERING CREEK |  |  | Non-Lead - Other | No | 1984-10-01 | 1.5 | Installation date is after the lead ban |  |  |  |  | Non-Lead - Other |  |  | Installation date is after the lead ban |  |  |  |  | Non-Lead |  |  |  | Domestic
MTR_019156 | 19030 102ND AVE SE | L1 KCSP #383072 |  |  | Non-Lead - Other | No |  | 0 | Installation date is after the lead ban |  |  |  |  | Non-Lead - Other |  |  | Installation date is after the lead ban |  |  |  |  | Non-Lead |  |  |  | Assumed
MTR_005190 | 11220 SE 204TH ST | GOVT L 6 TL 66 5-22-5 |  |  | Non-Lead - Other | Unknown |  | 0 | Statistical analysis |  |  |  |  | Non-Lead - Other |  |  | Statistical analysis |  |  |  |  | Non-Lead |  |  |  | Assumed
MTR_022545 | SW CORNER OF SE 194TH ST & 114TH PL SE | IRRIGATION TRACT G PLATEAU @ PANTHER LK |  |  | Non-Lead - Other | No | 2007-03-05 | 0 | Statistical analysis |  |  |  |  | Non-Lead - Other |  |  | Statistical analysis |  |  |  |  | Non-Lead |  |  |  | Irrigation
MTR_023882 | 21711 102ND PL SE |  |  |  | Non-Lead - Other | No | 2014-01-15 | 0 | Installation date is after the lead ban |  |  |  |  | Non-Lead - Other |  |  | Installation date is after the lead ban |  |  |  |  | Non-Lead |  |  |  | Domestic
MTR_018716 | 9215 S 202ND ST | EAST 1/2 OF TAX LOT 72 6-22-5 (ULID 35) |  |  | Non-Lead - Other | Unknown |  | 0 | Statistical analysis |  |  |  |  | Non-Lead - Other |  |  | Statistical analysis |  |  |  |  | Non-Lead |  |  |  | Assumed
MTR_028865 | 10871 SE 218TH PL | LOT 17 ALDER HEIGHTS 2 |  |  | Non-Lead - Other | No |  | 0 | Installation date is after the lead ban |  |  |  |  | Non-Lead - Other |  |  | Installation date is after the lead ban |  |  |  |  | Non-Lead |  |  |  | Domestic
MTR_023346 | 104TH AVE SE/SE 213TH-SPORT CT | 104TH AVE SE/SE 213TH-SPORT COURT |  |  | Non-Lead - Other | Unknown |  | 0 | Statistical analysis |  |  |  |  | Non-Lead - Other |  |  | Statistical analysis |  |  |  |  | Non-Lead |  |  |  | Assumed
MTR_019649 | SE 189TH & 108TH LN SE | SE 189TH & 108TH LN SE |  |  | Non-Lead - Other | No | 2004-06-30 | 0 | Statistical analysis |  |  |  |  | Non-Lead - Other |  |  | Statistical analysis |  |  |  |  | Non-Lead |  |  |  | Irrigation
MTR_018743 | 718 S 47TH ST | LOT 15 TALBOT RIDGE (AKA SUNDANCE) |  |  | Non-Lead - Other | No | 1966-05-24 | 0 | Installation date is after the lead ban |  |  |  |  | Non-Lead - Other |  |  | Installation date is after the lead ban |  |  |  |  | Non-Lead |  |  |  | Domestic
MTR_023599 | 9604 S 222ND ST | LOT 15 CANYON CREST ESTATES (CANYON CREEK) |  |  | Non-Lead - Other | No | 1996-09-25 | 0 | Installation date is after the lead ban |  |  |  |  | Non-Lead - Other |  |  | Installation date is after the lead ban |  |  |  |  | Non-Lead |  |  |  | Domestic
MTR_024274 | 21823 95TH PL S | LOT 2 GARRISON CREEK SHORT PLAT |  |  | Non-Lead - Other | No |  | 0 | Installation date is after the lead ban |  |  |  |  | Non-Lead - Other |  |  | Installation date is after the lead ban |  |  |  |  | Non-Lead |  |  |  | Assumed
MTR_002676 | 16045 116TH AVE SE | L3 B2 AKERS FARM #6 |  |  | Non-Lead - Other | No |  | 0 | Installation date is after the lead ban |  |  |  |  | Non-Lead - Other |  |  | Installation date is after the lead ban |  |  |  |  | Non-Lead |  |  |  | Assumed
MTR_023076 | 9815 S 216TH ST | L 18 VERDE MESA |  |  | Non-Lead - Other | No | 2008-10-29 | 0 | Installation date is after the lead ban |  |  |  |  | Non-Lead - Other |  |  | Installation date is after the lead ban |  |  |  |  | Non-Lead |  |  |  | Domestic
MTR_025205 | 21402 124TH AVE SE | L285 GLENCARDIN #2 |  |  | Non-Lead - Other | No | 1968-07-31 | 0 | Installation date is after the lead ban |  |  |  |  | Non-Lead - Other |  |  | Installation date is after the lead ban |  |  |  |  | Non-Lead |  |  |  | Domestic
MTR_025143 | 12308 SE 209TH ST | L3 GLENCARIN #1 |  |  | Non-Lead Plastic | No | 1968-03-08 | 0 | Field inspection only with no records | Yes | Visual inspection at meter pit | 2023-01-06 |  | Non-Lead Plastic |  |  | Field inspection only with no records | Yes | Visual inspection at meter pit | 2023-01-06 |  | Non-Lead |  |  |  | Domestic
MTR_025144 | 20810 124TH AVE SE | L72 GLENCARIN # 1 |  |  | Non-Lead - Other | No | 1968-03-08 | 0 | Installation date is after the lead ban |  |  |  |  | Non-Lead - Other |  |  | Installation date is after the lead ban |  |  |  |  | Non-Lead |  |  |  | Domestic
MTR_014095 | 11348 SE 168TH ST | PTN L3 B11 AKERS FMS 6 |  |  | Non-Lead - Other | No | 2004-10-13 | 0 | Rectified Plan |  |  |  |  | Non-Lead - Other |  |  | Statistical analysis |  |  |  |  | Non-Lead |  |  |  | Domestic
MTR_025147 | 20921 124TH AVE SE | L9 GLENCARIN #1 |  |  | Non-Lead - Other | No | 1968-03-08 | 0 | Installation date is after the lead ban |  |  |  |  | Non-Lead - Other |  |  | Installation date is after the lead ban |  |  |  |  | Non-Lead |  |  |  | Domestic
MTR_011209 | 16413 116TH AVE SE | P#0088000363, E 100.81 OF N 200 |  |  | Non-Lead - Other | No |  | 0 | Installation date is after the lead ban |  |  |  |  | Non-Lead - Other |  |  | Installation date is after the lead ban |  |  |  |  | Non-Lead |  |  |  | Assumed
MTR_025207 | 21305 122ND PL SE | L211 GLENCARIN #2 |  |  | Non-Lead - Other | No | 1968-07-31 | 0 | Installation date is after the lead ban |  |  |  |  | Non-Lead - Other |  |  | Installation date is after the lead ban |  |  |  |  | Non-Lead |  |  |  | Domestic
MTR_026445 | 12810 SE 232ND ST | LOT 22 MISTY MEADOWS #1 |  |  | Non-Lead - Other | No |  | 0 | Installation date is after the lead ban |  |  |  |  | Non-Lead - Other |  |  | Installation date is after the lead ban |  |  |  |  | Non-Lead |  |  |  | Domestic
MTR_026446 | 12716 SE 229TH CT | LOT 12 PHEASANTS HOLLOW |  |  | Non-Lead - Other | No | 1996-02-27 | 0 | Installation date is after the lead ban |  |  |  |  | Non-Lead - Other |  |  | Installation date is after the lead ban |  |  |  |  | Non-Lead |  |  |  | Domestic
MTR_021562 | 14032 SE 200TH ST | TAX LOT 234 S-T-R- 3-22-5 (lot 3) |  |  | Non-Lead - Other | No |  | 0 | Installation date is after the lead ban |  |  |  |  | Non-Lead - Other |  |  | Installation date is after the lead ban |  |  |  |  | Non-Lead |  |  |  | Domestic
MTR_021461 | 19719 147TH AVE SE | LOT 7 RUDDELLS 3RD ADD |  |  | Non-Lead - Other | No |  | 0 | Installation date is after the lead ban |  |  |  |  | Non-Lead - Other |  |  | Installation date is after the lead ban |  |  |  |  | Non-Lead |  |  |  | Domestic
MTR_016792 | 18235 150TH AVE SE | L42 CARRIAGEWOOD 5 |  |  | Non-Lead - Other | No | 1983-07-01 | 0 | Installation date is after the lead ban |  |  |  |  | Non-Lead - Other |  |  | Installation date is after the lead ban |  |  |  |  | Non-Lead |  |  |  | Domestic
MTR_016137 | 15825 SE 184TH ST | LOT 11 CARRIAGEWOOD 8 |  |  | Non-Lead Plastic | No | 1983-07-01 | 0 | Field inspection only with no records | Yes | Visual inspection at meter pit | 2023-11-10 |  | Non-Lead Plastic |  |  | Field inspection only with no records | Yes | Visual inspection at meter pit | 2023-11-10 |  | Non-Lead |  |  |  | Domestic
MTR_024835 | 14034 SE 202ND ST | LOT 12 BLOCK 2 FOWLERS ADDITION |  |  | Non-Lead - Other | Unknown |  | 0 | Statistical analysis |  |  |  |  | Non-Lead - Other |  |  | Statistical analysis |  |  |  |  | Non-Lead |  |  |  | Assumed
MTR_015766 | 14105 SE 188TH WAY | LOT 19 FAIRHAVEN |  |  | Non-Lead Plastic | No | 1995-08-03 | 0 | Field inspection only with no records | Yes | Visual inspection at meter pit | 2023-10-13 |  | Non-Lead Plastic |  |  | Field inspection only with no records | Yes | Visual inspection at meter pit | 2023-10-13 |  | Non-Lead |  |  |  | Domestic
MTR_022161 | 11819 SE 188TH ST | 9921-011110 |  |  | Non-Lead - Other | Unknown |  | 0 | Statistical analysis |  |  |  |  | Non-Lead - Other |  |  | Statistical analysis |  |  |  |  | Non-Lead |  |  |  | Assumed
MTR_023588 | 22239 98TH PL S | LOT 5 WILLOW WAY |  |  | Non-Lead - Other | No | 1995-07-26 | 0 | Installation date is after the lead ban |  |  |  |  | Non-Lead Plastic |  |  | Field inspection only with no records | Yes | Visual inspection at meter pit | 2023-01-07 |  | Non-Lead |  |  |  | Domestic
MTR_023589 | 22230 98TH PL S | LOT 12 WILLOW WAY |  |  | Non-Lead - Other | No | 1995-07-26 | 0 | Installation date is after the lead ban |  |  |  |  | Non-Lead Plastic |  |  | Field inspection only with no records | Yes | Visual inspection at meter pit | 2023-01-07 |  | Non-Lead |  |  |  | Domestic
MTR_028134 | 13105 SE 223RD CT | LOT 1 MATHESON PARK #2 |  |  | Non-Lead - Other | No | 1995-07-21 | 0 | Installation date is after the lead ban |  |  |  |  | Non-Lead - Other |  |  | Installation date is after the lead ban |  |  |  |  | Non-Lead |  |  |  | Domestic
MTR_015768 | 14128 SE 188TH WAY | LOT 9 FAIRHAVEN |  |  | Non-Lead - Other | No | 1995-08-03 | 0 | Installation date is after the lead ban |  |  |  |  | Non-Lead - Other |  |  | Installation date is after the lead ban |  |  |  |  | Non-Lead |  |  |  | Domestic
MTR_025208 | 21426 122ND PL SE | LOT 227 GLENCARIN #2 |  |  | Non-Lead - Other | No | 1968-07-31 | 0 | Installation date is after the lead ban |  |  |  |  | Non-Lead - Other |  |  | Installation date is after the lead ban |  |  |  |  | Non-Lead |  |  |  | Domestic
MTR_001759 | 23207 120TH AVE SE | 9918-016200 |  |  | Non-Lead - Other | No | 2008-09-03 | 0 | Rectified Plan | No |  |  |  | Non-Lead - Other |  |  | Installation date is after the lead ban |  |  |  |  | Non-Lead |  |  |  | Domestic
MTR_029187 | 11219 SE 226TH ST | LOT 88 KENTON FIRS |  |  | Non-Lead - Other | Unknown |  | 0 | Statistical analysis |  |  |  |  | Non-Lead - Other |  |  | Statistical analysis |  |  |  |  | Non-Lead |  |  |  | Domestic
MTR_029188 | 11811 SE 227TH PL | LOT 16 SUNNY HILL #2 |  |  | Non-Lead - Other | No | 2007-05-23 | 0 | Installation date is after the lead ban |  |  |  |  | Non-Lead - Other |  |  | Installation date is after the lead ban |  |  |  |  | Non-Lead |  |  |  | Domestic
MTR_029189 | 11847 SE 227TH PL | L 20 SUNNY HILL2 |  |  | Non-Lead - Other | No | 2007-05-23 | 0 | Installation date is after the lead ban |  |  |  |  | Non-Lead - Other |  |  | Installation date is after the lead ban |  |  |  |  | Non-Lead |  |  |  | Domestic
MTR_029190 | 11846 SE 227TH PL | L 25 SUNNY HILL 2 |  |  | Non-Lead - Other | No | 2007-05-23 | 0 | Rectified Plan |  |  |  |  | Non-Lead - Other |  |  | Statistical analysis |  |  |  |  | Non-Lead |  |  |  | Domestic
MTR_026448 | 12811 SE 231ST WAY | LOT 34 MISTY MEADOWS |  |  | Non-Lead - Other | No |  | 0 | Installation date is after the lead ban |  |  |  |  | Non-Lead - Other |  |  | Installation date is after the lead ban |  |  |  |  | Non-Lead |  |  |  | Domestic
MTR_026449 | 12837 SE 232ND ST | LOT 15 MISTY MEADOWS #1 |  |  | Non-Lead - Other | No |  | 0 | Installation date is after the lead ban |  |  |  |  | Non-Lead - Other |  |  | Installation date is after the lead ban |  |  |  |  | Non-Lead |  |  |  | Domestic
MTR_029193 | 11861 SE 227TH PL | LOT 22 SUNNY HILL #2 |  |  | Non-Lead - Other | No | 2007-05-23 | 0 | Installation date is after the lead ban |  |  |  |  | Non-Lead - Other |  |  | Installation date is after the lead ban |  |  |  |  | Non-Lead |  |  |  | Domestic
MTR_001773 | 12254 SE 233RD ST | L 25 MERIDIAN VILLA EST. |  |  | Non-Lead Plastic | No | 1966-09-01 | 1 | Field inspection only with no records | Yes | Visual inspection at meter pit | 2023-09-09 |  | Non-Lead Plastic |  |  | Field inspection only with no records | Yes | Visual inspection at meter pit | 2023-09-09 |  | Non-Lead |  |  |  | Domestic
MTR_026452 | 22742 125TH AVE SE | L88 CORONADO KNOLLS |  |  | Non-Lead - Other | No |  | 0 | Installation date is after the lead ban |  |  |  |  | Non-Lead - Other |  |  | Installation date is after the lead ban |  |  |  |  | Non-Lead |  |  |  | Assumed
MTR_021952 | 13606 SE 198TH ST | TAX LOT 228 OF NW 3-22-5 |  |  | Non-Lead - Other | No |  | 0 | Installation date is after the lead ban |  |  |  |  | Non-Lead - Other |  |  | Installation date is after the lead ban |  |  |  |  | Non-Lead |  |  |  | Assumed
MTR_016831 | 18309 155TH PL SE | L 12 CARRIAGEWOOD 6 |  |  | Non-Lead - Other | No | 1983-08-01 | 0 | Installation date is after the lead ban |  |  |  |  | Non-Lead - Other |  |  | Installation date is after the lead ban |  |  |  |  | Non-Lead |  |  |  | Domestic
MTR_023120 | 21310 99TH AVE S | L60 WESTVIEW TERR. #2 |  |  | Non-Lead Plastic | No | 2008-10-29 | 0 | Rectified Plan | Yes | Visual inspection at the meter pit | 2024-01-31 |  | Non-Lead Plastic |  |  | Field inspection only with no records | Yes | Visual inspection at the meter pit | 2024-01-31 |  | Non-Lead |  |  |  | Domestic
MTR_027722 | 12126 SE 217TH PL | LOT 28 GLENCARIN TRACE |  |  | Non-Lead - Other | No |  | 0 | Installation date is after the lead ban |  |  |  |  | Non-Lead - Other |  |  | Installation date is after the lead ban |  |  |  |  | Non-Lead |  |  |  | Domestic
MTR_029792 | 14045 SE 237TH PL | TAX LOT 9116 15-22-5 |  |  | Non-Lead - Other | No | 1995-08-21 | 0 | Installation date is after the lead ban |  |  |  |  | Non-Lead - Other |  |  | Installation date is after the lead ban |  |  |  |  | Non-Lead |  |  |  | Domestic
MTR_001784 | 23722 126TH PL SE | LOT 49 WINSBERG HAVEN (FIELDSTONE) |  |  | Non-Lead Plastic | No | 1995-08-22 | 4 | Field inspection only with no records | Yes | Visual inspection at meter pit | 2023-09-15 |  | Non-Lead Plastic |  |  | Field inspection only with no records | Yes | Visual inspection at meter pit | 2023-09-15 |  | Non-Lead |  |  |  | Domestic
MTR_029793 | 14024 SE 238TH LN | LOT 21 THE VILLAGE AT SOOS CREEK |  |  | Non-Lead - Other | No |  | 0 | Installation date is after the lead ban |  |  |  |  | Non-Lead - Other |  |  | Installation date is after the lead ban |  |  |  |  | Non-Lead |  |  |  | Assumed
MTR_022881 | 19657 116TH AVE SE | TL120 E1/2 SEC 5-22-5 |  |  | Non-Lead - Other | No | 1998-06-08 | 0 | Rectified Plan |  |  |  |  | Non-Lead Plastic |  |  | Field inspection only with no records | Yes | Visual inspection at meter pit | 2023-01-20 |  | Non-Lead |  |  |  | Domestic
MTR_026454 | 22614 127TH AVE SE | LOT 25 PHEASANTS HOLLOW |  |  | Non-Lead Plastic | No | 1996-02-26 | 0 | Field inspection only with no records | Yes | Visual inspection at meter pit | 2023-08-26 |  | Non-Lead Plastic |  |  | Field inspection only with no records | Yes | Visual inspection at meter pit | 2023-08-26 |  | Non-Lead |  |  |  | Domestic
MTR_025209 | 21550 123RD AVE SE | L270 GLENCARIN #2 |  |  | Non-Lead - Other | No | 1968-07-31 | 0 | Installation date is after the lead ban |  |  |  |  | Non-Lead - Other |  |  | Installation date is after the lead ban |  |  |  |  | Non-Lead |  |  |  | Domestic
MTR_021543 | 19319 143RD PL SE | TAX LOT 254 3-22-5 |  |  | Non-Lead - Other | No |  | 0 | Installation date is after the lead ban |  |  |  |  | Non-Lead - Other |  |  | Installation date is after the lead ban |  |  |  |  | Non-Lead |  |  |  | Assumed
MTR_020014 | 10407 SE 202ND PL | LOT 1 KING CO SHORT PLAT #L9350003 |  |  | Non-Lead - Other | No | 1995-10-02 | 0 | Installation date is after the lead ban |  |  |  |  | Non-Lead - Other |  |  | Installation date is after the lead ban |  |  |  |  | Non-Lead |  |  |  | Domestic
MTR_014224 | 10837 SE 172ND ST #8C | B8 UC KELSEY CT CONDOS |  |  | Non-Lead Plastic | No | 1984-11-01 | 0 | Field inspection only with no records | Yes | Visual inspection at meter pit | 2023-02-04 |  | Non-Lead Plastic |  |  | Field inspection only with no records | Yes | Visual inspection at meter pit | 2023-02-04 |  | Non-Lead |  |  |  | Domestic
MTR_024950 | 11823 SE 209TH PL | LOT 19 BOCEKS FIRST ADDITION |  |  | Non-Lead - Plastic | No | 1995-06-12 | 0 | Rectified Plan | No |  |  |  | Non-Lead - Other |  |  | Installation date is after the lead ban |  |  |  |  | Non-Lead |  |  |  | Domestic
MTR_019526 | 11219 SE 188TH PL | LOT 82 CHINQUAPIN RIDGE |  |  | Non-Lead - Other | No | 1995-09-19 | 0 | Installation date is after the lead ban |  |  |  |  | Non-Lead - Other |  |  | Installation date is after the lead ban |  |  |  |  | Non-Lead |  |  |  | Domestic
MTR_026455 | 12709 SE 229TH CT | LOT 10 PHEASANTS HOLLOW |  |  | Non-Lead - Other | No | 1996-02-27 | 0 | Installation date is after the lead ban |  |  |  |  | Non-Lead - Other |  |  | Installation date is after the lead ban |  |  |  |  | Non-Lead |  |  |  | Domestic
MTR_028156 | 22223 131ST AVE SE | LOT 25 MATHESON PARK #2 |  |  | Non-Lead - Other | No | 1995-07-21 | 0 | Installation date is after the lead ban |  |  |  |  | Non-Lead - Other |  |  | Installation date is after the lead ban |  |  |  |  | Non-Lead |  |  |  | Domestic
MTR_026456 | 12613 SE 228TH CT | LOT 109 PHEASANTS HOLLOW |  |  | Non-Lead - Other | No | 1996-02-27 | 0 | Installation date is after the lead ban |  |  |  |  | Non-Lead - Other |  |  | Installation date is after the lead ban |  |  |  |  | Non-Lead |  |  |  | Domestic
MTR_012417 | 17644 W LAKE DESIRE DR SE | 9929-002410 |  |  | Non-Lead - Other | Unknown |  | 0.75 | Statistical analysis |  |  |  |  | Non-Lead - Other |  |  | Statistical analysis |  |  |  |  | Non-Lead |  |  |  | Domestic
MTR_011898 | 10509 SE 166TH ST | E75 W1/2 L1B3 AKERS FM 5 |  |  | Non-Lead Plastic | No | 1999-03-24 | 0 | Field inspection only with no records | Yes | Visual inspection at meter pit | 2023-01-28 |  | Non-Lead Plastic |  |  | Field inspection only with no records | Yes | Visual inspection at meter pit | 2023-01-28 |  | Non-Lead |  |  |  | Domestic
MTR_019527 | 10870 SE 190TH ST | 662340 0020 LOT 1 KCSP 281014 |  |  | Non-Lead - Other | Unknown |  | 0 | Statistical analysis |  |  |  |  | Non-Lead - Other |  |  | Statistical analysis |  |  |  |  | Non-Lead |  |  |  | Assumed
MTR_029196 | 22706 120TH AVE - DET SE | TAX LOT 8 OF NE 16-22-5 |  |  | Non-Lead - Other | No | 1997-02-25 | 6 | Rectified Plan | No |  |  |  | Non-Lead - Other |  |  | Installation date is after the lead ban |  |  |  |  | Non-Lead |  |  |  | Other
MTR_015044 | 16812 116TH AVE SE | 0708-001332 |  |  | Non-Lead Plastic | Unknown |  | 0.75 | Relative Placement | Yes | Visual inspection at the meter pit | 2024-01-25 |  | Non-Lead Plastic |  |  | Field inspection only with no records | Yes | Visual inspection at the meter pit | 2024-01-25 |  | Non-Lead |  |  |  | Assumed
MTR_019528 | 19155 110TH PL SE | BLDG 10 FORD TOWNHMS (VILLAGE GATE) |  |  | Non-Lead - Other | No | 1997-06-17 | 0 | Installation date is after the lead ban |  |  |  |  | Non-Lead - Other |  |  | Installation date is after the lead ban |  |  |  |  | Non-Lead |  |  |  | Domestic
MTR_019531 | 19166 110TH PL SE | BLDG 2 FORD TOWNHOMES (VILLAGE GATE) |  |  | Non-Lead - Other | No | 1997-06-17 | 0 | Installation date is after the lead ban |  |  |  |  | Non-Lead - Other |  |  | Installation date is after the lead ban |  |  |  |  | Non-Lead |  |  |  | Domestic
MTR_030169 | 11201 SE 162ND ST | LOT 2 KING COUNTY SHORT PLAT 181035 |  |  | Non-Lead - Other | No |  | 0 | Installation date is after the lead ban |  |  |  |  | Non-Lead - Other |  |  | Installation date is after the lead ban |  |  |  |  | Non-Lead |  |  |  | Assumed
MTR_019532 | 19157 110TH PL SE | BLDG 10 FORD TOWNHOMES (VILLAGE GATE) |  |  | Non-Lead - Other | No | 1997-06-17 | 0 | Installation date is after the lead ban |  |  |  |  | Non-Lead - Other |  |  | Installation date is after the lead ban |  |  |  |  | Non-Lead |  |  |  | Domestic
MTR_019534 | 19151 110TH PL SE | BLDG 9 FORD TOWNHOMES |  |  | Non-Lead - Other | No | 1997-06-17 | 0 | Installation date is after the lead ban |  |  |  |  | Non-Lead - Other |  |  | Installation date is after the lead ban |  |  |  |  | Non-Lead |  |  |  | Domestic
MTR_019535 | 19162 110TH PL SE | BLDG 2 FORD TOWNHOMES (VILLAGE GATE) |  |  | Non-Lead Plastic | No | 1997-06-17 | 0 | Field inspection only with no records | Yes | Visual inspection at meter pit | 2023-09-29 |  | Non-Lead Plastic |  |  | Field inspection only with no records | Yes | Visual inspection at meter pit | 2023-09-29 |  | Non-Lead |  |  |  | Domestic
MTR_023031 | 20804 100TH AVE SE | L 58 GUINN CREST |  |  | Non-Lead - Other | No | 2003-04-23 | 0 | Rectified Plan |  |  |  |  | Non-Lead - Other |  |  | Statistical analysis |  |  |  |  | Non-Lead |  |  |  | Domestic
MTR_026457 | 22606 127TH AVE SE | LOT 26 PHEASANTS HOLLOW |  |  | Non-Lead Plastic | No | 1996-02-26 | 0 | Field inspection only with no records | Yes | Visual inspection at meter pit | 2023-08-26 |  | Non-Lead Plastic |  |  | Field inspection only with no records | Yes | Visual inspection at meter pit | 2023-08-26 |  | Non-Lead |  |  |  | Domestic
MTR_016029 | 18508 W LK DESIRE DR SE | PARCEL 4010800035 PRT L 6 & 7 BLK 1 LK DESIRE VIEW |  |  | Non-Lead - Other | No | 2010-01-21 | 0 | Installation date is after the lead ban |  |  |  |  | Non-Lead - Other |  |  | Installation date is after the lead ban |  |  |  |  | Non-Lead |  |  |  | Domestic
MTR_019536 | 11014 SE 192ND ST | LOT 2 KING CO SHORT PLAT #S9150042 |  |  | Non-Lead Plastic | No |  | 0 | Field inspection only with no records | Yes | Visual inspection at meter pit | 2023-09-29 |  | Non-Lead Plastic |  |  | Field inspection only with no records | Yes | Visual inspection at meter pit | 2023-09-29 |  | Non-Lead |  |  |  | Assumed
MTR_019537 | 11429 SE 185TH PL | LOT 6 EMERALD GLEN |  |  | Non-Lead Plastic | No | 1996-08-20 | 0 | Field inspection only with no records | Yes | Visual inspection at meter pit | 2023-08-09 |  | Non-Lead Copper |  |  | Field inspection only with no records | Yes | Visual inspection at meter pit | 2023-08-09 |  | Non-Lead |  |  |  | Domestic
MTR_026460 | 12711 SE 227TH CT | LOT 17 PHEASANTS HOLLOW |  |  | Non-Lead - Other | No | 1996-02-27 | 0 | Installation date is after the lead ban |  |  |  |  | Non-Lead - Other |  |  | Installation date is after the lead ban |  |  |  |  | Non-Lead |  |  |  | Domestic
MTR_026461 | 12710 SE 229TH CT | LOT 13 PHEASANTS HOLLOW |  |  | Non-Lead Plastic | No | 1996-02-27 | 0 | Field inspection only with no records | Yes | Visual inspection at meter pit | 2023-08-26 |  | Non-Lead Plastic |  |  | Field inspection only with no records | Yes | Visual inspection at meter pit | 2023-08-26 |  | Non-Lead |  |  |  | Domestic
MTR_020015 | 10421 SE 202ND PL | LOT 3 L9350003 |  |  | Non-Lead - Other | No | 1995-10-02 | 0 | Installation date is after the lead ban |  |  |  |  | Non-Lead - Other |  |  | Installation date is after the lead ban |  |  |  |  | Non-Lead |  |  |  | Domestic
MTR_019538 | 11453 SE 185TH PL | LOT 9 EMERALD GLEN |  |  | Non-Lead Plastic | No | 1996-08-20 | 0 | Field inspection only with no records | Yes | Visual inspection at meter pit | 2023-08-11 |  | Non-Lead Copper |  |  | Field inspection only with no records | Yes | Visual inspection at meter pit | 2023-08-11 |  | Non-Lead |  |  |  | Domestic
MTR_019539 | 11440 SE 185TH PL | LOT 12 EMERALD GLEN (TOTH ESTATES) |  |  | Non-Lead - Other | No | 1996-08-20 | 0 | Installation date is after the lead ban |  |  |  |  | Non-Lead - Other |  |  | Installation date is after the lead ban |  |  |  |  | Non-Lead |  |  |  | Domestic
MTR_020016 | 20216 105TH AVE SE | LOT 3 L93S0002 |  |  | Non-Lead - Other | No | 1995-10-02 | 0 | Installation date is after the lead ban |  |  |  |  | Non-Lead - Other |  |  | Installation date is after the lead ban |  |  |  |  | Non-Lead |  |  |  | Domestic
MTR_001835 | 12544 SE 233RD ST | L 19 MERIDIAN VILLA EST. |  |  | Non-Lead Plastic | No |  | 0 | Field inspection only with no records | Yes | Visual inspection at meter pit | 2023-09-09 |  | Non-Lead Plastic |  |  | Field inspection only with no records | Yes | Visual inspection at meter pit | 2023-09-09 |  | Non-Lead |  |  |  | Assumed
MTR_027162 | 23639 129TH AVE SE | L22 TWIN CREEKS |  |  | Non-Lead - Other | No |  | 1 | Installation date is after the lead ban |  |  |  |  | Non-Lead - Other |  |  | Installation date is after the lead ban |  |  |  |  | Non-Lead |  |  |  | Domestic
MTR_016285 | 15630 SE 178TH ST | L39 CANDLEWOOD RIDGE #2 |  |  | Non-Lead Plastic | No | 1976-05-06 | 0 | Field inspection only with no records | Yes | Visual inspection at meter pit | 2023-11-30 |  | Non-Lead Plastic |  |  | Field inspection only with no records | Yes | Visual inspection at meter pit | 2023-11-30 |  | Non-Lead |  |  |  | Domestic
MTR_016286 | 15528 SE 179TH ST | L75 CANDLEWOOD RIDGE #2 |  |  | Non-Lead Plastic | No | 1976-05-06 | 0 | Field inspection only with no records | Yes | Visual inspection at meter pit | 2023-11-30 |  | Non-Lead Plastic |  |  | Field inspection only with no records | Yes | Visual inspection at meter pit | 2023-11-30 |  | Non-Lead |  |  |  | Domestic
MTR_011821 | 16824 106TH AVE SE | LOT 7 BLOCK 4 AKERS FARMS #5 |  |  | Non-Lead Plastic | No | 1999-03-24 | 0 | Field inspection only with no records | Yes | Visual inspection at meter pit | 2023-02-03 |  | Non-Lead Plastic |  |  | Field inspection only with no records | Yes | Visual inspection at meter pit | 2023-02-03 |  | Non-Lead |  |  |  | Domestic
MTR_021934 | 19229 136TH PL SE | L4 BLK1 ALPINE MANOR |  |  | Non-Lead - Other | Unknown |  | 0 | Rectified Plan | No |  |  |  | Non-Lead - Other |  |  | Statistical analysis |  |  |  |  | Non-Lead |  |  |  | Domestic
MTR_011823 | 16808 106TH AVE SE | LOT 5 BLOCK 4 AKERS FARMS #5 |  |  | Non-Lead - Other | No | 1999-03-24 | 0 | Rectified Plan |  |  |  |  | Non-Lead - Other |  |  | Statistical analysis |  |  |  |  | Non-Lead |  |  |  | Domestic
MTR_021935 | 19237 136TH PL SE | LOT 5 BLOCK 1 ALPINE MANOR |  |  | Non-Lead - Other | Unknown |  | 0 | Statistical analysis |  |  |  |  | Non-Lead - Other |  |  | Statistical analysis |  |  |  |  | Non-Lead |  |  |  | Domestic
MTR_014122 | 17011 108TH AVE SE | L18 BLK 4 AKERS FARMS #5 |  |  | Non-Lead - Plastic | No | 2002-07-28 | 1 | Rectified Plan |  |  |  |  | Non-Lead - Other |  |  | Statistical analysis |  |  |  |  | Non-Lead |  |  |  | Domestic
MTR_021901 | 13316 SE 196TH ST | L 32 FOREST TRAILS #4 |  |  | Non-Lead - Other | No |  | 0 | Rectified Plan | No |  |  |  | Non-Lead - Other |  |  | Installation date is after the lead ban |  |  |  |  | Non-Lead |  |  |  | Domestic
MTR_014123 | 17015 108TH AVE SE | NORTH EAST CORNER LOT 17 BLOCK 4 AK ERS FARM #5 |  |  | Non-Lead - Other | Unknown |  | 0.75 | Statistical analysis |  |  |  |  | Non-Lead - Other |  |  | Statistical analysis |  |  |  |  | Non-Lead |  |  |  | Assumed
MTR_021904 | 13305 SE 195TH ST | LOT 8 FOREST TRAILS 3 |  |  | Non-Lead - Other | No |  | 0 | Rectified Plan | No |  |  |  | Non-Lead - Other |  |  | Installation date is after the lead ban |  |  |  |  | Non-Lead |  |  |  | Domestic
MTR_014124 | 17019 108TH AVE SE | SOUTH 1/2 LOT 17 BLOCK 4 AKERS FARM |  |  | Non-Lead - Other | Unknown |  | 0.75 | Statistical analysis |  |  |  |  | Non-Lead - Other |  |  | Statistical analysis |  |  |  |  | Non-Lead |  |  |  | Assumed
MTR_021920 | 19430 133RD AVE SE | LOT 24 FOREST TRAILS #3 |  |  | Non-Lead - Other | No |  | 0 | Rectified Plan | No |  |  |  | Non-Lead - Other |  |  | Installation date is after the lead ban |  |  |  |  | Non-Lead |  |  |  | Domestic
MTR_018224 | 14215 SE 180TH PL | LOT 51 FAIRWOOD FIRS |  |  | Non-Lead - Other | No | 1986-05-01 | 0 | Installation date is after the lead ban |  |  |  |  | Non-Lead - Other |  |  | Installation date is after the lead ban |  |  |  |  | Non-Lead |  |  |  | Domestic
MTR_021922 | 19414 133RD AVE SE | LOT 26 FOREST TRAILS#3 |  |  | Non-Lead - Other | No |  | 0 | Rectified Plan | No |  |  |  | Non-Lead - Other |  |  | Installation date is after the lead ban |  |  |  |  | Non-Lead |  |  |  | Domestic
MTR_021923 | 19406 133RD AVE SE | LOT 27 FOREST TRAILS #3 |  |  | Non-Lead - Other | No |  | 0 | Rectified Plan | No |  |  |  | Non-Lead - Other |  |  | Installation date is after the lead ban |  |  |  |  | Non-Lead |  |  |  | Domestic
MTR_021925 | 19336 133RD AVE SE | LOT 29 FOREST TRAILS #3 |  |  | Non-Lead - Other | No |  | 0 | Rectified Plan | No |  |  |  | Non-Lead - Other |  |  | Installation date is after the lead ban |  |  |  |  | Non-Lead |  |  |  | Domestic
MTR_021757 | 19838 134TH PL SE | LOT 12 FOREST TRAILS #2 |  |  | Non-Lead - Other | No |  | 0 | Installation date is after the lead ban |  |  |  |  | Non-Lead - Other |  |  | Installation date is after the lead ban |  |  |  |  | Non-Lead |  |  |  | Assumed
MTR_021762 | 13404 SE 198TH ST | LOT 17 FOREST TRAILS #2 |  |  | Non-Lead - Other | No |  | 0 | Installation date is after the lead ban |  |  |  |  | Non-Lead - Other |  |  | Installation date is after the lead ban |  |  |  |  | Non-Lead |  |  |  | Assumed
MTR_021384 | 19325 142ND PL SE | LOT 47 LORI LANE |  |  | Non-Lead - Other | No |  | 0 | Installation date is after the lead ban |  |  |  |  | Non-Lead - Other |  |  | Installation date is after the lead ban |  |  |  |  | Non-Lead |  |  |  | Domestic
MTR_021387 | 19337 142ND PL SE | L50 LORI LANE |  |  | Non-Lead - Other | No |  | 0 | Installation date is after the lead ban |  |  |  |  | Non-Lead - Other |  |  | Installation date is after the lead ban |  |  |  |  | Non-Lead |  |  |  | Domestic
MTR_021388 | 19341 142ND PL SE | L51 LORI LANE |  |  | Non-Lead - Other | No |  | 0 | Installation date is after the lead ban |  |  |  |  | Non-Lead - Other |  |  | Installation date is after the lead ban |  |  |  |  | Non-Lead |  |  |  | Domestic
MTR_021781 | 13315 SE 197TH ST | L 24 FOREST TRAILS 2 |  |  | Non-Lead - Other | No |  | 0 | Installation date is after the lead ban |  |  |  |  | Non-Lead - Other |  |  | Installation date is after the lead ban |  |  |  |  | Non-Lead |  |  |  | Assumed
MTR_021784 | 13339 SE 197TH ST | LOT 27 FOREST TRAILS 2 |  |  | Non-Lead - Other | No |  | 0 | Installation date is after the lead ban |  |  |  |  | Non-Lead - Other |  |  | Installation date is after the lead ban |  |  |  |  | Non-Lead |  |  |  | Assumed
MTR_021786 | 19701 134TH PL SE | LOT 29 FOREST TRAILS 2 |  |  | Non-Lead - Other | No |  | 0 | Installation date is after the lead ban |  |  |  |  | Non-Lead - Other |  |  | Installation date is after the lead ban |  |  |  |  | Non-Lead |  |  |  | Assumed
MTR_021326 | 14720 SE 197TH CT | LOT 1 KCSP #283008 |  |  | Non-Lead - Other | No |  | 0 | Installation date is after the lead ban |  |  |  |  | Non-Lead - Other |  |  | Installation date is after the lead ban |  |  |  |  | Non-Lead |  |  |  | Assumed
MTR_021327 | 14712 SE 197TH CT | LOT 3 KCSP #283008 |  |  | Non-Lead - Other | No |  | 0 | Installation date is after the lead ban |  |  |  |  | Non-Lead - Other |  |  | Installation date is after the lead ban |  |  |  |  | Non-Lead |  |  |  | Assumed
MTR_021328 | 14704 SE 197TH CT | LOT 4 KCSP #283008 |  |  | Non-Lead - Other | No |  | 0 | Installation date is after the lead ban |  |  |  |  | Non-Lead - Other |  |  | Installation date is after the lead ban |  |  |  |  | Non-Lead |  |  |  | Assumed
MTR_021455 | 19730 147TH AVE SE | LOT 1 RUDDELLS 3RD ADD |  |  | Non-Lead - Other | No |  | 0 | Installation date is after the lead ban |  |  |  |  | Non-Lead - Other |  |  | Installation date is after the lead ban |  |  |  |  | Non-Lead |  |  |  | Domestic
MTR_021456 | 19724 147TH AVE SE | LOT 2 RUDDELLS 3RD ADD |  |  | Non-Lead - Other | No |  | 0 | Installation date is after the lead ban |  |  |  |  | Non-Lead - Other |  |  | Installation date is after the lead ban |  |  |  |  | Non-Lead |  |  |  | Domestic
MTR_021254 | 14025 SE 197TH PL | LOT 3 MARMAK |  |  | Non-Lead - Other | No |  | 0 | Installation date is after the lead ban |  |  |  |  | Non-Lead - Other |  |  | Installation date is after the lead ban |  |  |  |  | Non-Lead |  |  |  | Assumed
MTR_019262 | 9425 S 196TH PL | LOT 13 OLYMPIC PEAK ESTATES |  |  | Non-Lead - Other | No | 2004-07-14 | 0 | Installation date is after the lead ban |  |  |  |  | Non-Lead - Other |  |  | Installation date is after the lead ban |  |  |  |  | Non-Lead |  |  |  | Domestic
MTR_022183 | 12405 SE 184TH ST | TAX LOT 9015 33-23-05 |  |  | Non-Lead - Other | No |  | 0 | Relative Placement | No |  |  |  | Non-Lead - Other |  |  | Installation date is after the lead ban |  |  |  |  | Non-Lead |  |  |  | Assumed
MTR_021439 | 19809 144TH PL SE | L64 RUDELLS 3RD ADDITION |  |  | Non-Lead - Other | No |  | 0 | Installation date is after the lead ban |  |  |  |  | Non-Lead - Other |  |  | Installation date is after the lead ban |  |  |  |  | Non-Lead |  |  |  | Domestic
MTR_021442 | 19822 144TH PL SE | LOT 67 RUDDELLS 3RD |  |  | Non-Lead - Other | No |  | 0 | Installation date is after the lead ban |  |  |  |  | Non-Lead - Other |  |  | Installation date is after the lead ban |  |  |  |  | Non-Lead |  |  |  | Domestic
MTR_021443 | 14413 SE 198TH CT | LOT 68 RUDDELLS 3RD ADD. |  |  | Non-Lead - Other | No |  | 0 | Installation date is after the lead ban |  |  |  |  | Non-Lead - Other |  |  | Installation date is after the lead ban |  |  |  |  | Non-Lead |  |  |  | Domestic
MTR_021444 | 14421 SE 198TH CT | LOT 69 RUDDELLS 3RD ADD |  |  | Non-Lead - Other | No |  | 0 | Installation date is after the lead ban |  |  |  |  | Non-Lead - Other |  |  | Installation date is after the lead ban |  |  |  |  | Non-Lead |  |  |  | Domestic
MTR_021941 | 19427 136TH PL SE | L11 BLK1 ALPINE MANOR |  |  | Non-Lead - Other | Unknown |  | 0 | Statistical analysis |  |  |  |  | Non-Lead - Other |  |  | Statistical analysis |  |  |  |  | Non-Lead |  |  |  | Assumed
MTR_021943 | 19447 136TH PL SE | L13 BLK1 ALPINE MANOR |  |  | Non-Lead - Other | Unknown |  | 0 | Statistical analysis |  |  |  |  | Non-Lead - Other |  |  | Statistical analysis |  |  |  |  | Non-Lead |  |  |  | Assumed
MTR_021948 | 13617 SE 197TH PL | LOT 3 SHORT PLAT #877076 |  |  | Non-Lead - Other | No |  | 0 | Rectified Plan | No |  |  |  | Non-Lead - Other |  |  | Installation date is after the lead ban |  |  |  |  | Non-Lead |  |  |  | Domestic
MTR_021379 | 19312 142ND PL SE | LOT 37 LORI LANE |  |  | Non-Lead - Other | No |  | 0 | Installation date is after the lead ban |  |  |  |  | Non-Lead - Other |  |  | Installation date is after the lead ban |  |  |  |  | Non-Lead |  |  |  | Domestic
MTR_021383 | 19311 142ND PL SE | LOT 45 LORI LANE |  |  | Non-Lead - Other | No |  | 0 | Installation date is after the lead ban |  |  |  |  | Non-Lead - Other |  |  | Installation date is after the lead ban |  |  |  |  | Non-Lead |  |  |  | Domestic
MTR_021821 | 19502 135TH AVE SE | LOT 13 FAIRFIELD GLEN |  |  | Non-Lead - Other | No |  | 0 | Converted CAD | No |  |  |  | Non-Lead - Other |  |  | Installation date is after the lead ban |  |  |  |  | Non-Lead |  |  |  | Domestic
MTR_021823 | 19422 135TH AVE SE | LOT 11 FAIRFIELD GLEN |  |  | Non-Lead - Other | No |  | 0 | Installation date is after the lead ban |  |  |  |  | Non-Lead - Other |  |  | Installation date is after the lead ban |  |  |  |  | Non-Lead |  |  |  | Domestic
MTR_021407 | 19620 143RD PL SE | LOT 32 RUDDELLS 3RD ADD |  |  | Non-Lead - Other | No |  | 0 | Installation date is after the lead ban |  |  |  |  | Non-Lead - Other |  |  | Installation date is after the lead ban |  |  |  |  | Non-Lead |  |  |  | Domestic
MTR_021867 | 13324 SE 193RD ST | LOT 54 FOREST TRAILS 4 |  |  | Non-Lead - Other | No |  | 0 | Rectified Plan | No |  |  |  | Non-Lead - Other |  |  | Installation date is after the lead ban |  |  |  |  | Non-Lead |  |  |  | Domestic
MTR_021870 | 19305 133RD PL SE | LOT 1 FOREST TRAILS 4 |  |  | Non-Lead - Other | No |  | 0 | Rectified Plan | No |  |  |  | Non-Lead - Other |  |  | Installation date is after the lead ban |  |  |  |  | Non-Lead |  |  |  | Domestic
MTR_021872 | 19321 133RD PL SE | LOT 3 FOREST TRAILS #4 |  |  | Non-Lead - Other | No |  | 0 | Rectified Plan | No |  |  |  | Non-Lead - Other |  |  | Installation date is after the lead ban |  |  |  |  | Non-Lead |  |  |  | Domestic
MTR_021874 | 19335 133RD PL SE | LOT 5 FOREST TRAILS 4 |  |  | Non-Lead - Other | No |  | 0 | Rectified Plan | No |  |  |  | Non-Lead - Other |  |  | Installation date is after the lead ban |  |  |  |  | Non-Lead |  |  |  | Domestic
MTR_021875 | 19339 133RD PL SE | LOT 6 FOREST TRAILS 4 |  |  | Non-Lead - Other | No |  | 0 | Rectified Plan | No |  |  |  | Non-Lead - Other |  |  | Installation date is after the lead ban |  |  |  |  | Non-Lead |  |  |  | Domestic
MTR_021908 | 13321 SE 195TH ST | LOT 12 FOREST TRAILS #3 |  |  | Non-Lead - Other | No |  | 0 | Rectified Plan | No |  |  |  | Non-Lead - Other |  |  | Installation date is after the lead ban |  |  |  |  | Non-Lead |  |  |  | Domestic
MTR_021909 | 13325 SE 195TH ST | LOT 13 FOREST TRAILS #3 |  |  | Non-Lead - Other | No |  | 0 | Rectified Plan | No |  |  |  | Non-Lead - Other |  |  | Installation date is after the lead ban |  |  |  |  | Non-Lead |  |  |  | Domestic
MTR_021911 | 13333 SE 195TH ST | LOT 15 FOREST TRAILS #3 |  |  | Non-Lead - Other | No |  | 0 | Rectified Plan | No |  |  |  | Non-Lead - Other |  |  | Installation date is after the lead ban |  |  |  |  | Non-Lead |  |  |  | Domestic
MTR_021912 | 13337 SE 195TH ST | L 16 FOREST TRAILS 3 |  |  | Non-Lead - Other | No |  | 0 | Rectified Plan | No |  |  |  | Non-Lead - Other |  |  | Installation date is after the lead ban |  |  |  |  | Non-Lead |  |  |  | Domestic
MTR_021491 | 14603 SE 198TH ST | LOT 84 RUDDELLS 3RD ADD |  |  | Non-Lead - Other | No |  | 0 | Installation date is after the lead ban |  |  |  |  | Non-Lead - Other |  |  | Installation date is after the lead ban |  |  |  |  | Non-Lead |  |  |  | Domestic
MTR_021802 | 13322 SE 198TH ST | LOT 45 FOREST TRAILS #2 |  |  | Non-Lead - Other | No |  | 0 | Installation date is after the lead ban |  |  |  |  | Non-Lead - Other |  |  | Installation date is after the lead ban |  |  |  |  | Non-Lead |  |  |  | Domestic
MTR_021805 | 19720 133RD AVE SE | LOT 15 FOREST TRAILS 1 |  |  | Non-Lead - Other | No |  | 0 | Rectified Plan | No |  |  |  | Non-Lead - Other |  |  | Installation date is after the lead ban |  |  |  |  | Non-Lead |  |  |  | Domestic
MTR_021807 | 19634 133RD AVE SE | LOT 2 FOREST TRAILS #3 |  |  | Non-Lead - Other | No |  | 0 | Rectified Plan | No |  |  |  | Non-Lead - Other |  |  | Installation date is after the lead ban |  |  |  |  | Non-Lead |  |  |  | Domestic
MTR_021404 | 19212 142ND PL SE | LOT 42 LORI LANE |  |  | Non-Lead - Other | No |  | 0 | Installation date is after the lead ban |  |  |  |  | Non-Lead - Other |  |  | Installation date is after the lead ban |  |  |  |  | Non-Lead |  |  |  | Domestic
MTR_021405 | 19204 142ND PL SE | LOT 43 LORI LANE |  |  | Non-Lead - Other | No |  | 0 | Installation date is after the lead ban |  |  |  |  | Non-Lead - Other |  |  | Installation date is after the lead ban |  |  |  |  | Non-Lead |  |  |  | Domestic
MTR_021554 | 14447 SE 192ND ST | 9931-009500 |  |  | Non-Lead - Other | No |  | 0 | Installation date is after the lead ban |  |  |  |  | Non-Lead - Other |  |  | Installation date is after the lead ban |  |  |  |  | Non-Lead |  |  |  | Assumed
MTR_021285 | 19246 146TH AVE SE | L3 FAIRWOOD GLEN |  |  | Non-Lead - Other | No |  | 0 | Installation date is after the lead ban |  |  |  |  | Non-Lead - Other |  |  | Installation date is after the lead ban |  |  |  |  | Non-Lead |  |  |  | Domestic
MTR_021287 | 19232 146TH AVE SE | LOT 1 FAIRWOOD GLEN |  |  | Non-Lead - Other | No |  | 0 | Installation date is after the lead ban |  |  |  |  | Non-Lead - Other |  |  | Installation date is after the lead ban |  |  |  |  | Non-Lead |  |  |  | Domestic
MTR_021289 | 19215 146TH AVE SE | LOT 39 FAIRWOOD GLEN |  |  | Non-Lead - Other | No |  | 0 | Installation date is after the lead ban |  |  |  |  | Non-Lead - Other |  |  | Installation date is after the lead ban |  |  |  |  | Non-Lead |  |  |  | Domestic
MTR_021493 | 14619 SE 198TH ST | LOT 86 RUDDELLS 3RD ADD |  |  | Non-Lead - Other | No |  | 0 | Installation date is after the lead ban |  |  |  |  | Non-Lead - Other |  |  | Installation date is after the lead ban |  |  |  |  | Non-Lead |  |  |  | Domestic
MTR_021494 | 14629 SE 198TH ST | LOT 87 RUDDELLS 3RD ADD |  |  | Non-Lead - Other | No |  | 0 | Installation date is after the lead ban |  |  |  |  | Non-Lead - Other |  |  | Installation date is after the lead ban |  |  |  |  | Non-Lead |  |  |  | Domestic
MTR_021498 | 14709 SE 198TH ST | LOT 91 RUDDELLS 3RD ADDITION |  |  | Non-Lead - Other | No |  | 0 | Installation date is after the lead ban |  |  |  |  | Non-Lead - Other |  |  | Installation date is after the lead ban |  |  |  |  | Non-Lead |  |  |  | Domestic
MTR_021278 | 19436 146TH AVE SE | LOT 10 FAIRWOOD GLEN |  |  | Non-Lead - Other | No |  | 0 | Installation date is after the lead ban |  |  |  |  | Non-Lead - Other |  |  | Installation date is after the lead ban |  |  |  |  | Non-Lead |  |  |  | Domestic
MTR_021279 | 19430 146TH AVE SE | L9 FAIRWOOD GLEN |  |  | Non-Lead - Other | No |  | 0 | Installation date is after the lead ban |  |  |  |  | Non-Lead - Other |  |  | Installation date is after the lead ban |  |  |  |  | Non-Lead |  |  |  | Domestic
MTR_021282 | 19412 146TH AVE SE | LOT 6 FAIRWOOD GLEN |  |  | Non-Lead - Other | No |  | 0 | Installation date is after the lead ban |  |  |  |  | Non-Lead - Other |  |  | Installation date is after the lead ban |  |  |  |  | Non-Lead |  |  |  | Domestic
MTR_021427 | 19721 143RD PL SE | LOT 52 RUDDELLS 3RD ADD |  |  | Non-Lead - Other | No |  | 0 | Installation date is after the lead ban |  |  |  |  | Non-Lead - Other |  |  | Installation date is after the lead ban |  |  |  |  | Non-Lead |  |  |  | Domestic
MTR_021428 | 19727 143RD PL SE | LOT 53 RUDDELLS 3RD ADD |  |  | Non-Lead - Other | No |  | 0 | Installation date is after the lead ban |  |  |  |  | Non-Lead - Other |  |  | Installation date is after the lead ban |  |  |  |  | Non-Lead |  |  |  | Domestic
MTR_021429 | 19731 143RD PL SE | LOT 54 RUDDELLS 3RD ADD |  |  | Non-Lead - Other | No |  | 0 | Installation date is after the lead ban |  |  |  |  | Non-Lead - Other |  |  | Installation date is after the lead ban |  |  |  |  | Non-Lead |  |  |  | Domestic
MTR_021430 | 19735 143RD PL SE | L55 RUDELLS 3RD ADDITION |  |  | Non-Lead - Other | No |  | 0 | Installation date is after the lead ban |  |  |  |  | Non-Lead - Other |  |  | Installation date is after the lead ban |  |  |  |  | Non-Lead |  |  |  | Domestic
MTR_021432 | 19732 143RD PL SE | LOT 57 RUDDELLS #3 |  |  | Non-Lead - Other | No |  | 0 | Installation date is after the lead ban |  |  |  |  | Non-Lead - Other |  |  | Installation date is after the lead ban |  |  |  |  | Non-Lead |  |  |  | Domestic
MTR_021300 | 19327 144TH CT SE | LOT 28 FAIRWOOD GLEN |  |  | Non-Lead - Other | No |  | 0 | Installation date is after the lead ban |  |  |  |  | Non-Lead - Other |  |  | Installation date is after the lead ban |  |  |  |  | Non-Lead |  |  |  | Domestic
MTR_021301 | 19331 144TH CT SE | L27 FAIRWOOD GLEN |  |  | Non-Lead - Other | No |  | 0 | Installation date is after the lead ban |  |  |  |  | Non-Lead - Other |  |  | Installation date is after the lead ban |  |  |  |  | Non-Lead |  |  |  | Domestic
MTR_024791 | 20122 143RD PL SE | L9 BLK5 FOWLERS ADD. |  |  | Non-Lead - Other | Unknown |  | 0 | Statistical analysis |  |  |  |  | Non-Lead - Other |  |  | Statistical analysis |  |  |  |  | Non-Lead |  |  |  | Assumed
MTR_024794 | 20104 143RD PL SE | L6 BLK5 FOWLERS ADD. |  |  | Non-Lead Plastic | Unknown |  | 0 | Field inspection only with no records | Yes | Visual inspection at meter pit | 2023-11-17 |  | Non-Lead Plastic |  |  | Field inspection only with no records | Yes | Visual inspection at meter pit | 2023-11-17 |  | Non-Lead |  |  |  | Assumed
MTR_024800 | 20015 143RD PL SE | L6 B3 FOWLERS ADD |  |  | Non-Lead Plastic | Unknown |  | 0 | Relative Placement | Yes | Visual inspection at the meter pit | 2024-02-29 |  | Non-Lead Plastic |  |  | Field inspection only with no records | Yes | Visual inspection at the meter pit | 2024-02-29 |  | Non-Lead |  |  |  | Assumed
MTR_021291 | 19227 146TH AVE SE | LOT 37 FAIRWOOD GLEN |  |  | Non-Lead - Other | No |  | 0 | Installation date is after the lead ban |  |  |  |  | Non-Lead - Other |  |  | Installation date is after the lead ban |  |  |  |  | Non-Lead |  |  |  | Domestic
MTR_021292 | 19231 146TH AVE SE | L36 FAIRWOOD GLEN |  |  | Non-Lead - Other | No |  | 0 | Installation date is after the lead ban |  |  |  |  | Non-Lead - Other |  |  | Installation date is after the lead ban |  |  |  |  | Non-Lead |  |  |  | Domestic
MTR_021295 | 14430 SE 194TH ST | L33 FAIRWOOD GLEN |  |  | Non-Lead - Other | No |  | 0 | Installation date is after the lead ban |  |  |  |  | Non-Lead - Other |  |  | Installation date is after the lead ban |  |  |  |  | Non-Lead |  |  |  | Domestic
MTR_021267 | 14540 SE 196TH PL | LOT 7 PHEASANT MEADOWS |  |  | Non-Lead - Other | No |  | 0 | Installation date is after the lead ban |  |  |  |  | Non-Lead - Other |  |  | Installation date is after the lead ban |  |  |  |  | Non-Lead |  |  |  | Domestic
MTR_021271 | 14520 SE 196TH PL | LOT 11 PHEASANT MEADOWS |  |  | Non-Lead - Other | No |  | 0 | Installation date is after the lead ban |  |  |  |  | Non-Lead - Other |  |  | Installation date is after the lead ban |  |  |  |  | Non-Lead |  |  |  | Domestic
MTR_021305 | 19425 144TH PL SE | L23 FAIRWOOD GLEN |  |  | Non-Lead - Other | No |  | 0 | Installation date is after the lead ban |  |  |  |  | Non-Lead - Other |  |  | Installation date is after the lead ban |  |  |  |  | Non-Lead |  |  |  | Domestic
MTR_021307 | 19437 144TH PL SE | LOT 21 FAIRWOOD GLEN |  |  | Non-Lead - Other | No |  | 0 | Installation date is after the lead ban |  |  |  |  | Non-Lead - Other |  |  | Installation date is after the lead ban |  |  |  |  | Non-Lead |  |  |  | Domestic
MTR_024807 | 14040 SE 201ST ST | L10 B1 FOWLERS ADD. |  |  | Non-Lead Plastic | Unknown |  | 0 | Field inspection only with no records | Yes | Visual inspection at meter pit | 2023-11-17 |  | Non-Lead Plastic |  |  | Field inspection only with no records | Yes | Visual inspection at meter pit | 2023-11-17 |  | Non-Lead |  |  |  | Assumed
MTR_019974 | 9936 S 200TH ST | LOT 23 WATERSHED TERRACE |  |  | Non-Lead - Other | No | 2003-08-27 | 0 | Installation date is after the lead ban |  |  |  |  | Non-Lead - Other |  |  | Installation date is after the lead ban |  |  |  |  | Non-Lead |  |  |  | Domestic
MTR_024795 | 20030 143RD PL SE | LOT 5 BLOCK 5 FOWLERS ADDITION |  |  | Non-Lead - Other | Unknown |  | 0 | Statistical analysis |  |  |  |  | Non-Lead - Other |  |  | Statistical analysis |  |  |  |  | Non-Lead |  |  |  | Assumed
MTR_024773 | 14454 SE 204TH PL | 9931-012850 |  |  | Non-Lead - Other | Unknown |  | 0 | Statistical analysis | Yes | Visual inspection at the meter pit |  |  | Non-Lead - Other |  |  | Statistical analysis | Yes | Visual inspection at the meter pit |  |  | Non-Lead |  |  |  | Assumed
MTR_005131 | 23604 126TH PL SE | LOT 26 WINSBERG HAVEN (FIELDSTONE) |  |  | Non-Lead - Other | No | 1995-08-22 | 0 | Rectified Plan | No |  |  |  | Non-Lead - Other |  |  | Installation date is after the lead ban |  |  |  |  | Non-Lead |  |  |  | Domestic
MTR_021999 | 19214 140TH AVE SE | TL 134 SEC 3-22-5 |  |  | Non-Lead - Other | No | 2004-11-04 | 0 | Rectified Plan | No |  |  |  | Non-Lead - Other |  |  | Statistical analysis |  |  |  |  | Non-Lead |  |  |  | Domestic
MTR_021998 | 19224 140TH AVE SE | 9931-007400 |  |  | Non-Lead - Other | No | 2004-11-04 | 0 | Rectified Plan | No |  |  |  | Non-Lead - Other |  |  | Statistical analysis |  |  |  |  | Non-Lead |  |  |  | Domestic
MTR_022744 | 19934 117TH PL SE | LOT 3 SPRING HILL WEST |  |  | Non-Lead - Other | No | 2004-03-09 | 0 | Installation date is after the lead ban |  |  |  |  | Non-Lead - Other |  |  | Installation date is after the lead ban |  |  |  |  | Non-Lead |  |  |  | Domestic
MTR_019797 | 18408 112TH AVE SE | TAX LOT 289 SEC 32-23-5 |  |  | Non-Lead - Other | No |  | 0 | Installation date is after the lead ban |  |  |  |  | Non-Lead - Other |  |  | Installation date is after the lead ban |  |  |  |  | Non-Lead |  |  |  | Assumed
MTR_021951 | 13618 SE 197TH PL | LOT 1 SH. PL. 877076 |  |  | Non-Lead - Other | Unknown |  | 0 | Rectified Plan | No |  |  |  | Non-Lead - Other |  |  | Statistical analysis |  |  |  |  | Non-Lead |  |  |  | Domestic
MTR_021957 | 19462 136TH PL SE | L15 BLK2 ALPINE MANOR |  |  | Non-Lead - Other | Unknown |  | 0 | Statistical analysis |  |  |  |  | Non-Lead - Other |  |  | Statistical analysis |  |  |  |  | Non-Lead |  |  |  | Assumed
MTR_021313 | 19424 144TH PL SE | LOT 48 FAIRWOOD GLEN |  |  | Non-Lead - Other | No |  | 0 | Installation date is after the lead ban |  |  |  |  | Non-Lead - Other |  |  | Installation date is after the lead ban |  |  |  |  | Non-Lead |  |  |  | Domestic
MTR_021314 | 19418 144TH PL SE | LOT 49 FAIRWOOD GLEN |  |  | Non-Lead - Other | No |  | 0 | Installation date is after the lead ban |  |  |  |  | Non-Lead - Other |  |  | Installation date is after the lead ban |  |  |  |  | Non-Lead |  |  |  | Domestic
MTR_021316 | 14413 SE 194TH ST | LOT 51 FAIRWOOD GLEN |  |  | Non-Lead - Other | No |  | 0 | Installation date is after the lead ban |  |  |  |  | Non-Lead - Other |  |  | Installation date is after the lead ban |  |  |  |  | Non-Lead |  |  |  | Domestic
MTR_021317 | 14419 SE 194TH ST | LOT 52 FAIRWOOD GLEN |  |  | Non-Lead - Other | No |  | 0 | Installation date is after the lead ban |  |  |  |  | Non-Lead - Other |  |  | Installation date is after the lead ban |  |  |  |  | Non-Lead |  |  |  | Domestic
MTR_021349 | 19330 140TH PL SE | LOT 5 ECHO GLEN |  |  | Non-Lead - Other | No |  | 0 | Installation date is after the lead ban |  |  |  |  | Non-Lead - Other |  |  | Installation date is after the lead ban |  |  |  |  | Non-Lead |  |  |  | Domestic
MTR_021353 | 19309 140TH PL SE | L9 ECHO GLEN |  |  | Non-Lead - Other | No |  | 0 | Installation date is after the lead ban |  |  |  |  | Non-Lead - Other |  |  | Installation date is after the lead ban |  |  |  |  | Non-Lead |  |  |  | Domestic
MTR_024781 | 20260 143RD PL SE | 9931-013105 |  |  | Non-Lead - Other | No |  | 0 | Installation date is after the lead ban |  |  |  |  | Non-Lead - Other |  |  | Installation date is after the lead ban |  |  |  |  | Non-Lead |  |  |  | Assumed
MTR_024790 | 14411 SE 200TH ST | TAX LOT 330 SEC 3-22-5 |  |  | Non-Lead - Other | Unknown |  | 0 | Statistical analysis |  |  |  |  | Non-Lead - Other |  |  | Statistical analysis |  |  |  |  | Non-Lead |  |  |  | Assumed
MTR_024788 | 14332 SE 202ND ST | LOT 3 SHORT PLAT #177102 |  |  | Non-Lead - Other | No |  | 0 | Installation date is after the lead ban |  |  |  |  | Non-Lead - Other |  |  | Installation date is after the lead ban |  |  |  |  | Non-Lead |  |  |  | Assumed
MTR_021473 | 14513 SE 196TH PL | L19 RUDELLS 3RD ADDITION |  |  | Non-Lead - Other | No |  | 0 | Installation date is after the lead ban |  |  |  |  | Non-Lead - Other |  |  | Installation date is after the lead ban |  |  |  |  | Non-Lead |  |  |  | Domestic
MTR_021263 | 14531 SE 196TH PL | LOT 3 PHEASANT MEADOWS |  |  | Non-Lead - Other | No |  | 0 | Installation date is after the lead ban |  |  |  |  | Non-Lead - Other |  |  | Installation date is after the lead ban |  |  |  |  | Non-Lead |  |  |  | Domestic
MTR_021266 | 14543 SE 196TH PL | LOT 6 PHEASANT MEADOWS |  |  | Non-Lead - Other | No |  | 0 | Installation date is after the lead ban |  |  |  |  | Non-Lead - Other |  |  | Installation date is after the lead ban |  |  |  |  | Non-Lead |  |  |  | Domestic
MTR_021365 | 14062 SE 195TH PL | LOT 19 LORI LANE |  |  | Non-Lead - Other | No |  | 0 | Installation date is after the lead ban |  |  |  |  | Non-Lead - Other |  |  | Installation date is after the lead ban |  |  |  |  | Non-Lead |  |  |  | Domestic
MTR_021366 | 14054 SE 195TH PL | L20 LORI LANE |  |  | Non-Lead - Other | No |  | 0 | Installation date is after the lead ban |  |  |  |  | Non-Lead - Other |  |  | Installation date is after the lead ban |  |  |  |  | Non-Lead |  |  |  | Domestic
MTR_021367 | 14051 SE 195TH PL | L21 LORI LANE |  |  | Non-Lead - Other | No |  | 0 | Installation date is after the lead ban |  |  |  |  | Non-Lead - Other |  |  | Installation date is after the lead ban |  |  |  |  | Non-Lead |  |  |  | Domestic
MTR_021369 | 14063 SE 195TH PL | L23 LORI LANE |  |  | Non-Lead - Other | No |  | 0 | Installation date is after the lead ban |  |  |  |  | Non-Lead - Other |  |  | Installation date is after the lead ban |  |  |  |  | Non-Lead |  |  |  | Domestic
MTR_021468 | 14522 SE 198TH ST | LOT 14 RUDDELLS 3RD ADD |  |  | Non-Lead - Other | No |  | 0 | Installation date is after the lead ban |  |  |  |  | Non-Lead - Other |  |  | Installation date is after the lead ban |  |  |  |  | Non-Lead |  |  |  | Domestic
MTR_021469 | 14514 SE 198TH ST | LOT 15 RUDDELLS 3RD ADD |  |  | Non-Lead - Other | No |  | 0 | Installation date is after the lead ban |  |  |  |  | Non-Lead - Other |  |  | Installation date is after the lead ban |  |  |  |  | Non-Lead |  |  |  | Domestic
MTR_021470 | 14506 SE 198TH ST | LOT 16 RUDDELLS 3RD ADD |  |  | Non-Lead - Other | No |  | 0 | Installation date is after the lead ban |  |  |  |  | Non-Lead - Other |  |  | Installation date is after the lead ban |  |  |  |  | Non-Lead |  |  |  | Domestic
MTR_021471 | 19608 145TH AVE SE | LOT 17 RUDDELLS 3RD ADDITION |  |  | Non-Lead - Other | No |  | 0 | Installation date is after the lead ban |  |  |  |  | Non-Lead - Other |  |  | Installation date is after the lead ban |  |  |  |  | Non-Lead |  |  |  | Domestic
MTR_021252 | 14236 SE 200TH ST | TAX LOT 79 SEC 3-22-5 |  |  | Non-Lead - Other | No | 2004-04-16 | 0 | Rectified Plan |  |  |  |  | Non-Lead - Other |  |  | Statistical analysis |  |  |  |  | Non-Lead |  |  |  | Domestic
MTR_021242 | 19841 142ND AVE SE | TL192 SEC 3-22-5 |  |  | Non-Lead - Other | Unknown |  | 0 | Statistical analysis |  |  |  |  | Non-Lead - Other |  |  | Statistical analysis |  |  |  |  | Non-Lead |  |  |  | Assumed
MTR_021559 | 14040 SE 200TH ST | TAX LOT 41 SEC 3-22-5 |  |  | Non-Lead - Other | No |  | 0 | Installation date is after the lead ban |  |  |  |  | Non-Lead - Other |  |  | Installation date is after the lead ban |  |  |  |  | Non-Lead |  |  |  | Domestic
MTR_021563 | 14024 SE 200TH ST | TL203 SEC 3-22-5 |  |  | Non-Lead - Other | Unknown |  | 0 | Statistical analysis |  |  |  |  | Non-Lead - Other |  |  | Statistical analysis |  |  |  |  | Non-Lead |  |  |  | Domestic
MTR_021809 | 19614 133RD AVE SE | LOT 4 FOREST TRAILS #3 |  |  | Non-Lead - Other | No |  | 0 | Rectified Plan | No |  |  |  | Non-Lead - Other |  |  | Installation date is after the lead ban |  |  |  |  | Non-Lead |  |  |  | Domestic
MTR_021810 | 13309 SE 196TH ST | L 5 FOREST TRAILS 3 |  |  | Non-Lead - Other | No |  | 0 | Rectified Plan | No |  |  |  | Non-Lead - Other |  |  | Installation date is after the lead ban |  |  |  |  | Non-Lead |  |  |  | Domestic
MTR_021814 | 13407 SE 196TH ST | LOT 35 FOREST TRAILS #4 |  |  | Non-Lead - Other | No |  | 0 | Rectified Plan | No |  |  |  | Non-Lead - Other |  |  | Installation date is after the lead ban |  |  |  |  | Non-Lead |  |  |  | Domestic
MTR_024801 | 14234 SE 201ST ST | L7 B3 FOWLERS ADD |  |  | Non-Lead - Other | Unknown |  | 0 | Statistical analysis |  |  |  |  | Non-Lead - Other |  |  | Statistical analysis |  |  |  |  | Non-Lead |  |  |  | Assumed
MTR_024802 | 14226 SE 201ST ST | L8 B3 FOWLERS ADD. |  |  | Non-Lead Plastic | Unknown |  | 0 | Field inspection only with no records | Yes | Visual inspection at meter pit | 2023-11-17 |  | Galvanized Requiring Replacement |  |  | Field inspection only with no records | Yes | Visual inspection at meter pit | 2023-11-17 |  | Galvanized Requiring Replacement |  |  |  | Assumed
MTR_024804 | 14210 SE 201ST ST | L10 B3 FOWLERS ADD. |  |  | Non-Lead Plastic | Unknown |  | 0 | Field inspection only with no records | Yes | Visual inspection at meter pit | 2023-11-17 |  | Non-Lead Plastic |  |  | Field inspection only with no records | Yes | Visual inspection at meter pit | 2023-11-17 |  | Non-Lead |  |  |  | Assumed
MTR_024805 | 14202 SE 201ST ST | TL 141 3-22-5 |  |  | Non-Lead Plastic | Unknown |  | 0 | Field inspection only with no records | Yes | Visual inspection at meter pit | 2023-11-17 |  | Non-Lead Plastic |  |  | Field inspection only with no records | Yes | Visual inspection at meter pit | 2023-11-17 |  | Non-Lead |  |  |  | Assumed
MTR_024885 | 14224 SE 208TH ST | 9931-015166 |  |  | Non-Lead Plastic | Unknown |  | 0 | Field inspection only with no records | Yes | Visual inspection at meter pit | 2023-11-17 |  | Non-Lead Plastic |  |  | Field inspection only with no records | Yes | Visual inspection at meter pit | 2023-11-17 |  | Non-Lead |  |  |  | Assumed
MTR_024759 | 20633 148TH AVE SE | 9931-012715 |  |  | Non-Lead Plastic | No | 1995-08-14 | 0 | Rectified Plan | Yes | Visual inspection at the meter pit | 2024-02-29 |  | Non-Lead Plastic |  |  | Field inspection only with no records | Yes | Visual inspection at the meter pit | 2024-02-29 |  | Non-Lead |  |  |  | Domestic
MTR_021458 | 19716 147TH AVE SE | LOT 4 RUDDELLS 3RD ADD |  |  | Non-Lead - Other | No |  | 0 | Installation date is after the lead ban |  |  |  |  | Non-Lead - Other |  |  | Installation date is after the lead ban |  |  |  |  | Non-Lead |  |  |  | Domestic
MTR_021890 | 19419 134TH AVE SE | LOT 21 FOREST TRAILS #4 |  |  | Non-Lead - Other | No |  | 0 | Installation date is after the lead ban |  |  |  |  | Non-Lead - Other |  |  | Installation date is after the lead ban |  |  |  |  | Non-Lead |  |  |  | Assumed
MTR_021893 | 19441 134TH AVE SE | L 24 FOREST TRAILS #4 |  |  | Non-Lead - Other | No |  | 0 | Rectified Plan | No |  |  |  | Non-Lead - Other |  |  | Installation date is after the lead ban |  |  |  |  | Non-Lead |  |  |  | Domestic
MTR_021894 | 19513 134TH AVE SE | L 25 FOREST TRAILS #4 |  |  | Non-Lead - Other | No |  | 0 | Rectified Plan | No |  |  |  | Non-Lead - Other |  |  | Installation date is after the lead ban |  |  |  |  | Non-Lead |  |  |  | Domestic
MTR_012565 | 16921 SE 183RD PL | LOT 27 TROVITSKY PARK 2 |  |  | Non-Lead - Other | No | 2003-03-14 | 4 | Rectified Plan | No |  |  |  | Non-Lead Plastic |  |  | Field inspection only with no records | Yes | Visual inspection at meter pit | 2023-11-11 |  | Non-Lead |  |  |  | Domestic
MTR_022473 | 19403 113TH PL SE | LOT 52 PANTHER MEADOWS |  |  | Non-Lead - Other | No | 2004-07-26 | 0 | Installation date is after the lead ban |  |  |  |  | Non-Lead - Other |  |  | Installation date is after the lead ban |  |  |  |  | Non-Lead |  |  |  | Domestic
MTR_022474 | 19389 113TH PL SE | LOT 53 PANTHER MEADOWS |  |  | Non-Lead Plastic | No | 2004-07-26 | 0 | Field inspection only with no records | Yes | Visual inspection at meter pit | 2023-09-30 |  | Non-Lead Plastic |  |  | Field inspection only with no records | Yes | Visual inspection at meter pit | 2023-09-30 |  | Non-Lead |  |  |  | Domestic
MTR_022475 | 19385 113TH AVE SE | LOT 47 PANTHER MEADOWS |  |  | Non-Lead Plastic | No | 2004-07-26 | 0 | Field inspection only with no records | Yes | Visual inspection at meter pit | 2023-10-25 |  | Non-Lead Plastic |  |  | Field inspection only with no records | Yes | Visual inspection at meter pit | 2023-10-25 |  | Non-Lead |  |  |  | Domestic
MTR_022476 | 19353 113TH PL SE | LOT 59 PANTHER MEADOWS |  |  | Non-Lead - Other | No | 2004-07-26 | 0 | Installation date is after the lead ban |  |  |  |  | Non-Lead Plastic |  |  | Field inspection only with no records | Yes | Visual inspection at meter pit | 2023-09-30 |  | Non-Lead |  |  |  | Domestic
MTR_011498 | 12633 SE 166TH ST | L 87 CASCADE HILLS 8 |  |  | Non-Lead - Other | Unknown |  | 1 | Statistical analysis |  |  |  |  | Non-Lead - Other |  |  | Statistical analysis |  |  |  |  | Non-Lead |  |  |  | Domestic
MTR_021360 | 14021 SE 194TH ST | L3 ECHO GLEN |  |  | Non-Lead - Other | No |  | 0 | Installation date is after the lead ban |  |  |  |  | Non-Lead - Other |  |  | Installation date is after the lead ban |  |  |  |  | Non-Lead |  |  |  | Domestic
MTR_021361 | 14029 SE 194TH ST | L4 ECHO GLEN |  |  | Non-Lead - Other | No |  | 0 | Installation date is after the lead ban |  |  |  |  | Non-Lead - Other |  |  | Installation date is after the lead ban |  |  |  |  | Non-Lead |  |  |  | Domestic
MTR_021363 | 19413 141ST AVE SE | LOT 17 LORI LANE |  |  | Non-Lead - Other | No |  | 0 | Installation date is after the lead ban |  |  |  |  | Non-Lead - Other |  |  | Installation date is after the lead ban |  |  |  |  | Non-Lead |  |  |  | Domestic
MTR_024880 | 20650 147TH AVE SE | 9931-012735 |  |  | Non-Lead - Other | No |  | 0 | Installation date is after the lead ban |  |  |  |  | Non-Lead - Other |  |  | Installation date is after the lead ban |  |  |  |  | Non-Lead |  |  |  | Assumed
MTR_021711 | 13739 SE 199TH PL | LOT 13 SOOS CREEK MEADOW |  |  | Non-Lead - Other | No |  | 0 | Installation date is after the lead ban |  |  |  |  | Non-Lead - Other |  |  | Installation date is after the lead ban |  |  |  |  | Non-Lead |  |  |  | Domestic
MTR_021714 | 13730 SE 199TH PL | LOT 16 SOOS CREEK MEADOWS |  |  | Non-Lead - Other | No |  | 0 | Installation date is after the lead ban |  |  |  |  | Non-Lead - Other |  |  | Installation date is after the lead ban |  |  |  |  | Non-Lead |  |  |  | Domestic
MTR_021715 | 13718 SE 199TH PL | LOT 17 SOOS CREEK MEADOWS |  |  | Non-Lead - Other | No |  | 0 | Rectified Plan | No |  |  |  | Non-Lead - Other |  |  | Installation date is after the lead ban |  |  |  |  | Non-Lead |  |  |  | Domestic
MTR_021716 | 13706 SE 199TH PL | LOT 18 SOOS CREEK MEADOWS |  |  | Non-Lead - Other | No |  | 0 | Rectified Plan | No |  |  |  | Non-Lead - Other |  |  | Installation date is after the lead ban |  |  |  |  | Non-Lead |  |  |  | Domestic
MTR_021959 | 19446 136TH PL SE | LOT 13 BLOCK 2 ALPINE MANOR |  |  | Non-Lead - Other | Unknown |  | 0 | Statistical analysis |  |  |  |  | Non-Lead - Other |  |  | Statistical analysis |  |  |  |  | Non-Lead |  |  |  | Assumed
MTR_021962 | 19418 136TH PL SE | L10 BLK2 ALPINE MANOR |  |  | Non-Lead Plastic | Unknown |  | 0 | Relative Placement | Yes | Visual inspection at the meter pit | 2024-02-28 |  | Galvanized Requiring Replacement |  |  | Field inspection only with no records | Yes | Visual inspection at the meter pit | 2024-02-28 |  | Galvanized Requiring Replacement |  |  |  | Assumed
MTR_021964 | 19402 136TH PL SE | LOT 8 BLOCK 2 ALPINE MANOR |  |  | Non-Lead - Other | Unknown |  | 0 | Statistical analysis |  |  |  |  | Non-Lead - Other |  |  | Statistical analysis |  |  |  |  | Non-Lead |  |  |  | Assumed
MTR_021965 | 19252 136TH PL SE | L7 BLK2 ALPINE MANOR |  |  | Non-Lead - Other | Unknown |  | 0 | Rectified Plan | No |  |  |  | Non-Lead - Other |  |  | Statistical analysis |  |  |  |  | Non-Lead |  |  |  | Domestic
MTR_021967 | 19236 136TH PL SE | L5 BLK2 ALPINE MANOR |  |  | Non-Lead - Other | Unknown |  | 0 | Rectified Plan | No |  |  |  | Non-Lead - Other |  |  | Statistical analysis |  |  |  |  | Non-Lead |  |  |  | Domestic
MTR_021968 | 19228 136TH PL SE | LOT 4 BLOCK 2 ALPINE MANOR |  |  | Non-Lead - Other | Unknown |  | 0 | Statistical analysis |  |  |  |  | Non-Lead - Other |  |  | Statistical analysis |  |  |  |  | Non-Lead |  |  |  | Assumed
MTR_021969 | 19220 136TH PL SE | L3 BLK2 ALPINE MANOR |  |  | Non-Lead - Other | Unknown |  | 0 | Statistical analysis |  |  |  |  | Non-Lead - Other |  |  | Statistical analysis |  |  |  |  | Non-Lead |  |  |  | Domestic
MTR_021970 | 19212 136TH PL SE | PTN L1,2,3 B2 ALPINE MAN |  |  | Non-Lead - Other | Unknown |  | 0 | Rectified Plan | No |  |  |  | Non-Lead - Other |  |  | Statistical analysis |  |  |  |  | Non-Lead |  |  |  | Domestic
MTR_021567 | 14021 SE 200TH ST | LOT 3 BLK 1 FOWLERS ADDITION |  |  | Non-Lead - Other | Unknown |  | 0 | Statistical analysis |  |  |  |  | Non-Lead - Other |  |  | Statistical analysis |  |  |  |  | Non-Lead |  |  |  | Domestic
MTR_021570 | 14045 SE 200TH ST | TL94 SEC 3-22-5 |  |  | Non-Lead - Other | Unknown |  | 0 | Statistical analysis |  |  |  |  | Non-Lead - Other |  |  | Statistical analysis |  |  |  |  | Non-Lead |  |  |  | Domestic
MTR_024753 | 20004 142ND AVE SE | LOT 1 BLOCK 3 FOWLERS ADDITION |  |  | Non-Lead - Other | No |  | 0 | Installation date is after the lead ban |  |  |  |  | Non-Lead - Other |  |  | Installation date is after the lead ban |  |  |  |  | Non-Lead |  |  |  | Assumed
MTR_021339 | 14124 SE 193RD ST | L6 LORI LANE |  |  | Non-Lead - Other | No |  | 0 | Installation date is after the lead ban |  |  |  |  | Non-Lead - Other |  |  | Installation date is after the lead ban |  |  |  |  | Non-Lead |  |  |  | Domestic
MTR_021517 | 19829 140TH AVE SE | L3 SUTTLE ADD. |  |  | Non-Lead - Other | Unknown |  | 0 | Statistical analysis |  |  |  |  | Non-Lead - Other |  |  | Statistical analysis |  |  |  |  | Non-Lead |  |  |  | Assumed
MTR_021329 | 14011 SE 198TH PL | LOT 1 KCSP 585023 |  |  | Non-Lead - Other | No |  | 0 | Installation date is after the lead ban |  |  |  |  | Non-Lead - Other |  |  | Installation date is after the lead ban |  |  |  |  | Non-Lead |  |  |  | Assumed
MTR_021330 | 14019 SE 198TH PL | LOT 2 KCSP #585023 |  |  | Non-Lead - Other | No |  | 0 | Installation date is after the lead ban |  |  |  |  | Non-Lead - Other |  |  | Installation date is after the lead ban |  |  |  |  | Non-Lead |  |  |  | Domestic
MTR_021331 | 14023 SE 198TH PL | LOT 3 KCSP #585023 |  |  | Non-Lead - Other | No |  | 0 | Installation date is after the lead ban |  |  |  |  | Non-Lead - Other |  |  | Installation date is after the lead ban |  |  |  |  | Non-Lead |  |  |  | Domestic
MTR_021623 | 13912 SE 200TH ST | SUTTLE ADDITION |  |  | Non-Lead - Other | No |  | 0 | Converted CAD | No |  |  |  | Non-Lead - Other |  |  | Installation date is after the lead ban |  |  |  |  | Non-Lead |  |  |  | Domestic
MTR_021638 | 19710 138TH AVE SE | L14 STAFFORD HANSELL 11 |  |  | Non-Lead - Other | No |  | 0 | Rectified Plan | No |  |  |  | Non-Lead - Other |  |  | Installation date is after the lead ban |  |  |  |  | Non-Lead |  |  |  | Domestic
MTR_021639 | 19702 138TH AVE SE | L15 STAFFORD HANSELL 11 |  |  | Non-Lead - Other | No |  | 0 | Installation date is after the lead ban |  |  |  |  | Non-Lead - Other |  |  | Installation date is after the lead ban |  |  |  |  | Non-Lead |  |  |  | Domestic
MTR_021640 | 19626 138TH AVE SE | L16 STAFFORD HANSELL 11 |  |  | Non-Lead - Other | No |  | 0 | Rectified Plan | No |  |  |  | Non-Lead - Other |  |  | Installation date is after the lead ban |  |  |  |  | Non-Lead |  |  |  | Domestic
MTR_021641 | 19618 138TH AVE SE | L17 STAFFORD HANSELL 11 |  |  | Non-Lead - Other | No |  | 0 | Installation date is after the lead ban |  |  |  |  | Non-Lead - Other |  |  | Installation date is after the lead ban |  |  |  |  | Non-Lead |  |  |  | Domestic
MTR_021642 | 19610 138TH AVE SE | L18 STAFFORD HANSELL #11 |  |  | Non-Lead - Other | No |  | 0 | Rectified Plan | No |  |  |  | Non-Lead - Other |  |  | Installation date is after the lead ban |  |  |  |  | Non-Lead |  |  |  | Domestic
MTR_021643 | 19602 138TH AVE SE | LOT 19 STAFFORD HANSELL #11 |  |  | Non-Lead - Other | No |  | 0 | Rectified Plan | No |  |  |  | Non-Lead - Other |  |  | Installation date is after the lead ban |  |  |  |  | Non-Lead |  |  |  | Domestic
MTR_021644 | 19536 138TH AVE SE | L20 STAFFORD HANSELL #11 |  |  | Non-Lead - Other | No |  | 0 | Rectified Plan | No |  |  |  | Non-Lead - Other |  |  | Installation date is after the lead ban |  |  |  |  | Non-Lead |  |  |  | Domestic
MTR_024720 | 13741 SE 201ST ST | LOT 28 FOREST GLEN SO |  |  | Non-Lead - Other | No |  | 0 | Installation date is after the lead ban |  |  |  |  | Non-Lead - Other |  |  | Installation date is after the lead ban |  |  |  |  | Non-Lead |  |  |  | Domestic
MTR_024721 | 13740 SE 201ST ST | LOT 29 FOREST GLEN SOUTH |  |  | Non-Lead - Other | No |  | 0 | Installation date is after the lead ban |  |  |  |  | Non-Lead - Other |  |  | Installation date is after the lead ban |  |  |  |  | Non-Lead |  |  |  | Domestic
MTR_024722 | 13736 SE 201ST ST | L30 FOREST GLEN SO |  |  | Non-Lead - Other | No |  | 0 | Installation date is after the lead ban |  |  |  |  | Non-Lead - Other |  |  | Installation date is after the lead ban |  |  |  |  | Non-Lead |  |  |  | Domestic
MTR_024725 | 13716 SE 201ST ST | LOT 33 FOREST GLEN SOUTH |  |  | Non-Lead - Other | No |  | 0 | Installation date is after the lead ban |  |  |  |  | Non-Lead - Other |  |  | Installation date is after the lead ban |  |  |  |  | Non-Lead |  |  |  | Domestic
MTR_024713 | 13703 SE 200TH ST | LOT 36 FOREST GLEN SOUTH |  |  | Non-Lead - Other | No |  | 0 | Installation date is after the lead ban |  |  |  |  | Non-Lead - Other |  |  | Installation date is after the lead ban |  |  |  |  | Non-Lead |  |  |  | Domestic
MTR_021724 | 19815 137TH AVE SE | LOT 26 SOOS CREEK MEADOWS |  |  | Non-Lead - Other | No |  | 0 | Rectified Plan | No |  |  |  | Non-Lead - Other |  |  | Installation date is after the lead ban |  |  |  |  | Non-Lead |  |  |  | Domestic
MTR_021725 | 19819 137TH AVE SE | LOT 27 SOOS CREEK MEADOWS |  |  | Non-Lead - Other | No |  | 0 | Rectified Plan | No |  |  |  | Non-Lead - Other |  |  | Installation date is after the lead ban |  |  |  |  | Non-Lead |  |  |  | Domestic
MTR_021726 | 19827 137TH AVE SE | LOT 28 SOOS CREEK MEADOW |  |  | Non-Lead - Other | No |  | 0 | Rectified Plan | No |  |  |  | Non-Lead - Other |  |  | Installation date is after the lead ban |  |  |  |  | Non-Lead |  |  |  | Domestic
MTR_021729 | 19923 137TH AVE SE | L 31 SOOS CREEK MEADOWS |  |  | Non-Lead - Other | No |  | 0 | Rectified Plan | No |  |  |  | Non-Lead - Other |  |  | Installation date is after the lead ban |  |  |  |  | Non-Lead |  |  |  | Domestic
MTR_024649 | 12825 SE 201ST ST | L39 LINDA HIGHLANDS |  |  | Non-Lead - Other | No |  | 0 | Installation date is after the lead ban |  |  |  |  | Non-Lead - Other |  |  | Installation date is after the lead ban |  |  |  |  | Non-Lead |  |  |  | Domestic
MTR_021731 | 13526 SE 200TH ST | TL 334 3-22-5 |  |  | Non-Lead Plastic | Unknown |  | 0 | Relative Placement | Yes | Visual inspection at the meter pit | 2024-02-26 |  | Non-Lead Plastic |  |  | Field inspection only with no records | Yes | Visual inspection at the meter pit | 2024-02-26 |  | Non-Lead |  |  |  | Assumed
MTR_021734 | 13430 SE 200TH ST | LOT 3 FOREST TRAILS #1 |  |  | Non-Lead - Other | No |  | 0 | Rectified Plan | No |  |  |  | Non-Lead - Other |  |  | Installation date is after the lead ban |  |  |  |  | Non-Lead |  |  |  | Domestic
MTR_021735 | 13422 SE 200TH ST | LOT 4 FOREST TRAILS #1 |  |  | Non-Lead - Other | No |  | 0 | Rectified Plan | No |  |  |  | Non-Lead - Other |  |  | Installation date is after the lead ban |  |  |  |  | Non-Lead |  |  |  | Domestic
MTR_021732 | 13512 SE 200TH ST | LOT 1 FOREST TRAILS 1 |  |  | Non-Lead - Other | No |  | 0 | Rectified Plan | No |  |  |  | Non-Lead - Other |  |  | Installation date is after the lead ban |  |  |  |  | Non-Lead |  |  |  | Domestic
MTR_021697 | 19919 138TH AVE SE | L 44 STAFFORD HANSELL#11 |  |  | Non-Lead - Other | No |  | 0 | Rectified Plan | No |  |  |  | Non-Lead - Other |  |  | Installation date is after the lead ban |  |  |  |  | Non-Lead |  |  |  | Domestic
MTR_021699 | 19931 138TH AVE SE | L 46 STAFFORD HANSELL#11 |  |  | Non-Lead - Other | No |  | 0 | Rectified Plan | No |  |  |  | Non-Lead - Other |  |  | Installation date is after the lead ban |  |  |  |  | Non-Lead |  |  |  | Domestic
MTR_027463 | 13623 SE 232ND ST | L33 WILDWOOD #2 |  |  | Non-Lead - Plastic | No | 1975-07-25 | 1 | Converted CAD | No |  |  |  | Non-Lead - Other |  |  | Installation date is after the lead ban |  |  |  |  | Non-Lead |  |  |  | Domestic
MTR_027464 | 13629 SE 232ND ST | L34 WILDWOOD #2 |  |  | Non-Lead Plastic | No | 1975-07-25 | 1 | Field inspection only with no records | Yes | Visual inspection at meter pit | 2023-11-04 |  | Non-Lead Plastic |  |  | Field inspection only with no records | Yes | Visual inspection at meter pit | 2023-11-04 |  | Non-Lead |  |  |  | Assumed
MTR_027465 | 13626 SE 232ND ST | L35 WILDWOOD #2 |  |  | Non-Lead - Plastic | No | 1975-07-25 | 1 | Converted CAD | No |  |  |  | Non-Lead - Other |  |  | Installation date is after the lead ban |  |  |  |  | Non-Lead |  |  |  | Domestic
MTR_027529 | 13622 SE 232ND ST | L36 WILDWOOD #2 |  |  | Non-Lead - Plastic | No | 1975-07-25 | 1 | Converted CAD | No |  |  |  | Non-Lead - Other |  |  | Installation date is after the lead ban |  |  |  |  | Non-Lead |  |  |  | Domestic
MTR_027530 | 13618 SE 232ND ST | L37 WILDWOOD #2 |  |  | Non-Lead - Plastic | No | 1975-07-25 | 1 | Converted CAD | No |  |  |  | Non-Lead - Other |  |  | Installation date is after the lead ban |  |  |  |  | Non-Lead |  |  |  | Domestic
MTR_026773 | 22830 135TH AVE SE | LOT 4 BLK 2 STARCREST ADDITION |  |  | Non-Lead - Other | Unknown |  | 0 | Statistical analysis |  |  |  |  | Non-Lead - Other |  |  | Statistical analysis |  |  |  |  | Non-Lead |  |  |  | Domestic
MTR_026774 | 22814 135TH AVE SE | LOT 5 B 2 STARCREST ADD |  |  | Non-Lead Plastic | No | 2005-06-17 | 0 | Field inspection only with no records | Yes | Visual inspection at meter pit | 2023-10-27 |  | Non-Lead Plastic |  |  | Field inspection only with no records | Yes | Visual inspection at meter pit | 2023-10-27 |  | Non-Lead |  |  |  | Domestic
MTR_026775 | 22805 135TH AVE SE | LOT12 BLK1 STARCREST ADD |  |  | Non-Lead - Other | No | 2005-06-17 | 0 | Rectified Plan |  |  |  |  | Non-Lead - Other |  |  | Statistical analysis |  |  |  |  | Non-Lead |  |  |  | Domestic
MTR_026776 | 22815 135TH AVE SE | LOT 11 B 1 STARCREST ADD |  |  | Non-Lead - Other | No | 2005-06-17 | 0 | Rectified Plan |  |  |  |  | Non-Lead - Other |  |  | Statistical analysis |  |  |  |  | Non-Lead |  |  |  | Domestic
MTR_026777 | 22825 135TH AVE SE | LOT10 BLK1 STARCREST |  |  | Non-Lead Plastic | Unknown |  | 0 | Field inspection only with no records | Yes | Visual inspection at meter pit | 2023-10-27 |  | Non-Lead Copper |  |  | Field inspection only with no records | Yes | Visual inspection at meter pit | 2023-10-27 |  | Non-Lead |  |  |  | Domestic
MTR_021738 | 19932 133RD AVE SE | L7 FOREST TRAILS #1 |  |  | Non-Lead - Other | No |  | 0 | Rectified Plan | No |  |  |  | Non-Lead - Other |  |  | Installation date is after the lead ban |  |  |  |  | Non-Lead |  |  |  | Domestic
MTR_021739 | 19926 133RD AVE SE | LOT 8 FOREST TRAILS #1 |  |  | Non-Lead - Other | No |  | 0 | Rectified Plan | No |  |  |  | Non-Lead - Other |  |  | Installation date is after the lead ban |  |  |  |  | Non-Lead |  |  |  | Domestic
MTR_021741 | 19914 133RD AVE SE | LOT 10 FOREST TRAILS #1 |  |  | Non-Lead - Other | No |  | 0 | Rectified Plan | No |  |  |  | Non-Lead - Other |  |  | Installation date is after the lead ban |  |  |  |  | Non-Lead |  |  |  | Domestic
MTR_027531 | 13614 SE 232ND ST | L38 WILDWOOD #2 |  |  | Non-Lead Plastic | No | 1975-07-25 | 1 | Field inspection only with no records | Yes | Visual inspection at meter pit | 2023-11-04 |  | Non-Lead Plastic |  |  | Field inspection only with no records | Yes | Visual inspection at meter pit | 2023-11-04 |  | Non-Lead |  |  |  | Domestic
MTR_027466 | 13604 SE 232ND ST | L39 WILDWOOD #2 |  |  | Non-Lead - Plastic | No | 1975-07-25 | 1 | Relative Placement | No |  |  |  | Non-Lead - Other |  |  | Installation date is after the lead ban |  |  |  |  | Non-Lead |  |  |  | Assumed
MTR_026780 | 23100 136TH PL SE | LOT 1 QUIET VALLEY |  |  | Non-Lead Plastic | No |  | 0 | Field inspection only with no records | Yes | Visual inspection at meter pit | 2023-11-04 |  | Non-Lead Plastic |  |  | Field inspection only with no records | Yes | Visual inspection at meter pit | 2023-11-04 |  | Non-Lead |  |  |  | Domestic
MTR_026781 | 13609 SE 231ST ST | LOT 2 QUIET VALLEY |  |  | Non-Lead - Other | No |  | 0 | Installation date is after the lead ban |  |  |  |  | Non-Lead - Other |  |  | Installation date is after the lead ban |  |  |  |  | Non-Lead |  |  |  | Domestic
MTR_026782 | 13615 SE 231ST ST | LOT 3 QUIET VALLEY |  |  | Non-Lead - Other | No |  | 0 | Installation date is after the lead ban |  |  |  |  | Non-Lead - Other |  |  | Installation date is after the lead ban |  |  |  |  | Non-Lead |  |  |  | Domestic
MTR_021853 | 19506 134TH AVE SE | L 40 FOREST TRAILS 4 |  |  | Non-Lead - Other | No |  | 0 | Rectified Plan | No |  |  |  | Non-Lead - Other |  |  | Installation date is after the lead ban |  |  |  |  | Non-Lead |  |  |  | Domestic
MTR_021854 | 19438 134TH AVE SE | LOT 41 FOREST TRAILS #4 |  |  | Non-Lead - Other | No |  | 0 | Rectified Plan | No |  |  |  | Non-Lead - Other |  |  | Installation date is after the lead ban |  |  |  |  | Non-Lead |  |  |  | Domestic
MTR_021855 | 19430 134TH AVE SE | LOT 42 FOREST TRAILS #4 |  |  | Non-Lead - Other | No |  | 0 | Rectified Plan | No |  |  |  | Non-Lead - Other |  |  | Installation date is after the lead ban |  |  |  |  | Non-Lead |  |  |  | Domestic
MTR_021849 | 19536 134TH AVE SE | LOT 36 FOREST TRAILS #4 |  |  | Non-Lead - Other | No |  | 0 | Rectified Plan | No |  |  |  | Non-Lead - Other |  |  | Installation date is after the lead ban |  |  |  |  | Non-Lead |  |  |  | Domestic
MTR_021850 | 19530 134TH AVE SE | LOT 37 FOREST TRAILS #4 |  |  | Non-Lead - Other | No |  | 0 | Rectified Plan | No |  |  |  | Non-Lead - Other |  |  | Installation date is after the lead ban |  |  |  |  | Non-Lead |  |  |  | Domestic
MTR_021582 | 19301 133RD AVE SE | LOT 38 FOREST TRAILS #3 |  |  | Non-Lead - Other | No |  | 0 | Rectified Plan | No |  |  |  | Non-Lead - Other |  |  | Installation date is after the lead ban |  |  |  |  | Non-Lead |  |  |  | Domestic
MTR_021585 | 19325 133RD AVE SE | LOT 41 FOREST TRAILS #3 |  |  | Non-Lead - Other | No |  | 0 | Rectified Plan | No |  |  |  | Non-Lead - Other |  |  | Installation date is after the lead ban |  |  |  |  | Non-Lead |  |  |  | Domestic
MTR_021586 | 19333 133RD AVE SE | LOT 42 FOREST TRAILS #3 |  |  | Non-Lead - Other | No |  | 0 | Rectified Plan | No |  |  |  | Non-Lead - Other |  |  | Installation date is after the lead ban |  |  |  |  | Non-Lead |  |  |  | Domestic
MTR_021390 | 19355 142ND PL SE | L53 LORI LANE |  |  | Non-Lead - Other | No |  | 0 | Installation date is after the lead ban |  |  |  |  | Non-Lead - Other |  |  | Installation date is after the lead ban |  |  |  |  | Non-Lead |  |  |  | Domestic
MTR_021393 | 19422 141ST AVE SE | L56 LORI LANE |  |  | Non-Lead - Other | No |  | 0 | Installation date is after the lead ban |  |  |  |  | Non-Lead - Other |  |  | Installation date is after the lead ban |  |  |  |  | Non-Lead |  |  |  | Domestic
MTR_021394 | 19414 141ST AVE SE | L57 LORI LANE |  |  | Non-Lead - Other | No |  | 0 | Installation date is after the lead ban |  |  |  |  | Non-Lead - Other |  |  | Installation date is after the lead ban |  |  |  |  | Non-Lead |  |  |  | Domestic
MTR_021396 | 19322 141ST AVE SE | LOT 59 LORI LANE |  |  | Non-Lead - Other | No |  | 0 | Installation date is after the lead ban |  |  |  |  | Non-Lead - Other |  |  | Installation date is after the lead ban |  |  |  |  | Non-Lead |  |  |  | Domestic
MTR_021837 | 19231 135TH AVE SE | LOT 31 FAIRFIELD GLEN |  |  | Non-Lead - Other | No |  | 0 | Converted CAD | No |  |  |  | Non-Lead - Other |  |  | Installation date is after the lead ban |  |  |  |  | Non-Lead |  |  |  | Domestic
MTR_021839 | 19309 135TH AVE SE | LOT 29 FAIRFIELD GLEN |  |  | Non-Lead - Other | No |  | 0 | Installation date is after the lead ban |  |  |  |  | Non-Lead - Other |  |  | Installation date is after the lead ban |  |  |  |  | Non-Lead |  |  |  | Domestic
MTR_021840 | 19315 135TH AVE SE | LOT 28 FAIRFIELD GLEN |  |  | Non-Lead - Other | No |  | 0 | Installation date is after the lead ban |  |  |  |  | Non-Lead - Other |  |  | Installation date is after the lead ban |  |  |  |  | Non-Lead |  |  |  | Domestic
MTR_021690 | 19721 138TH AVE SE | L37 STAFFORD HANSELL 11 |  |  | Non-Lead - Other | No |  | 0 | Rectified Plan | No |  |  |  | Non-Lead - Other |  |  | Installation date is after the lead ban |  |  |  |  | Non-Lead |  |  |  | Domestic
MTR_021693 | 19811 138TH AVE SE | L40 STAFFORD HANSELL 11 |  |  | Non-Lead - Other | No |  | 0 | Installation date is after the lead ban |  |  |  |  | Non-Lead - Other |  |  | Installation date is after the lead ban |  |  |  |  | Non-Lead |  |  |  | Domestic
MTR_021436 | 19703 144TH PL SE | LOT 61 RUDDELLS 3RD ADDITION |  |  | Non-Lead - Other | No |  | 0 | Installation date is after the lead ban |  |  |  |  | Non-Lead - Other |  |  | Installation date is after the lead ban |  |  |  |  | Non-Lead |  |  |  | Domestic
MTR_021437 | 19711 144TH PL SE | L62 RUDELLS 3RD ADDITION |  |  | Non-Lead - Other | No |  | 0 | Installation date is after the lead ban |  |  |  |  | Non-Lead - Other |  |  | Installation date is after the lead ban |  |  |  |  | Non-Lead |  |  |  | Domestic
MTR_021409 | 14321 SE 196TH CT | LOT 34 RUDDELLS 3RD ADD |  |  | Non-Lead - Other | No |  | 0 | Installation date is after the lead ban |  |  |  |  | Non-Lead - Other |  |  | Installation date is after the lead ban |  |  |  |  | Non-Lead |  |  |  | Domestic
MTR_021411 | 14333 SE 196TH CT | LOT 36 RUDDELLS 3RD ADD |  |  | Non-Lead - Other | No |  | 0 | Installation date is after the lead ban |  |  |  |  | Non-Lead - Other |  |  | Installation date is after the lead ban |  |  |  |  | Non-Lead |  |  |  | Domestic
MTR_021413 | 14340 SE 196TH CT | LOT 38 RUDDELLS 3RD ADD |  |  | Non-Lead - Other | No |  | 0 | Installation date is after the lead ban |  |  |  |  | Non-Lead - Other |  |  | Installation date is after the lead ban |  |  |  |  | Non-Lead |  |  |  | Domestic
MTR_021661 | 13805 SE 193RD ST | LOT 22 ROCK CREEK |  |  | Non-Lead - Other | No |  | 0 | Rectified Plan | No |  |  |  | Non-Lead - Other |  |  | Installation date is after the lead ban |  |  |  |  | Non-Lead |  |  |  | Domestic
MTR_021664 | 13804 SE 193RD ST | LOT 25 ROCK CREEK (FAIRWOOD FOREST) |  |  | Non-Lead - Other | No |  | 0 | Rectified Plan | No |  |  |  | Non-Lead - Other |  |  | Installation date is after the lead ban |  |  |  |  | Non-Lead |  |  |  | Domestic
MTR_021669 | 19301 138TH AVE SE | LOT 1 ROCK CREEK |  |  | Non-Lead - Other | No |  | 0 | Rectified Plan | No |  |  |  | Non-Lead - Other |  |  | Installation date is after the lead ban |  |  |  |  | Non-Lead |  |  |  | Domestic
MTR_021831 | 19222 135TH AVE SE | LOT 3 FAIRFIELD GLEN |  |  | Non-Lead - Other | No |  | 0 | Converted CAD | No |  |  |  | Non-Lead - Other |  |  | Installation date is after the lead ban |  |  |  |  | Non-Lead |  |  |  | Domestic
MTR_021832 | 19218 135TH AVE SE | LOT 2 FAIRFIELD GLEN |  |  | Non-Lead - Other | No |  | 0 | Installation date is after the lead ban |  |  |  |  | Non-Lead - Other |  |  | Installation date is after the lead ban |  |  |  |  | Non-Lead |  |  |  | Domestic
MTR_021836 | 19223 135TH AVE SE | LOT 32 FAIRFIELD GLEN |  |  | Non-Lead - Other | No |  | 0 | Converted CAD | No |  |  |  | Non-Lead - Other |  |  | Installation date is after the lead ban |  |  |  |  | Non-Lead |  |  |  | Domestic
MTR_021702 | 19924 137TH AVE SE | LOT 4 SOOS CREEK MEADOWS |  |  | Non-Lead - Other | No |  | 0 | Rectified Plan | No |  |  |  | Non-Lead - Other |  |  | Installation date is after the lead ban |  |  |  |  | Non-Lead |  |  |  | Domestic
MTR_021703 | 13701 SE 199TH PL | LOT 5 SOOS CREEK MEADOW |  |  | Non-Lead - Other | No |  | 0 | Rectified Plan | No |  |  |  | Non-Lead - Other |  |  | Installation date is after the lead ban |  |  |  |  | Non-Lead |  |  |  | Domestic
MTR_021318 | 14431 SE 194TH ST | L40 FAIRWOOD GLEN |  |  | Non-Lead - Other | No |  | 0 | Installation date is after the lead ban |  |  |  |  | Non-Lead - Other |  |  | Installation date is after the lead ban |  |  |  |  | Non-Lead |  |  |  | Domestic
MTR_021324 | 19445 146TH AVE SE | L46 FAIRWOOD GLEN |  |  | Non-Lead - Other | No |  | 0 | Installation date is after the lead ban |  |  |  |  | Non-Lead - Other |  |  | Installation date is after the lead ban |  |  |  |  | Non-Lead |  |  |  | Domestic
MTR_021717 | 19830 137TH AVE SE | LOT 19 SOOS CREEK MEADOWS |  |  | Non-Lead - Other | No |  | 0 | Rectified Plan | No |  |  |  | Non-Lead - Other |  |  | Installation date is after the lead ban |  |  |  |  | Non-Lead |  |  |  | Domestic
MTR_021719 | 19816 137TH AVE SE | LOT 21 SOOS CREEK MEADOWS |  |  | Non-Lead - Other | No |  | 0 | Rectified Plan | No |  |  |  | Non-Lead - Other |  |  | Installation date is after the lead ban |  |  |  |  | Non-Lead |  |  |  | Domestic
MTR_024398 | 12430 SE 208TH ST | KENTRIDGE HIGH SCHOOL |  |  | Non-Lead Plastic | No | 2006-02-07 | 8 | Field inspection only with no records | Yes | Visual inspection at meter pit | 2023-08-30 |  | Non-Lead Copper |  |  | Field inspection only with no records | Yes | Visual inspection at meter pit | 2023-08-30 |  | Non-Lead |  |  |  | Domestic
MTR_030214 | REC BLDG 118TH & PETROVITSKY | REC BLDG 118TH & PETROVITSKY |  |  | Non-Lead - Other | No |  | 0 | Installation date is after the lead ban |  |  |  |  | Non-Lead - Other |  |  | Installation date is after the lead ban |  |  |  |  | Non-Lead |  |  |  | Domestic
MTR_026250 | 12131 SE 201ST ST | TL101 W1/2 SEC 4-22-5 |  |  | Non-Lead - Other | No |  | 0 | Installation date is after the lead ban |  |  |  |  | Non-Lead - Other |  |  | Installation date is after the lead ban |  |  |  |  | Non-Lead |  |  |  | Domestic
MTR_017941 | 17707 140TH AVE SE | TAX LOT 60 NW 1/4 34-23-5 |  |  | Non-Lead - Other | No | 2004-11-04 | 0 | Installation date is after the lead ban |  |  |  |  | Non-Lead - Other |  |  | Installation date is after the lead ban |  |  |  |  | Non-Lead |  |  |  | Domestic
MTR_019798 | SE 188TH & 108TH LN SE-IRRIG. | TRACT F BELGROVE @ RENTON PH 3 |  |  | Non-Lead - Other | Unknown |  | 0.75 | Statistical analysis |  |  |  |  | Non-Lead - Other |  |  | Statistical analysis |  |  |  |  | Non-Lead |  |  |  | Assumed
MTR_019799 | 10823 SE 190TH PL | TAX LOT 174 32-23-5 |  |  | Non-Lead - Other | Unknown |  | 0 | Statistical analysis |  |  |  |  | Non-Lead - Other |  |  | Statistical analysis |  |  |  |  | Non-Lead |  |  |  | Domestic
MTR_022178 | 11907 SE 186TH ST | 9921-010670 |  |  | Non-Lead Plastic | No | 2015-06-13 | 0 | Field inspection only with no records | Yes | Visual inspection at meter pit | 2023-02-11 |  | Non-Lead Plastic |  |  | Field inspection only with no records | Yes | Visual inspection at meter pit | 2023-02-11 |  | Non-Lead |  |  |  | Domestic
MTR_024298 | 9606 S 219TH PL | LOT 2 GARRISON CREEK SHORT PLAT 1 |  |  | Non-Lead - Other | No |  | 0 | Installation date is after the lead ban |  |  |  |  | Non-Lead - Other |  |  | Installation date is after the lead ban |  |  |  |  | Non-Lead |  |  |  | Assumed
MTR_024300 | 9621 S 219TH PL | LOT 11 GARRISON CREEK SHORT PLAT |  |  | Non-Lead - Other | No |  | 0 | Installation date is after the lead ban |  |  |  |  | Non-Lead - Other |  |  | Installation date is after the lead ban |  |  |  |  | Non-Lead |  |  |  | Assumed
MTR_024301 | 9622 S 219TH PL | LOT 5 GARRISON CREEK SHORT PLAT AKA LOT 12 |  |  | Non-Lead - Other | No |  | 0 | Installation date is after the lead ban |  |  |  |  | Non-Lead - Other |  |  | Installation date is after the lead ban |  |  |  |  | Non-Lead |  |  |  | Assumed
MTR_024303 | 21612 95TH PL S | LOT 7 KENTWOOD 8 |  |  | Non-Lead - Other | No |  | 0 | Installation date is after the lead ban |  |  |  |  | Non-Lead - Other |  |  | Installation date is after the lead ban |  |  |  |  | Non-Lead |  |  |  | Domestic
MTR_015939 | 14092 SE 190TH ST | TAX LOT 167 S-T-R 34-23-5 |  |  | Non-Lead Plastic | No | 2004-11-04 | 0 | Field inspection only with no records | Yes | Visual inspection at meter pit | 2023-01-30 |  | Non-Lead - Other |  |  | Installation date is after the lead ban |  |  |  |  | Non-Lead |  |  |  | Domestic
MTR_023786 | 10221 SE 222ND ST | 9908-010250 |  |  | Non-Lead - Other | No | 2004-07-27 | 0 | Installation date is after the lead ban |  |  |  |  | Non-Lead - Other |  |  | Installation date is after the lead ban |  |  |  |  | Non-Lead |  |  |  | Domestic
MTR_024304 | 21916 95TH PL S | LOT 8 GARRISON SHORT PLAT |  |  | Non-Lead - Other | No |  | 0 | Installation date is after the lead ban |  |  |  |  | Non-Lead - Other |  |  | Installation date is after the lead ban |  |  |  |  | Non-Lead |  |  |  | Assumed
MTR_024305 | 9617 S 219TH PL | LOT 7 GARRISON CREEK SHORT PLAT |  |  | Non-Lead - Other | No |  | 0 | Installation date is after the lead ban |  |  |  |  | Non-Lead - Other |  |  | Installation date is after the lead ban |  |  |  |  | Non-Lead |  |  |  | Assumed
MTR_024889 | 14008 SE 208TH ST | LOTS 3,4 KCSP #S89S0274 |  |  | Non-Lead - Other | No |  | 0 | Installation date is after the lead ban |  |  |  |  | Non-Lead - Other |  |  | Installation date is after the lead ban |  |  |  |  | Non-Lead |  |  |  | Assumed
MTR_024306 | 21920 95TH PL S | LOT 6 GARRISON CREEK SHORT PLAT |  |  | Non-Lead - Other | No |  | 0 | Installation date is after the lead ban |  |  |  |  | Non-Lead - Other |  |  | Installation date is after the lead ban |  |  |  |  | Non-Lead |  |  |  | Assumed
MTR_020217 | 19605 106TH AVE SE | TAX LOT 87 W 1/2 5-22-5 |  |  | Non-Lead - Other | No |  | 0 | Installation date is after the lead ban |  |  |  |  | Non-Lead - Other |  |  | Installation date is after the lead ban |  |  |  |  | Non-Lead |  |  |  | Assumed
MTR_014074 | SE 170TH ST & 110TH AVE SE | SE 170TH ST & 110TH AVE SE |  |  | Non-Lead - Other | Unknown |  | 0.75 | Statistical analysis |  |  |  |  | Non-Lead - Other |  |  | Statistical analysis |  |  |  |  | Non-Lead |  |  |  | Assumed
MTR_027467 | 13812 SE 240TH ST | TL 78 SEC 15-22-5 |  |  | Non-Lead - Other | No |  | 0 | Installation date is after the lead ban |  |  |  |  | Non-Lead - Other |  |  | Installation date is after the lead ban |  |  |  |  | Non-Lead |  |  |  | Domestic
MTR_027468 | 23667 137TH AVE SE | LOT 15 NORTHPEAK CREST |  |  | Non-Lead - Other | No | 1979-07-01 | 0 | Installation date is after the lead ban |  |  |  |  | Non-Lead - Other |  |  | Installation date is after the lead ban |  |  |  |  | Non-Lead |  |  |  | Domestic
MTR_005200 | 13201 SE 208TH ST | TL 32 SECTION 10-22-5 |  |  | Non-Lead - Other | No | 1998-08-03 | 0 | Rectified Plan |  |  |  |  | Non-Lead - Other |  |  | Statistical analysis |  |  |  |  | Non-Lead |  |  |  | Domestic
MTR_026783 | 23027 135TH AVE SE | L 1&2 STARCREST #3 |  |  | Non-Lead - Other | No |  | 0 | Installation date is after the lead ban |  |  |  |  | Non-Lead - Other |  |  | Installation date is after the lead ban |  |  |  |  | Non-Lead |  |  |  | Assumed
MTR_017937 | 17802 140TH AVE SE | LOT 2 SHORTSUB 377175 |  |  | Non-Lead - Other | No | 2004-11-04 | 0 | Rectified Plan |  |  |  |  | Non-Lead - Other |  |  | Statistical analysis |  |  |  |  | Non-Lead |  |  |  | Domestic
MTR_017938 | 17816 140TH AVE SE | 9925-004130 |  |  | Non-Lead - Other | No | 2004-11-04 | 0 | Rectified Plan |  |  |  |  | Non-Lead - Other |  |  | Statistical analysis |  |  |  |  | Non-Lead |  |  |  | Domestic
MTR_017940 | 17804 140TH AVE SE | 9925-004140 |  |  | Non-Lead - Other | No | 2004-11-04 | 0 | Rectified Plan |  |  |  |  | Non-Lead - Other |  |  | Statistical analysis |  |  |  |  | Non-Lead |  |  |  | Domestic
MTR_024877 | 20609 147TH AVE SE | TAX LOT 291 3-22-5 |  |  | Non-Lead - Plastic | No | 2021-06-22 | 1 | Rectified Plan |  |  |  |  | Non-Lead - Other |  |  | Statistical analysis |  |  |  |  | Non-Lead |  |  |  | Domestic
MTR_024844 | 20612 140TH AVE SE | LOT 5 KING COUNTY SHORT PLAT #89502 74 |  |  | Non-Lead - Other | No |  | 0 | Installation date is after the lead ban |  |  |  |  | Non-Lead - Other |  |  | Installation date is after the lead ban |  |  |  |  | Non-Lead |  |  |  | Assumed
MTR_021272 | 19512 145TH AVE SE | L15 FAIRWOOD GLEN |  |  | Non-Lead - Other | No |  | 0 | Installation date is after the lead ban |  |  |  |  | Non-Lead - Other |  |  | Installation date is after the lead ban |  |  |  |  | Non-Lead |  |  |  | Domestic
MTR_021273 | 14601 SE 195TH PL | L16 FAIRWOOD GLEN |  |  | Non-Lead - Other | No |  | 0 | Installation date is after the lead ban |  |  |  |  | Non-Lead - Other |  |  | Installation date is after the lead ban |  |  |  |  | Non-Lead |  |  |  | Domestic
MTR_021274 | 14609 SE 195TH PL | L14 FAIRWOOD GLEN |  |  | Non-Lead - Other | No |  | 0 | Installation date is after the lead ban |  |  |  |  | Non-Lead - Other |  |  | Installation date is after the lead ban |  |  |  |  | Non-Lead |  |  |  | Domestic
MTR_021276 | 14618 SE 195TH PL | LOT 12 FAIRWOOD GLEN |  |  | Non-Lead - Other | No |  | 0 | Installation date is after the lead ban |  |  |  |  | Non-Lead - Other |  |  | Installation date is after the lead ban |  |  |  |  | Non-Lead |  |  |  | Domestic
MTR_021422 | 19613 143RD PL SE | LOT 47 RUDDELLS 3RD ADD |  |  | Non-Lead - Other | No |  | 0 | Installation date is after the lead ban |  |  |  |  | Non-Lead - Other |  |  | Installation date is after the lead ban |  |  |  |  | Non-Lead |  |  |  | Domestic
MTR_021423 | 19701 143RD PL SE | LOT 48 RUDDELLS 3RD ADD |  |  | Non-Lead - Other | No |  | 0 | Installation date is after the lead ban |  |  |  |  | Non-Lead - Other |  |  | Installation date is after the lead ban |  |  |  |  | Non-Lead |  |  |  | Domestic
MTR_021425 | 19709 143RD PL SE | LOT 50 RUDDELLS 3RD ADD |  |  | Non-Lead - Other | No |  | 0 | Installation date is after the lead ban |  |  |  |  | Non-Lead - Other |  |  | Installation date is after the lead ban |  |  |  |  | Non-Lead |  |  |  | Domestic
MTR_021249 | 19364 142ND PL SE | LOT 28 LORI LANE |  |  | Non-Lead - Other | No | 2004-04-16 | 0 | Installation date is after the lead ban |  |  |  |  | Non-Lead - Other |  |  | Installation date is after the lead ban |  |  |  |  | Non-Lead |  |  |  | Domestic
MTR_021372 | 19352 142ND PL SE | L30 LORI LANE |  |  | Non-Lead - Other | No |  | 0 | Installation date is after the lead ban |  |  |  |  | Non-Lead - Other |  |  | Installation date is after the lead ban |  |  |  |  | Non-Lead |  |  |  | Domestic
MTR_021540 | 19231 143RD PL SE | TL 176 E 1/2 3-22-5 |  |  | Non-Lead - Other | Unknown |  | 0 | Statistical analysis |  |  |  |  | Non-Lead - Other |  |  | Statistical analysis |  |  |  |  | Non-Lead |  |  |  | Assumed
MTR_021545 | 19407 143RD PL SE | TAX LOT 261 3-22-5 |  |  | Non-Lead - Other | No |  | 0 | Installation date is after the lead ban |  |  |  |  | Non-Lead - Other |  |  | Installation date is after the lead ban |  |  |  |  | Non-Lead |  |  |  | Assumed
MTR_021547 | 19423 143RD PL SE | TL 157 E 1/2 3-22-5 |  |  | Non-Lead - Other | Unknown |  | 0 | Statistical analysis |  |  |  |  | Non-Lead - Other |  |  | Statistical analysis |  |  |  |  | Non-Lead |  |  |  | Assumed
MTR_021549 | 19420 143RD PL SE | TL 107 E 1/2 3-22-5 |  |  | Non-Lead - Other | Unknown |  | 0 | Statistical analysis |  |  |  |  | Non-Lead - Other |  |  | Statistical analysis |  |  |  |  | Non-Lead |  |  |  | Assumed
MTR_021550 | 14415 SE 192ND ST | 9931-009200 |  |  | Non-Lead - Other | Unknown |  | 0 | Statistical analysis |  |  |  |  | Non-Lead - Other |  |  | Statistical analysis |  |  |  |  | Non-Lead |  |  |  | Assumed
MTR_021793 | 19852 133RD PL SE | LOT 36 FOREST TRAILS #2 |  |  | Non-Lead - Other | No |  | 0 | Installation date is after the lead ban |  |  |  |  | Non-Lead - Other |  |  | Installation date is after the lead ban |  |  |  |  | Non-Lead |  |  |  | Assumed
MTR_021796 | 19822 133RD PL SE | L 39 FOREST TRAILS 2 |  |  | Non-Lead - Other | No |  | 0 | Installation date is after the lead ban |  |  |  |  | Non-Lead - Other |  |  | Installation date is after the lead ban |  |  |  |  | Non-Lead |  |  |  | Assumed
MTR_021797 | 13325 SE 198TH ST | LOT 40 FOREST TRAILS #2 |  |  | Non-Lead - Other | No |  | 0 | Installation date is after the lead ban |  |  |  |  | Non-Lead - Other |  |  | Installation date is after the lead ban |  |  |  |  | Non-Lead |  |  |  | Assumed
MTR_021798 | 13329 SE 198TH ST | LOT 41 FOREST TRAILS 2 |  |  | Non-Lead - Other | No |  | 0 | Installation date is after the lead ban |  |  |  |  | Non-Lead - Other |  |  | Installation date is after the lead ban |  |  |  |  | Non-Lead |  |  |  | Domestic
MTR_021415 | 14332 SE 196TH CT | LOT 40 RUDDELLS 3RD ADD |  |  | Non-Lead - Other | No |  | 0 | Installation date is after the lead ban |  |  |  |  | Non-Lead - Other |  |  | Installation date is after the lead ban |  |  |  |  | Non-Lead |  |  |  | Domestic
MTR_021416 | 14326 SE 196TH CT | LOT 41 RUDDELLS 3RD ADD |  |  | Non-Lead - Other | No |  | 0 | Installation date is after the lead ban |  |  |  |  | Non-Lead - Other |  |  | Installation date is after the lead ban |  |  |  |  | Non-Lead |  |  |  | Domestic
MTR_021417 | 14320 SE 196TH CT | LOT 42 RUDDELLS 3RD ADD |  |  | Non-Lead - Other | No |  | 0 | Installation date is after the lead ban |  |  |  |  | Non-Lead - Other |  |  | Installation date is after the lead ban |  |  |  |  | Non-Lead |  |  |  | Domestic
MTR_021419 | 19531 143RD PL SE | L44 RUDELLS 3RD ADDITION |  |  | Non-Lead - Other | No |  | 0 | Installation date is after the lead ban |  |  |  |  | Non-Lead - Other |  |  | Installation date is after the lead ban |  |  |  |  | Non-Lead |  |  |  | Domestic
MTR_021420 | 19601 143RD PL SE | LOT 45 RUDDELLS 3RD ADD |  |  | Non-Lead - Other | No |  | 0 | Installation date is after the lead ban |  |  |  |  | Non-Lead - Other |  |  | Installation date is after the lead ban |  |  |  |  | Non-Lead |  |  |  | Domestic
MTR_015940 | 14420 SE 188TH WAY | LOT 22 BOLLMAN PLAT |  |  | Non-Lead - Other | No | 2003-03-05 | 0 | Installation date is after the lead ban |  |  |  |  | Non-Lead - Other |  |  | Installation date is after the lead ban |  |  |  |  | Non-Lead |  |  |  | Domestic
MTR_014551 | 12210 SE PETROVITSKY RD | BUILDING 4-STONEBROOK APARTMENTS |  |  | Non-Lead - Other | No | 2004-04-02 | 1.5 | Statistical analysis |  |  |  |  | Non-Lead - Other |  |  | Statistical analysis |  |  |  |  | Non-Lead |  |  |  | Domestic
MTR_021815 | 13417 SE 196TH ST | L 19 FAIRFIELD GLEN |  |  | Non-Lead - Other | No |  | 0 | Converted CAD | No |  |  |  | Non-Lead - Other |  |  | Installation date is after the lead ban |  |  |  |  | Non-Lead |  |  |  | Domestic
MTR_021816 | 13427 SE 196TH ST | LOT 18 FAIRFIELD GLEN |  |  | Non-Lead - Other | No |  | 0 | Converted CAD | No |  |  |  | Non-Lead - Other |  |  | Installation date is after the lead ban |  |  |  |  | Non-Lead |  |  |  | Domestic
MTR_021817 | 19532 135TH AVE SE | LOT 17 FAIRFIELD GLEN |  |  | Non-Lead - Other | No |  | 0 | Installation date is after the lead ban |  |  |  |  | Non-Lead - Other |  |  | Installation date is after the lead ban |  |  |  |  | Non-Lead |  |  |  | Domestic
MTR_021820 | 19510 135TH AVE SE | LOT 14 FAIRFIELD GLEN |  |  | Non-Lead - Other | No |  | 0 | Converted CAD | No |  |  |  | Non-Lead - Other |  |  | Installation date is after the lead ban |  |  |  |  | Non-Lead |  |  |  | Domestic
MTR_021857 | 19416 134TH AVE SE | LOT 44 FOREST TRAILS #4 |  |  | Non-Lead - Other | No |  | 0 | Rectified Plan | No |  |  |  | Non-Lead - Other |  |  | Installation date is after the lead ban |  |  |  |  | Non-Lead |  |  |  | Domestic
MTR_021858 | 19408 134TH AVE SE | LOT 45 FOREST TRAILS #4 |  |  | Non-Lead - Other | No |  | 0 | Rectified Plan | No |  |  |  | Non-Lead - Other |  |  | Installation date is after the lead ban |  |  |  |  | Non-Lead |  |  |  | Domestic
MTR_021859 | 19400 134TH AVE SE | LOT 46 FOREST TRAILS #4 |  |  | Non-Lead - Other | No |  | 0 | Rectified Plan | No |  |  |  | Non-Lead - Other |  |  | Installation date is after the lead ban |  |  |  |  | Non-Lead |  |  |  | Domestic
MTR_021861 | 19320 134TH AVE SE | LOT 48 FOREST TRAILS #4 |  |  | Non-Lead - Other | No |  | 0 | Rectified Plan | No |  |  |  | Non-Lead - Other |  |  | Installation date is after the lead ban |  |  |  |  | Non-Lead |  |  |  | Domestic
MTR_021862 | 19312 134TH AVE SE | LOT 49 FOREST TRAILS #4 |  |  | Non-Lead - Other | No |  | 0 | Rectified Plan | No |  |  |  | Non-Lead - Other |  |  | Installation date is after the lead ban |  |  |  |  | Non-Lead |  |  |  | Domestic
MTR_021752 | 19841 133RD PL SE | LOT 7 FOREST TRAILS #2 |  |  | Non-Lead - Other | No |  | 0 | Installation date is after the lead ban |  |  |  |  | Non-Lead - Other |  |  | Installation date is after the lead ban |  |  |  |  | Non-Lead |  |  |  | Assumed
MTR_021753 | 19847 133RD PL SE | LOT 8 FOREST TRAILS #2 |  |  | Non-Lead - Other | No |  | 0 | Installation date is after the lead ban |  |  |  |  | Non-Lead - Other |  |  | Installation date is after the lead ban |  |  |  |  | Non-Lead |  |  |  | Assumed
MTR_021754 | 19853 133RD PL SE | LOT 9 FOREST TRAILS 2 |  |  | Non-Lead - Other | No |  | 0 | Installation date is after the lead ban |  |  |  |  | Non-Lead - Other |  |  | Installation date is after the lead ban |  |  |  |  | Non-Lead |  |  |  | Assumed
MTR_021755 | 19850 134TH PL SE | LOT 10 FOREST TRAILS #2 |  |  | Non-Lead - Other | No |  | 0 | Installation date is after the lead ban |  |  |  |  | Non-Lead - Other |  |  | Installation date is after the lead ban |  |  |  |  | Non-Lead |  |  |  | Assumed
MTR_021756 | 19844 134TH PL SE | L 11 FOREST TRAILS 2 |  |  | Non-Lead - Other | No |  | 0 | Installation date is after the lead ban |  |  |  |  | Non-Lead - Other |  |  | Installation date is after the lead ban |  |  |  |  | Non-Lead |  |  |  | Assumed
MTR_021884 | 19323 134TH AVE SE | LOT 15 FOREST TRAILS #4 |  |  | Non-Lead - Other | No |  | 0 | Rectified Plan | No |  |  |  | Non-Lead - Other |  |  | Installation date is after the lead ban |  |  |  |  | Non-Lead |  |  |  | Domestic
MTR_021885 | 13334 SE 194TH CT | LOT 16 FOREST TRAILS #4 |  |  | Non-Lead - Other | No |  | 0 | Rectified Plan | No |  |  |  | Non-Lead - Other |  |  | Installation date is after the lead ban |  |  |  |  | Non-Lead |  |  |  | Domestic
MTR_021887 | 13331 SE 194TH CT | LOT 18 FOREST TRAILS #4 |  |  | Non-Lead - Other | No |  | 0 | Rectified Plan | No |  |  |  | Non-Lead - Other |  |  | Installation date is after the lead ban |  |  |  |  | Non-Lead |  |  |  | Domestic
MTR_005204 | 21414 132ND AVE SE | 9920-029750 |  |  | Non-Lead Plastic | Unknown |  | 0 | Field inspection only with no records | Yes | Visual inspection at meter pit | 2023-11-22 |  | Non-Lead Plastic |  |  | Field inspection only with no records | Yes | Visual inspection at meter pit | 2023-11-22 |  | Non-Lead |  |  |  | Assumed
MTR_019803 | 18957 108TH LN SE |  |  |  | Non-Lead Plastic | No | 2004-06-30 | 0 | Field inspection only with no records | Yes | Visual inspection at meter pit | 2023-09-29 |  | Non-Lead Plastic |  |  | Field inspection only with no records | Yes | Visual inspection at meter pit | 2023-09-29 |  | Non-Lead |  |  |  | Domestic
MTR_019806 | 18951 108TH LN SE | LOT 7 BELGROVE @ RENTON PH 1 |  |  | Non-Lead Plastic | No | 2004-06-30 | 0 | Field inspection only with no records | Yes | Visual inspection at meter pit | 2023-09-29 |  | Non-Lead Plastic |  |  | Field inspection only with no records | Yes | Visual inspection at meter pit | 2023-09-29 |  | Non-Lead |  |  |  | Domestic
MTR_030345 | 21221 142ND AVE SE | L4 HOMESTEAD HILLS #2 |  |  | Non-Lead - Other | No |  | 1 | Installation date is after the lead ban |  |  |  |  | Non-Lead - Other |  |  | Installation date is after the lead ban |  |  |  |  | Non-Lead |  |  |  | Domestic
MTR_030346 | 14217 SE 213TH ST | L8 HOMESTEAD HILLS #2 |  |  | Non-Lead Plastic | No |  | 1 | Field inspection only with no records | Yes | Visual inspection at meter pit | 2023-11-04 |  | Non-Lead Plastic |  |  | Field inspection only with no records | Yes | Visual inspection at meter pit | 2023-11-04 |  | Non-Lead |  |  |  | Domestic
MTR_030347 | 14405 SE 208TH ST | TL84 E1/2 SEC 10-22-5 |  |  | Non-Lead - Other | Unknown |  | 0 | Statistical analysis |  |  |  |  | Non-Lead - Other |  |  | Statistical analysis |  |  |  |  | Non-Lead |  |  |  | Domestic
MTR_030348 | 20827 144TH AVE SE | L4 MAPLE CREST |  |  | Non-Lead - Plastic | No |  | 1 | Converted CAD |  |  |  |  | Non-Lead - Other |  |  | Installation date is after the lead ban |  |  |  |  | Non-Lead |  |  |  | Domestic
MTR_030349 | 20835 144TH AVE SE | LOT 5 MAPLE CREST |  |  | Non-Lead Plastic | No |  | 1 | Field inspection only with no records | Yes | Visual inspection at meter pit | 2023-11-04 |  | Non-Lead Plastic |  |  | Field inspection only with no records | Yes | Visual inspection at meter pit | 2023-11-04 |  | Non-Lead |  |  |  | Domestic
MTR_030350 | 20911 135TH PL SE | LOT 14 CRYSTAL GLEN |  |  | Non-Lead - Other | No |  | 0 | Installation date is after the lead ban |  |  |  |  | Non-Lead - Other |  |  | Installation date is after the lead ban |  |  |  |  | Non-Lead |  |  |  | Domestic
MTR_030351 | 20930 135TH PL SE | LOT 17 CRYSTAL GLEN |  |  | Non-Lead - Other | No |  | 0 | Installation date is after the lead ban |  |  |  |  | Non-Lead - Other |  |  | Installation date is after the lead ban |  |  |  |  | Non-Lead |  |  |  | Domestic
MTR_030352 | 20922 135TH PL SE | L18 CRYSTAL GLEN |  |  | Non-Lead - Other | No |  | 0 | Installation date is after the lead ban |  |  |  |  | Non-Lead - Other |  |  | Installation date is after the lead ban |  |  |  |  | Non-Lead |  |  |  | Domestic
MTR_030353 | 13310 SE 212TH PL | LOT 1 KCSP 1285028 (TL 133 10-22-5) |  |  | Non-Lead - Other | Unknown |  | 0 | Statistical analysis |  |  |  |  | Non-Lead - Other |  |  | Statistical analysis |  |  |  |  | Non-Lead |  |  |  | Assumed
MTR_030354 | 21056 132ND AVE SE | 9920-030550 |  |  | Non-Lead - Other | No |  | 0.75 | Installation date is after the lead ban |  |  |  |  | Non-Lead - Other |  |  | Installation date is after the lead ban |  |  |  |  | Non-Lead |  |  |  | Assumed
MTR_030355 | 20913 134TH PL SE | L7 CRYSTAL GLEN |  |  | Non-Lead Plastic | No |  | 0 | Field inspection only with no records | Yes | Visual inspection at meter pit | 2023-11-04 |  | Non-Lead Plastic |  |  | Field inspection only with no records | Yes | Visual inspection at meter pit | 2023-11-04 |  | Non-Lead |  |  |  | Domestic
MTR_030356 | 20917 134TH PL SE | L8 CRYSTAL GLEN |  |  | Non-Lead - Other | No |  | 0 | Installation date is after the lead ban |  |  |  |  | Non-Lead - Other |  |  | Installation date is after the lead ban |  |  |  |  | Non-Lead |  |  |  | Domestic
MTR_030357 | 20925 134TH PL SE | L10 CRYSTAL GLEN |  |  | Non-Lead Plastic | No |  | 0 | Field inspection only with no records | Yes | Visual inspection at meter pit | 2023-11-04 |  | Non-Lead Plastic |  |  | Field inspection only with no records | Yes | Visual inspection at meter pit | 2023-11-04 |  | Non-Lead |  |  |  | Domestic
MTR_030358 | 20924 134TH PL SE | LOT 11 CRYSTAL GLEN |  |  | Non-Lead - Other | No |  | 0 | Installation date is after the lead ban |  |  |  |  | Non-Lead - Other |  |  | Installation date is after the lead ban |  |  |  |  | Non-Lead |  |  |  | Domestic
MTR_030359 | 20651 148TH AVE SE | TL67 E1/2 SEC 3-22-5 |  |  | Non-Lead - Other | No | 1995-08-14 | 0 | Rectified Plan |  |  |  |  | Non-Lead - Other |  |  | Statistical analysis |  |  |  |  | Non-Lead |  |  |  | Domestic
MTR_030360 | 13730 SE 200TH ST | LOT 1 SOOS CREEK MEADOWS |  |  | Non-Lead - Other | No |  |  | Installation date is after the lead ban |  |  |  |  | Non-Lead - Other |  |  | Installation date is after the lead ban |  |  |  |  | Non-Lead
MTR_030361 | 21022 143RD AVE SE | LOT 4 KCSP #377081 |  |  | Non-Lead - Copper | No |  | 1 | Converted CAD | No |  |  |  | Non-Lead - Other |  |  | Installation date is after the lead ban |  |  |  |  | Non-Lead |  |  |  | Domestic
MTR_030362 | 21226 143RD AVE SE | L5 & 1/2 L6 HOMESTEAD HILLS #3 |  |  | Non-Lead - Other | No |  | 1 | Installation date is after the lead ban |  |  |  |  | Non-Lead - Other |  |  | Installation date is after the lead ban |  |  |  |  | Non-Lead |  |  |  | Domestic
MTR_030363 | 21209 142ND AVE SE | L1 HOMESTEAD HILL EST #2 |  |  | Non-Lead - Other | No |  | 0 | Installation date is after the lead ban |  |  |  |  | Non-Lead - Other |  |  | Installation date is after the lead ban |  |  |  |  | Non-Lead |  |  |  | Assumed
MTR_030364 | 21124 143RD AVE SE | LOT 2 KING COUNTY SHORT PLAT #10870 25 |  |  | Non-Lead - Other | No |  | 0 | Installation date is after the lead ban |  |  |  |  | Non-Lead - Other |  |  | Installation date is after the lead ban |  |  |  |  | Non-Lead |  |  |  | Assumed
MTR_030365 | 21060 142ND AVE SE | L11 HOMESTEAD HILLS |  |  | Non-Lead - Other | No |  | 1.25 | Installation date is after the lead ban |  |  |  |  | Non-Lead - Other |  |  | Installation date is after the lead ban |  |  |  |  | Non-Lead |  |  |  | Domestic
MTR_030366 | 21214 143RD AVE SE | LOT7 HOMESTEAD HILLS #3 |  |  | Non-Lead - Other | No |  | 1 | Installation date is after the lead ban |  |  |  |  | Non-Lead - Other |  |  | Installation date is after the lead ban |  |  |  |  | Non-Lead |  |  |  | Domestic
MTR_030367 | 21410 132ND AVE SE | TL 91 SEC. 10-22-5 |  |  | Non-Lead - Other | Unknown |  | 0 | Statistical analysis |  |  |  |  | Non-Lead - Other |  |  | Statistical analysis |  |  |  |  | Non-Lead |  |  |  | Assumed
MTR_030368 | 13322 SE 212TH PL | LOT 2 K.C.S.P. 1285028 |  |  | Non-Lead Plastic | Unknown |  | 0 | Field inspection only with no records | Yes | Visual inspection at meter pit | 2023-11-04 |  | Non-Lead Plastic |  |  | Field inspection only with no records | Yes | Visual inspection at meter pit | 2023-11-04 |  | Non-Lead |  |  |  | Domestic
MTR_019808 | 18947 108TH LN SE | LOT 5 BELGROVE @ RENTON PH 1 |  |  | Non-Lead - Other | No | 2004-06-30 | 0 | Installation date is after the lead ban |  |  |  |  | Non-Lead - Other |  |  | Installation date is after the lead ban |  |  |  |  | Non-Lead |  |  |  | Domestic
MTR_027471 | 23234 138TH AVE SE | L13 WILDWOOD #2 |  |  | Non-Lead - Plastic | No | 1975-07-25 | 1 | Rectified Plan | No |  |  |  | Non-Lead - Other |  |  | Installation date is after the lead ban |  |  |  |  | Non-Lead |  |  |  | Domestic
MTR_027472 | 23226 138TH AVE SE | L14 WILDWOOD #2 |  |  | Non-Lead Plastic | No | 1975-07-25 | 1 | Field inspection only with no records | Yes | Visual inspection at meter pit | 2023-10-28 |  | Non-Lead Plastic |  |  | Field inspection only with no records | Yes | Visual inspection at meter pit | 2023-10-28 |  | Non-Lead |  |  |  | Domestic
MTR_027474 | 23214 138TH AVE SE | LOT 16 WILDWOOD #2 |  |  | Non-Lead - Plastic | No | 1975-07-25 | 1 | Converted CAD | No |  |  |  | Non-Lead - Other |  |  | Installation date is after the lead ban |  |  |  |  | Non-Lead |  |  |  | Domestic
MTR_026784 | 22835 135TH AVE SE | LOT9 BLK1 STARCREST #2 |  |  | Non-Lead Plastic | Unknown |  | 0 | Field inspection only with no records | Yes | Visual inspection at meter pit | 2023-10-27 |  | Non-Lead Plastic |  |  | Field inspection only with no records | Yes | Visual inspection at meter pit | 2023-10-27 |  | Non-Lead |  |  |  | Domestic
MTR_026787 | 13406 SE 230TH ST | LOT 2 BLK2 STARCREST ADD |  |  | Non-Lead Plastic | No | 2005-06-17 | 0 | Field inspection only with no records | Yes | Visual inspection at meter pit | 2023-10-27 |  | Non-Lead Plastic |  |  | Field inspection only with no records | Yes | Visual inspection at meter pit | 2023-10-27 |  | Non-Lead |  |  |  | Domestic
MTR_026788 | 22844 134TH AVE SE | LOT 1 BLK2 STARCREST ADD |  |  | Non-Lead Plastic | No |  | 0 | Field inspection only with no records | Yes | Visual inspection at meter pit | 2023-10-27 |  | Non-Lead Plastic |  |  | Field inspection only with no records | Yes | Visual inspection at meter pit | 2023-10-27 |  | Non-Lead |  |  |  | Domestic
MTR_026789 | 22834 134TH AVE SE | LOT 8 BLK1 STARCREST #2 |  |  | Non-Lead - Other | No |  | 0 | Installation date is after the lead ban |  |  |  |  | Non-Lead - Other |  |  | Installation date is after the lead ban |  |  |  |  | Non-Lead |  |  |  | Domestic
MTR_027475 | 23812 137TH AVE SE | LOT 58 NORTHPEAK CREST |  |  | Non-Lead - Other | No | 1979-07-01 | 0 | Installation date is after the lead ban |  |  |  |  | Non-Lead - Other |  |  | Installation date is after the lead ban |  |  |  |  | Non-Lead |  |  |  | Domestic
MTR_027478 | 23706 137TH AVE SE | LOT 62 NORTHPEAK CREST |  |  | Non-Lead Plastic | No | 1979-07-01 | 0 | Field inspection only with no records | Yes | Visual inspection at meter pit | 2023-11-04 |  | Non-Lead Plastic |  |  | Field inspection only with no records | Yes | Visual inspection at meter pit | 2023-11-04 |  | Non-Lead |  |  |  | Domestic |  |  | Yes
MTR_027479 | 13705 SE 237TH PL | LOT 63 NORTHPEAK CREST |  |  | Non-Lead Plastic | No | 1979-07-01 | 0 | Field inspection only with no records | Yes | Visual inspection at meter pit | 2023-11-04 |  | Non-Lead Plastic |  |  | Field inspection only with no records | Yes | Visual inspection at meter pit | 2023-11-04 |  | Non-Lead |  |  |  | Domestic
MTR_027480 | 13211 SE 233RD ST | LOT 2 WILDWOOD ESTATE #1 |  |  | Non-Lead Plastic | No |  | 0 | Field inspection only with no records | Yes | Visual inspection at meter pit | 2023-10-28 |  | Non-Lead Plastic |  |  | Field inspection only with no records | Yes | Visual inspection at meter pit | 2023-10-28 |  | Non-Lead |  |  |  | Domestic
MTR_027481 | 13219 SE 233RD ST | L 3 WILDWOOD EST 1 |  |  | Non-Lead Plastic | No |  | 0 | Field inspection only with no records | Yes | Visual inspection at meter pit | 2023-10-28 |  | Non-Lead Plastic |  |  | Field inspection only with no records | Yes | Visual inspection at meter pit | 2023-10-28 |  | Non-Lead |  |  |  | Domestic
MTR_027482 | 13225 SE 233RD ST | L 4 WILDWOOD EST 1 |  |  | Non-Lead - Other | No |  | 0 | Installation date is after the lead ban |  |  |  |  | Non-Lead - Other |  |  | Installation date is after the lead ban |  |  |  |  | Non-Lead |  |  |  | Domestic
MTR_027483 | 13303 SE 233RD ST | L 5 WILDWOOD EST 1 |  |  | Non-Lead - Other | No |  | 0 | Installation date is after the lead ban |  |  |  |  | Non-Lead - Other |  |  | Installation date is after the lead ban |  |  |  |  | Non-Lead |  |  |  | Domestic
MTR_027484 | 13313 SE 233RD ST | LOT 6 WILDWOOD ESTATES #1 |  |  | Non-Lead - Other | No |  | 0 | Installation date is after the lead ban |  |  |  |  | Non-Lead Plastic |  |  | Field inspection only with no records | Yes | Visual inspection at meter pit | 2023-01-07 |  | Non-Lead |  |  |  | Domestic
MTR_027485 | 23311 133RD CT SE | L 7 WILDWOOD EST 1 |  |  | Non-Lead - Other | No |  | 0 | Installation date is after the lead ban |  |  |  |  | Non-Lead - Other |  |  | Installation date is after the lead ban |  |  |  |  | Non-Lead |  |  |  | Domestic
MTR_005238 | 20852 132ND AVE SE | 9920-031010 |  |  | Non-Lead - Other | No |  | 0.75 | Installation date is after the lead ban |  |  |  |  | Non-Lead - Other |  |  | Installation date is after the lead ban |  |  |  |  | Non-Lead |  |  |  | Assumed
MTR_024399 | 13313 SE 208TH ST | TAX LOT 156 |  |  | Non-Lead - Other | No | 1998-08-03 | 0 | Installation date is after the lead ban |  |  |  |  | Non-Lead - Other |  |  | Installation date is after the lead ban |  |  |  |  | Non-Lead |  |  |  | Domestic
MTR_027538 | 23208 138TH AVE SE | L17 WILDWOOD #2 |  |  | Non-Lead Plastic | No | 1975-07-25 | 1 | Field inspection only with no records | Yes | Visual inspection at meter pit | 2023-09-14 |  | Non-Lead Plastic |  |  | Field inspection only with no records | Yes | Visual inspection at meter pit | 2023-09-14 |  | Non-Lead |  |  |  | Domestic
MTR_027540 | 23201 138TH AVE SE | L19 WILDWOOD #2 |  |  | Non-Lead Plastic | No | 1975-07-25 | 1 | Field inspection only with no records | Yes | Visual inspection at meter pit | 2023-11-04 |  | Non-Lead Plastic |  |  | Field inspection only with no records | Yes | Visual inspection at meter pit | 2023-11-04 |  | Non-Lead |  |  |  | Assumed
MTR_027486 | 23223 138TH AVE SE | L23 WILDWOOD #2 |  |  | Non-Lead Plastic | No | 1975-07-25 | 1 | Field inspection only with no records | Yes | Visual inspection at meter pit | 2023-11-04 |  | Non-Lead Plastic |  |  | Field inspection only with no records | Yes | Visual inspection at meter pit | 2023-11-04 |  | Non-Lead |  |  |  | Domestic
MTR_024715 | 13709 SE 201ST ST | LOT 23 FOREST GLEN SOUTH |  |  | Non-Lead - Other | No |  | 0 | Installation date is after the lead ban |  |  |  |  | Non-Lead - Other |  |  | Installation date is after the lead ban |  |  |  |  | Non-Lead |  |  |  | Domestic
MTR_024716 | 13717 SE 201ST ST | LOT 24 FOREST GLEN SOUTH |  |  | Non-Lead - Other | No |  | 0 | Installation date is after the lead ban |  |  |  |  | Non-Lead - Other |  |  | Installation date is after the lead ban |  |  |  |  | Non-Lead |  |  |  | Domestic
MTR_024683 | 20101 137TH AVE SE | LOT 45 FOREST GLEN SOUTH |  |  | Non-Lead - Other | No |  | 0 | Installation date is after the lead ban |  |  |  |  | Non-Lead - Other |  |  | Installation date is after the lead ban |  |  |  |  | Non-Lead |  |  |  | Domestic
MTR_024684 | 20109 137TH AVE SE | LOT 46 FOREST GLEN SOUTH |  |  | Non-Lead - Other | No |  | 0 | Installation date is after the lead ban |  |  |  |  | Non-Lead - Other |  |  | Installation date is after the lead ban |  |  |  |  | Non-Lead |  |  |  | Domestic
MTR_024688 | 20219 137TH AVE SE | LOT 50 FOREST GLEN SOUTH |  |  | Non-Lead - Other | No |  | 0 | Installation date is after the lead ban |  |  |  |  | Non-Lead - Other |  |  | Installation date is after the lead ban |  |  |  |  | Non-Lead |  |  |  | Domestic
MTR_021601 | 19633 133RD AVE SE | LOT 56 FOREST TRAILS #3 |  |  | Non-Lead - Other | No |  | 0 | Rectified Plan | No |  |  |  | Non-Lead - Other |  |  | Installation date is after the lead ban |  |  |  |  | Non-Lead |  |  |  | Domestic
MTR_021607 | 19842 132ND PL SE | LOT 19 FOREST TRAILS #1 |  |  | Non-Lead - Other | No |  | 0 | Rectified Plan | No |  |  |  | Non-Lead - Other |  |  | Installation date is after the lead ban |  |  |  |  | Non-Lead |  |  |  | Domestic
MTR_021684 | 19613 138TH AVE SE | LOT 31 STAFFORD HANSELL #11 |  |  | Non-Lead - Other | No |  | 0 | Rectified Plan | No |  |  |  | Non-Lead - Other |  |  | Installation date is after the lead ban |  |  |  |  | Non-Lead |  |  |  | Domestic
MTR_021685 | 19617 138TH AVE SE | L32 STAFFORD HANSELL 11 |  |  | Non-Lead - Other | No |  | 0 | Installation date is after the lead ban |  |  |  |  | Non-Lead - Other |  |  | Installation date is after the lead ban |  |  |  |  | Non-Lead |  |  |  | Domestic
MTR_021686 | 19621 138TH AVE SE | LOT 33 STAFFORD HANSELL 11 |  |  | Non-Lead - Other | No |  | 0 | Rectified Plan | No |  |  |  | Non-Lead - Other |  |  | Installation date is after the lead ban |  |  |  |  | Non-Lead |  |  |  | Domestic
MTR_021688 | 19705 138TH AVE SE | L35 STAFFORD HANSELL #11 |  |  | Non-Lead - Other | No |  | 0 | Rectified Plan | No |  |  |  | Non-Lead - Other |  |  | Installation date is after the lead ban |  |  |  |  | Non-Lead |  |  |  | Domestic
MTR_022139 | 12028 SE 186TH ST | LOT 5 AURIA WOODS |  |  | Non-Lead Plastic | No | 2004-03-31 | 0 | Field inspection only with no records | Yes | Visual inspection at meter pit | 2023-09-30 |  | Non-Lead Plastic |  |  | Field inspection only with no records | Yes | Visual inspection at meter pit | 2023-09-30 |  | Non-Lead |  |  |  | Domestic
MTR_019809 | 18935 108TH LN SE | LOT 13 BELGROVE @ RENTON PH 1 |  |  | Non-Lead - Other | No | 2004-06-30 | 0 | Installation date is after the lead ban |  |  |  |  | Non-Lead - Other |  |  | Installation date is after the lead ban |  |  |  |  | Non-Lead |  |  |  | Domestic
MTR_019810 | 18937 108TH LN SE | LOT 14 BELGROVE @ RENTON PH 1 |  |  | Non-Lead - Other | No | 2004-06-30 | 0 | Installation date is after the lead ban |  |  |  |  | Non-Lead - Other |  |  | Installation date is after the lead ban |  |  |  |  | Non-Lead |  |  |  | Domestic
MTR_005254 | 21421 108TH AVE SE | NW CRNR TL 81 8-22-5 |  |  | Non-Lead - Other | Unknown |  | 0 | Statistical analysis |  |  |  |  | Non-Lead - Other |  |  | Statistical analysis |  |  |  |  | Non-Lead |  |  |  | Assumed
MTR_015943 | 14740 SE 187TH CT | LOT 14 FAIRHAVEN #3 |  |  | Non-Lead - Other | No | 2004-03-12 | 0 | Installation date is after the lead ban |  |  |  |  | Non-Lead - Other |  |  | Installation date is after the lead ban |  |  |  |  | Non-Lead |  |  |  | Domestic
MTR_015944 | 14756 SE 187TH CT | LOT 17 FAIRHAVEN 3 |  |  | Non-Lead - Other | No | 2004-03-12 | 0 | Installation date is after the lead ban |  |  |  |  | Non-Lead - Other |  |  | Installation date is after the lead ban |  |  |  |  | Non-Lead |  |  |  | Domestic
MTR_023779 | 22026 100TH CT SE | LOT 6 KARA 3 |  |  | Non-Lead - Other | No | 2003-08-27 | 0 | Installation date is after the lead ban |  |  |  |  | Non-Lead - Other |  |  | Installation date is after the lead ban |  |  |  |  | Non-Lead |  |  |  | Domestic
MTR_027536 | 23123 136TH PL SE | LOT 44 WILDWOOD #2 |  |  | Non-Lead - Plastic | No | 1975-07-25 | 1 | Converted CAD | No |  |  |  | Non-Lead - Other |  |  | Installation date is after the lead ban |  |  |  |  | Non-Lead |  |  |  | Domestic
MTR_027487 | 23131 136TH PL SE | L45 WILDWOOD #2 |  |  | Non-Lead - Plastic | No | 1975-07-25 | 1 | Converted CAD | No |  |  |  | Non-Lead Plastic |  |  | Field inspection only with no records | Yes | Visual inspection at meter pit | 2022-12-31 |  | Non-Lead |  |  |  | Domestic
MTR_027489 | 13532 SE 233RD ST | L47 WILDWOOD #2 |  |  | Non-Lead Plastic | No | 1975-07-25 | 1 | Field inspection only with no records | Yes | Visual inspection at meter pit | 2023-11-04 |  | Non-Lead Plastic |  |  | Field inspection only with no records | Yes | Visual inspection at meter pit | 2023-11-04 |  | Non-Lead |  |  |  | Domestic
MTR_021595 | 19509 133RD AVE SE | LOT 51 FOREST TRAILS 3 |  |  | Non-Lead - Other | No |  | 0 | Rectified Plan | No |  |  |  | Non-Lead - Other |  |  | Installation date is after the lead ban |  |  |  |  | Non-Lead |  |  |  | Domestic
MTR_021596 | 19513 133RD AVE SE | L 52 FOREST TRAILS 3 |  |  | Non-Lead - Other | No |  | 0 | Rectified Plan | No |  |  |  | Non-Lead - Other |  |  | Installation date is after the lead ban |  |  |  |  | Non-Lead |  |  |  | Domestic
MTR_021597 | 19601 133RD AVE SE | LOT 53 FOREST TRAILS #3 |  |  | Non-Lead - Other | No |  | 0 | Rectified Plan | No |  |  |  | Non-Lead - Other |  |  | Installation date is after the lead ban |  |  |  |  | Non-Lead |  |  |  | Domestic
MTR_023700 | 10247 SE 224TH ST | LOT 5 MANZ ADDN |  |  | Non-Lead - Other | No | 2000-12-08 | 0 | Installation date is after the lead ban |  |  |  |  | Non-Lead Plastic |  |  | Field inspection only with no records | Yes | Visual inspection at meter pit | 2023-01-14 |  | Non-Lead |  |  |  | Domestic
MTR_021599 | 19617 133RD AVE SE | LOT 56 FOREST TRAILS #3 |  |  | Non-Lead - Other | No |  | 0 | Rectified Plan | No |  |  |  | Non-Lead - Other |  |  | Installation date is after the lead ban |  |  |  |  | Non-Lead |  |  |  | Domestic
MTR_021679 | 19433 138TH AVE SE | LOT 11 ROCK CREEK |  |  | Non-Lead - Other | No |  | 0 | Rectified Plan | No |  |  |  | Non-Lead - Other |  |  | Installation date is after the lead ban |  |  |  |  | Non-Lead |  |  |  | Domestic
MTR_021681 | 19517 138TH AVE SE | L28 STAFFORD HANSELL 11 |  |  | Non-Lead - Other | No |  | 0 | Rectified Plan | No |  |  |  | Non-Lead - Other |  |  | Installation date is after the lead ban |  |  |  |  | Non-Lead |  |  |  | Domestic
MTR_021682 | 19525 138TH AVE SE | L29 STAFFORD HANSELL 11 |  |  | Non-Lead - Other | No |  | 0 | Rectified Plan | No |  |  |  | Non-Lead - Other |  |  | Installation date is after the lead ban |  |  |  |  | Non-Lead |  |  |  | Domestic
MTR_021683 | 19609 138TH AVE SE | L30 STAFFORD HANSELL 11 |  |  | Non-Lead - Other | No |  | 0 | Rectified Plan | No |  |  |  | Non-Lead - Other |  |  | Installation date is after the lead ban |  |  |  |  | Non-Lead |  |  |  | Domestic
MTR_027490 | 13605 SE 233RD ST | L4 WILDWOOD #2 |  |  | Non-Lead - Plastic | No | 1975-07-25 | 1 | Converted CAD | No |  |  |  | Non-Lead - Other |  |  | Installation date is after the lead ban |  |  |  |  | Non-Lead |  |  |  | Domestic
MTR_027493 | 13711 SE 233RD ST | L8 WILDWOOD #2 |  |  | Non-Lead Plastic | No | 1975-07-25 | 1 | Field inspection only with no records | Yes | Visual inspection at meter pit | 2023-10-28 |  | Non-Lead Plastic |  |  | Field inspection only with no records | Yes | Visual inspection at meter pit | 2023-10-28 |  | Non-Lead |  |  |  | Domestic
MTR_027494 | 13725 SE 233RD ST | L10 WILDWOOD #2 |  |  | Non-Lead - Plastic | No | 1975-07-25 | 1 | Rectified Plan | No |  |  |  | Non-Lead - Other |  |  | Installation date is after the lead ban |  |  |  |  | Non-Lead |  |  |  | Domestic
MTR_021580 | 19205 133RD AVE SE | LOT 36 FOREST TRAILS 3 |  |  | Non-Lead - Other | No |  | 0 | Rectified Plan | No |  |  |  | Non-Lead - Other |  |  | Installation date is after the lead ban |  |  |  |  | Non-Lead |  |  |  | Domestic
MTR_021610 | 19808 132ND PL SE | LOT 22 FOREST TRAILS #1 |  |  | Non-Lead - Other | No |  | 0 | Rectified Plan | No |  |  |  | Non-Lead - Other |  |  | Installation date is after the lead ban |  |  |  |  | Non-Lead |  |  |  | Domestic
MTR_021614 | 19819 132ND PL SE | LOT 25 FOREST TRAILS #1 |  |  | Non-Lead - Other | No |  | 0 | Rectified Plan | No |  |  |  | Non-Lead - Other |  |  | Installation date is after the lead ban |  |  |  |  | Non-Lead |  |  |  | Domestic
MTR_021615 | 19825 132ND PL SE | LOT 26 FOREST TRAILS #1 |  |  | Non-Lead - Other | No |  | 0 | Rectified Plan | No |  |  |  | Non-Lead - Other |  |  | Installation date is after the lead ban |  |  |  |  | Non-Lead |  |  |  | Domestic
MTR_021631 | 19816 138TH AVE SE | LOT 7 STAFFORD HANSELL #11 |  |  | Non-Lead - Other | No |  | 0 | Rectified Plan | No |  |  |  | Non-Lead - Other |  |  | Installation date is after the lead ban |  |  |  |  | Non-Lead |  |  |  | Domestic
MTR_026798 | 23030 135TH AVE SE | LOT 3 B 2 STARCREST 3 |  |  | Non-Lead - Other | No |  | 0 | Installation date is after the lead ban |  |  |  |  | Non-Lead - Other |  |  | Installation date is after the lead ban |  |  |  |  | Non-Lead |  |  |  | Assumed
MTR_026799 | 23020 135TH AVE SE | LOT 2 BLK2 STARCREST #3 |  |  | Non-Lead - Other | Unknown |  | 0 | Statistical analysis |  |  |  |  | Non-Lead - Other |  |  | Statistical analysis |  |  |  |  | Non-Lead |  |  |  | Assumed
MTR_024697 | 13745 SE 202ND PL | LOT 7 FOREST GLEN SOUTH |  |  | Non-Lead - Other | No |  | 0 | Installation date is after the lead ban |  |  |  |  | Non-Lead - Other |  |  | Installation date is after the lead ban |  |  |  |  | Non-Lead |  |  |  | Domestic
MTR_024698 | 13751 SE 202ND PL | LOT 8 FOREST GLEN SOUTH |  |  | Non-Lead - Other | No |  | 0 | Installation date is after the lead ban |  |  |  |  | Non-Lead - Other |  |  | Installation date is after the lead ban |  |  |  |  | Non-Lead |  |  |  | Domestic
MTR_024701 | 13754 SE 202ND PL | LOT 11 FOREST GLEN SOUTH |  |  | Non-Lead - Other | No |  | 0 | Installation date is after the lead ban |  |  |  |  | Non-Lead - Other |  |  | Installation date is after the lead ban |  |  |  |  | Non-Lead |  |  |  | Domestic
MTR_015946 | 14635 SE 188TH WAY | LOT 5 BOLLMAN PLAT |  |  | Non-Lead Plastic | No | 2003-03-05 | 0 | Field inspection only with no records | Yes | Visual inspection at meter pit | 2023-10-13 |  | Non-Lead Plastic |  |  | Field inspection only with no records | Yes | Visual inspection at meter pit | 2023-10-13 |  | Non-Lead |  |  |  | Domestic
MTR_022123 | 12117 SE 186TH ST | LOT 21 AURIA WOODS |  |  | Non-Lead - Other | No | 2004-03-31 | 0 | Rectified Plan | No |  |  |  | Non-Lead - Other |  |  | Installation date is after the lead ban |  |  |  |  | Non-Lead |  |  |  | Domestic
MTR_024706 | 13704 SE 202ND PL | LOT 16 FOREST GLEN SOUTH |  |  | Non-Lead - Other | No |  | 0 | Installation date is after the lead ban |  |  |  |  | Non-Lead - Other |  |  | Installation date is after the lead ban |  |  |  |  | Non-Lead |  |  |  | Domestic
MTR_024711 | 13702 SE 202ND CT | LOT 21 FOREST GLEN S |  |  | Non-Lead - Other | No |  | 0 | Installation date is after the lead ban |  |  |  |  | Non-Lead - Other |  |  | Installation date is after the lead ban |  |  |  |  | Non-Lead |  |  |  | Domestic
MTR_026802 | 22824 134TH AVE SE | LOT 7 BLK1 STARCREST #2 |  |  | Non-Lead - Other | No |  | 0 | Installation date is after the lead ban |  |  |  |  | Non-Lead - Other |  |  | Installation date is after the lead ban |  |  |  |  | Non-Lead |  |  |  | Domestic
MTR_026805 | 13250 SE 230TH ST | L 4 B 1 STARCREST ADDN |  |  | Non-Lead - Other | Unknown |  | 0 | Statistical analysis |  |  |  |  | Non-Lead - Other |  |  | Statistical analysis |  |  |  |  | Non-Lead |  |  |  | Domestic
MTR_003696 | 12406 SE 235TH ST | L 65 MERIDIAN VILLA EST |  |  | Non-Lead - Other | No | 1966-09-01 | 1 | Rectified Plan | No |  |  |  | Non-Lead - Other |  |  | Installation date is after the lead ban |  |  |  |  | Non-Lead |  |  |  | Domestic
MTR_026807 | 13406 SE 231ST ST | LOT 4 BLK3 STARCREST |  |  | Non-Lead - Other | Unknown |  | 0 | Statistical analysis |  |  |  |  | Non-Lead - Other |  |  | Statistical analysis |  |  |  |  | Non-Lead |  |  |  | Assumed
MTR_022727 | 11625 SE 199TH ST | LOT 19 SPRING HILL WEST |  |  | Non-Lead - Other | No | 2004-03-09 | 0 | Installation date is after the lead ban |  |  |  |  | Non-Lead - Other |  |  | Installation date is after the lead ban |  |  |  |  | Non-Lead |  |  |  | Domestic
MTR_003700 | 23617 123RD PL SE | LOT 8 OAKDALE |  |  | Non-Lead - Other | No | 1989-04-20 | 6 | Rectified Plan | No |  |  |  | Non-Lead - Other |  |  | Installation date is after the lead ban |  |  |  |  | Non-Lead |  |  |  | Domestic
MTR_021672 | 19319 138TH AVE SE | LOT 4 ROCK CREEK |  |  | Non-Lead - Other | No |  | 0 | Rectified Plan | No |  |  |  | Non-Lead - Other |  |  | Installation date is after the lead ban |  |  |  |  | Non-Lead |  |  |  | Domestic
MTR_018225 | 14223 SE 180TH PL | LOT 52 FAIRWOOD FIRS |  |  | Non-Lead Plastic | No | 1986-05-01 | 0 | Field inspection only with no records | Yes | Visual inspection at meter pit | 2023-10-14 |  | Non-Lead Plastic |  |  | Field inspection only with no records | Yes | Visual inspection at meter pit | 2023-10-14 |  | Non-Lead |  |  |  | Domestic
MTR_003701 | 23623 123RD PL SE | LOT 9 OAKDALE |  |  | Non-Lead - Other | No | 1989-04-20 | 0 | Rectified Plan | No |  |  |  | Non-Lead - Other |  |  | Installation date is after the lead ban |  |  |  |  | Non-Lead |  |  |  | Domestic
MTR_021675 | 19409 138TH AVE SE | LOT 7 ROCK CREEK |  |  | Non-Lead - Other | No |  | 0 | Rectified Plan | No |  |  |  | Non-Lead - Other |  |  | Installation date is after the lead ban |  |  |  |  | Non-Lead |  |  |  | Domestic
MTR_018263 | 14231 SE 180TH PL | LOT 53 FAIRWOOD FIRS |  |  | Non-Lead Plastic | No |  | 0 | Field inspection only with no records | Yes | Visual inspection at meter pit | 2023-10-14 |  | Non-Lead Plastic |  |  | Field inspection only with no records | Yes | Visual inspection at meter pit | 2023-10-14 |  | Non-Lead |  |  |  | Assumed
MTR_003703 | 12338 SE 237TH PL | LOT 10 OAKDALE |  |  | Non-Lead - Other | No | 1989-04-20 | 0 | Rectified Plan | No |  |  |  | Non-Lead - Other |  |  | Installation date is after the lead ban |  |  |  |  | Non-Lead |  |  |  | Domestic
MTR_021676 | 19417 138TH AVE SE | LOT 8 ROCK CREEK |  |  | Non-Lead - Other | No |  | 0 | Rectified Plan | No |  |  |  | Non-Lead - Other |  |  | Installation date is after the lead ban |  |  |  |  | Non-Lead |  |  |  | Domestic
MTR_018265 | 18037 143RD AVE SE | LOT 56 FAIRWOOD FIRS |  |  | Non-Lead - Other | No | 1986-05-01 | 0 | Installation date is after the lead ban |  |  |  |  | Non-Lead - Other |  |  | Installation date is after the lead ban |  |  |  |  | Non-Lead |  |  |  | Domestic
MTR_026649 | 23114 125TH AVE SE | L37 CORONADO KNOLLS |  |  | Non-Lead - Other | No |  | 0 | Installation date is after the lead ban |  |  |  |  | Non-Lead - Other |  |  | Installation date is after the lead ban |  |  |  |  | Non-Lead |  |  |  | Domestic
MTR_027495 | 13609 SE 239TH ST | LOT 3 NORTHPEAK CREST |  |  | Non-Lead Plastic | No | 1979-07-01 | 0 | Field inspection only with no records | Yes | Visual inspection at meter pit | 2023-11-04 |  | Non-Lead Plastic |  |  | Field inspection only with no records | Yes | Visual inspection at meter pit | 2023-11-04 |  | Non-Lead |  |  |  | Domestic
MTR_014379 | FIRE METER BTWN LOTS 6 & 7 GLA VW | FIRE METER BTWN LOTS 6 & 7 GLACIER VIEW |  |  | Non-Lead - Other | Unknown |  | 4 | Statistical analysis |  |  |  |  | Non-Lead - Other |  |  | Statistical analysis |  |  |  |  | Non-Lead |  |  |  | Fire
MTR_028819 | 10856 SE 218TH ST | L 16/17 B2 TWIN MAPLES |  |  | Non-Lead - Other | No | 2015-10-19 | 0 | Rectified Plan |  |  |  |  | Non-Lead - Other |  |  | Statistical analysis |  |  |  |  | Non-Lead |  |  |  | Domestic
MTR_011123 | 11202 SE 162ND ST | W75 OF S258.81 LOT 4 BLOCK 1 AKER 'S FARMS #6 |  |  | Non-Lead - Other | Unknown |  | 0 | Statistical analysis |  |  |  |  | Non-Lead - Other |  |  | Statistical analysis |  |  |  |  | Non-Lead |  |  |  | Domestic
MTR_019812 | 18879 108TH LN SE | LOT 48 BELGROVE @ RENTON PH 3 |  |  | Non-Lead Plastic | No | 2004-06-30 | 0 | Field inspection only with no records | Yes | Visual inspection at meter pit | 2023-09-29 |  | Non-Lead Plastic |  |  | Field inspection only with no records | Yes | Visual inspection at meter pit | 2023-09-29 |  | Non-Lead |  |  |  | Domestic
MTR_019813 | 18877 108TH LN SE | LOT 47 BELGROVE @ RENTON PH 3 |  |  | Non-Lead Plastic | No | 2004-06-30 | 0 | Field inspection only with no records | Yes | Visual inspection at meter pit | 2023-09-29 |  | Non-Lead Plastic |  |  | Field inspection only with no records | Yes | Visual inspection at meter pit | 2023-09-29 |  | Non-Lead |  |  |  | Domestic
MTR_022478 | 19540 113TH PL SE | LOT 2 PANTHER MEADOWS |  |  | Non-Lead Plastic | No | 2004-07-26 | 0 | Field inspection only with no records | Yes | Visual inspection at meter pit | 2023-09-29 |  | Non-Lead Plastic |  |  | Field inspection only with no records | Yes | Visual inspection at meter pit | 2023-09-29 |  | Non-Lead |  |  |  | Domestic
MTR_029491 | 11223 SE 225TH ST | L 42 STOCKTON |  |  | Non-Lead - Other | No |  | 0 | Installation date is after the lead ban |  |  |  |  | Non-Lead - Other |  |  | Installation date is after the lead ban |  |  |  |  | Non-Lead |  |  |  | Domestic
MTR_015254 | 12520 SE 172ND ST | L6 CASCADE VISTA #6 |  |  | Non-Lead - Other | No | 2010-10-25 | 0 | Rectified Plan |  |  |  |  | Non-Lead - Other |  |  | Statistical analysis |  |  |  |  | Non-Lead |  |  |  | Domestic
MTR_029972 | 16136 126TH AVE SE | L5 BLK3 CASCADE VISTA #7 |  |  | Non-Lead - Other | No | 2016-06-22 | 0.75 | Rectified Plan |  |  |  |  | Non-Lead - Other |  |  | Statistical analysis |  |  |  |  | Non-Lead |  |  |  | Domestic
MTR_011474 | 16635 127TH AVE SE | 107 CASCADE HILLS 8 |  |  | Non-Lead - Other | Unknown |  | 1 | Statistical analysis |  |  |  |  | Non-Lead - Other |  |  | Statistical analysis |  |  |  |  | Non-Lead |  |  |  | Domestic
MTR_019814 | 18872 108TH LN SE | LOT 54 BELGROVE @ RENTON PH 3 |  |  | Non-Lead Plastic | No | 2004-06-30 | 0 | Field inspection only with no records | Yes | Visual inspection at meter pit | 2023-09-30 |  | Non-Lead Plastic |  |  | Field inspection only with no records | Yes | Visual inspection at meter pit | 2023-09-30 |  | Non-Lead |  |  |  | Domestic
MTR_015947 | SE 187TH CT @ E/OF CUL-DE-SAC | SE 187TH CT @ E/OF CUL-DE-SAC |  |  | Non-Lead - Other | Unknown |  |  | Statistical analysis |  |  |  |  | Non-Lead - Other |  |  | Statistical analysis |  |  |  |  | Non-Lead
MTR_022480 | 19335 113TH PL SE | LOT 62 PANTHER MEADOWS |  |  | Non-Lead - Other | No | 2004-07-26 | 0 | Installation date is after the lead ban |  |  |  |  | Non-Lead Plastic |  |  | Field inspection only with no records | Yes | Visual inspection at meter pit | 2023-09-30 |  | Non-Lead |  |  |  | Domestic
MTR_022114 | 12003 SE 186TH ST | LOT 30 AURIA WOODS |  |  | Non-Lead - Other | No | 2004-03-31 | 0 | Rectified Plan | No |  |  |  | Non-Lead - Other |  |  | Installation date is after the lead ban |  |  |  |  | Non-Lead |  |  |  | Domestic
MTR_022446 | 19373 113TH AVE SE | LOT 45 PANTHER MEADOWS |  |  | Non-Lead - Other | No | 2004-07-26 | 0 | Installation date is after the lead ban |  |  |  |  | Non-Lead - Other |  |  | Installation date is after the lead ban |  |  |  |  | Non-Lead |  |  |  | Domestic
MTR_022482 | 19329 113TH PL SE | LOT 63 PANTHER MEADOWS |  |  | Non-Lead - Other | No | 2004-07-26 | 0 | Installation date is after the lead ban |  |  |  |  | Non-Lead - Other |  |  | Installation date is after the lead ban |  |  |  |  | Non-Lead |  |  |  | Domestic
MTR_025366 | 21021 121ST PL SE | L 25 CARENA TERRACE 1 |  |  | Non-Lead - Other | No |  | 0 | Installation date is after the lead ban |  |  |  |  | Non-Lead Plastic |  |  | Field inspection only with no records | Yes | Visual inspection at meter pit | 2023-01-28 |  | Non-Lead |  |  |  | Domestic
MTR_011538 | 13012 SE 164TH ST | L 87 FAIRWOOD 9 |  |  | Non-Lead - Other | No | 2007-10-01 | 0 | Installation date is after the lead ban |  |  |  |  | Non-Lead - Other |  |  | Installation date is after the lead ban |  |  |  |  | Non-Lead |  |  |  | Domestic
MTR_015127 | 12020 SE 157TH PL | L4 CASCADE VILLAGE 1 |  |  | Non-Lead - Other | No | 2014-04-16 | 1 | Installation date is after the lead ban |  |  |  |  | Non-Lead - Other |  |  | Installation date is after the lead ban |  |  |  |  | Non-Lead |  |  |  | Domestic
MTR_028330 | 21619 129TH AVE SE | LOT 19 BEGONIA PLACE |  |  | Non-Lead Plastic | No | 2001-02-23 | 0 | Field inspection only with no records | Yes | Visual inspection at meter pit | 2023-06-30 |  | Non-Lead Plastic |  |  | Field inspection only with no records | Yes | Visual inspection at meter pit | 2023-06-30 |  | Non-Lead |  |  |  | Domestic
MTR_019815 | 18870 108TH LN SE | LOT 53 BELGROVE @ RENTON PH 3 |  |  | Non-Lead Plastic | No | 2004-06-30 | 0 | Field inspection only with no records | Yes | Visual inspection at meter pit | 2023-09-29 |  | Non-Lead Plastic |  |  | Field inspection only with no records | Yes | Visual inspection at meter pit | 2023-09-29 |  | Non-Lead |  |  |  | Domestic
MTR_028820 | 11001 SE 218TH ST | LOT 14 TWIN MAPLES |  |  | Non-Lead - Other | Unknown |  | 0 | Statistical analysis |  |  |  |  | Non-Lead Copper |  |  | Field inspection only with no records | Yes | Visual inspection at meter pit | 2023-01-14 |  | Non-Lead |  |  |  | Assumed
MTR_022134 | 12124 SE 186TH ST | LOT 10 AURIA WOODS |  |  | Non-Lead Plastic | No | 2004-03-31 | 0 | Field inspection only with no records | Yes | Visual inspection at meter pit | 2023-09-30 |  | Non-Lead Plastic |  |  | Field inspection only with no records | Yes | Visual inspection at meter pit | 2023-09-30 |  | Non-Lead |  |  |  | Domestic
MTR_015255 | 12755 SE 172ND ST | L108 CASCADE VISTA #3 |  |  | Non-Lead - Other | No | 2010-10-25 | 0 | Rectified Plan |  |  |  |  | Non-Lead - Other |  |  | Statistical analysis |  |  |  |  | Non-Lead |  |  |  | Domestic
MTR_021667 | 19219 138TH AVE SE | LOT 2 KCSP #L96S0038 |  |  | Non-Lead - Other | No |  | 0 | Installation date is after the lead ban |  |  |  |  | Non-Lead - Other |  |  | Installation date is after the lead ban |  |  |  |  | Non-Lead |  |  |  | Assumed
MTR_022746 | 19923 117TH PL SE | LOT 10 SPRING HILL WEST |  |  | Non-Lead - Other | No | 2004-03-09 | 0 | Installation date is after the lead ban |  |  |  |  | Non-Lead - Other |  |  | Installation date is after the lead ban |  |  |  |  | Non-Lead |  |  |  | Domestic
MTR_019263 | 9430 S 196TH PL | LOT 23 SHADY ESTATES |  |  | Non-Lead - Other | No | 2004-07-14 | 0 | Installation date is after the lead ban |  |  |  |  | Non-Lead - Other |  |  | Installation date is after the lead ban |  |  |  |  | Non-Lead |  |  |  | Domestic
MTR_022485 | 19409 113TH PL SE | LOT 51 PANTHER MEADOWS |  |  | Non-Lead Plastic | No | 2004-07-26 | 0 | Field inspection only with no records | Yes | Visual inspection at meter pit | 2023-09-29 |  | Non-Lead Plastic |  |  | Field inspection only with no records | Yes | Visual inspection at meter pit | 2023-09-29 |  | Non-Lead |  |  |  | Domestic
MTR_022486 | 19426 113TH PL SE | LOT 15 PANTHER MEADOWS |  |  | Non-Lead Plastic | No | 2004-07-26 | 0 | Field inspection only with no records | Yes | Visual inspection at meter pit | 2023-09-29 |  | Non-Lead Plastic |  |  | Field inspection only with no records | Yes | Visual inspection at meter pit | 2023-09-29 |  | Non-Lead |  |  |  | Domestic
MTR_027756 | 11702 SE 222ND CT | LOT128 MEADOWGREEN EST |  |  | Non-Lead - Other | No |  | 0 | Installation date is after the lead ban |  |  |  |  | Non-Lead - Other |  |  | Installation date is after the lead ban |  |  |  |  | Non-Lead |  |  |  | Domestic
MTR_014932 | 16858 122ND AVE SE | L8 B3 CASCADE VISTA #1 |  |  | Non-Lead Plastic | No | 2010-10-25 | 1 | Field inspection only with no records | Yes | Visual inspection at meter pit | 2023-08-19 |  | Non-Lead Plastic |  |  | Field inspection only with no records | Yes | Visual inspection at meter pit | 2023-08-19 |  | Non-Lead |  |  |  | Domestic
MTR_027757 | 11706 SE 222ND CT | LOT127 MEADOWGREEN EST. |  |  | Non-Lead - Other | No |  | 0 | Installation date is after the lead ban |  |  |  |  | Non-Lead - Other |  |  | Installation date is after the lead ban |  |  |  |  | Non-Lead |  |  |  | Domestic
MTR_019264 | 9402 S 196TH PL | LOT 19 OLYMPIC PEAK ESTATES |  |  | Non-Lead - Other | No | 2004-07-14 | 0 | Installation date is after the lead ban |  |  |  |  | Non-Lead - Other |  |  | Installation date is after the lead ban |  |  |  |  | Non-Lead |  |  |  | Domestic
MTR_019265 | 9401 S 196TH PL | LOT 18 SHADY ESTATES |  |  | Non-Lead - Other | No | 2004-07-14 | 0 | Installation date is after the lead ban |  |  |  |  | Non-Lead - Other |  |  | Installation date is after the lead ban |  |  |  |  | Non-Lead |  |  |  | Domestic
MTR_011164 | 11461 SE 162ND ST | E89.57 LOT4 BLK 4 AKERS FARMS #6 LESS S/100.82' |  |  | Non-Lead - Other | Unknown |  | 0 | Statistical analysis |  |  |  |  | Non-Lead - Other |  |  | Statistical analysis |  |  |  |  | Non-Lead |  |  |  | Domestic
MTR_028585 | 22107 124TH AVE SE | LOT 11 SUMMERGLEN #1 |  |  | Non-Lead Plastic | No |  | 0 | Field inspection only with no records | Yes | Visual inspection at meter pit | 2023-09-19 |  | Galvanized Requiring Replacement |  |  | Field inspection only with no records | Yes | Visual inspection at meter pit | 2023-09-19 |  | Galvanized Requiring Replacement |  |  |  | Domestic
MTR_019816 | 18866 108TH LN SE | LOT 51 BELGROVE @ RENTON PH 3 |  |  | Non-Lead Plastic | No | 2004-06-30 | 0 | Field inspection only with no records | Yes | Visual inspection at meter pit | 2023-09-29 |  | Non-Lead Plastic |  |  | Field inspection only with no records | Yes | Visual inspection at meter pit | 2023-09-29 |  | Non-Lead |  |  |  | Domestic
MTR_019819 | 18880 108TH LN SE | LOT 58 BELGROVE @ RENTON PH 3 |  |  | Non-Lead - Other | No | 2004-06-30 | 0 | Installation date is after the lead ban |  |  |  |  | Non-Lead - Other |  |  | Installation date is after the lead ban |  |  |  |  | Non-Lead |  |  |  | Domestic
MTR_028822 | 11025 SE 218TH ST | LOT 17 BLOCK 1 TWIN MAPLES |  |  | Non-Lead - Other | No |  | 0 | Installation date is after the lead ban |  |  |  |  | Non-Lead - Other |  |  | Installation date is after the lead ban |  |  |  |  | Non-Lead |  |  |  | Assumed
MTR_028824 | 11101 SE 218TH ST | LOT 18 BLK1 TWIN MAPLES |  |  | Non-Lead - Other | No |  | 0 | Installation date is after the lead ban |  |  |  |  | Non-Lead - Other |  |  | Installation date is after the lead ban |  |  |  |  | Non-Lead |  |  |  | Assumed
MTR_028657 | 11209 SE 218TH ST | LOT 1 KING COUNTY SHORT PLAT #10836 0 |  |  | Non-Lead - Other | No |  | 0 | Installation date is after the lead ban |  |  |  |  | Non-Lead - Other |  |  | Installation date is after the lead ban |  |  |  |  | Non-Lead |  |  |  | Assumed
MTR_028658 | 11215 SE 218TH ST | LOT 2 KCSP #108360 |  |  | Non-Lead - Other | No |  | 0 | Installation date is after the lead ban |  |  |  |  | Non-Lead - Other |  |  | Installation date is after the lead ban |  |  |  |  | Non-Lead |  |  |  | Assumed
MTR_029124 | 22014 108TH AVE SE | TL 38 SEC. 8-22-5 |  |  | Non-Lead - Other | Unknown |  | 0 | Statistical analysis |  |  |  |  | Non-Lead - Other |  |  | Statistical analysis |  |  |  |  | Non-Lead |  |  |  | Assumed
MTR_029125 | 21806 108TH AVE SE | TL 26 SEC. 8-22-5 |  |  | Non-Lead - Other | No |  | 0 | Installation date is after the lead ban |  |  |  |  | Non-Lead - Other |  |  | Installation date is after the lead ban |  |  |  |  | Non-Lead |  |  |  | Assumed
MTR_028827 | 11001 SE 217TH ST | L7 B2 TWIN MAPLES |  |  | Non-Lead - Other | Unknown |  | 0 | Statistical analysis |  |  |  |  | Non-Lead - Other |  |  | Statistical analysis |  |  |  |  | Non-Lead |  |  |  | Assumed
MTR_028829 | 11010 SE 218TH ST | L 13 B2 TWIN MAPLES |  |  | Non-Lead - Other | Unknown |  | 0 | Statistical analysis |  |  |  |  | Non-Lead - Other |  |  | Statistical analysis |  |  |  |  | Non-Lead |  |  |  | Assumed
MTR_028831 | 10832 SE 218TH ST | L 17 TWIN MAPLES |  |  | Non-Lead - Other | No |  | 0 | Installation date is after the lead ban |  |  |  |  | Non-Lead - Other |  |  | Installation date is after the lead ban |  |  |  |  | Non-Lead |  |  |  | Assumed
MTR_028659 | 11221 SE 218TH ST | TAX LOT 3 KCSP #108360 |  |  | Non-Lead - Other | No |  | 0 | Installation date is after the lead ban |  |  |  |  | Non-Lead - Other |  |  | Installation date is after the lead ban |  |  |  |  | Non-Lead |  |  |  | Assumed
MTR_028660 | 11227 SE 218TH ST | L4 KCSP 108 3060 |  |  | Non-Lead - Other | No |  | 0 | Installation date is after the lead ban |  |  |  |  | Non-Lead - Other |  |  | Installation date is after the lead ban |  |  |  |  | Non-Lead |  |  |  | Assumed
MTR_028661 | 11232 SE 218TH ST | PARCEL A SEC. 8-22-5 |  |  | Non-Lead - Other | No |  | 0 | Installation date is after the lead ban |  |  |  |  | Non-Lead - Other |  |  | Installation date is after the lead ban |  |  |  |  | Non-Lead |  |  |  | Assumed
MTR_028662 | 11224 SE 218TH ST | LOT 56 WEST CREEK MEADOWS |  |  | Non-Lead - Other | No | 1995-09-20 | 0 | Installation date is after the lead ban |  |  |  |  | Non-Lead - Other |  |  | Installation date is after the lead ban |  |  |  |  | Non-Lead |  |  |  | Domestic
MTR_028833 | 21714 111TH AVE SE | L 14 B3 TWIN MAPLES |  |  | Non-Lead - Other | No |  | 0 | Installation date is after the lead ban |  |  |  |  | Non-Lead - Other |  |  | Installation date is after the lead ban |  |  |  |  | Non-Lead |  |  |  | Assumed
MTR_028834 | 21730 111TH AVE SE | L 16 B3 TWIN MAPLES |  |  | Non-Lead - Other | No |  | 0 | Installation date is after the lead ban |  |  |  |  | Non-Lead - Other |  |  | Installation date is after the lead ban |  |  |  |  | Non-Lead |  |  |  | Assumed
MTR_028840 | 10855 SE 218TH ST | L 13 B1 TWIN MAPLES |  |  | Non-Lead - Other | Unknown |  | 0 | Statistical analysis |  |  |  |  | Non-Lead - Other |  |  | Statistical analysis |  |  |  |  | Non-Lead |  |  |  | Assumed
MTR_028842 | 10808 SE 217TH ST | L2 PAR.B TL 69&89 8-22-5 |  |  | Non-Lead - Other | No |  | 0 | Installation date is after the lead ban |  |  |  |  | Non-Lead - Other |  |  | Installation date is after the lead ban |  |  |  |  | Non-Lead |  |  |  | Assumed
MTR_005366 | 21518 108TH AVE SE | TAX LOT 3 8-22-5 |  |  | Non-Lead - Other | Unknown |  | 0 | Statistical analysis |  |  |  |  | Non-Lead - Other |  |  | Statistical analysis |  |  |  |  | Non-Lead |  |  |  | Assumed
MTR_005368 | 21234 108TH AVE SE | L 59 8-22-5 |  |  | Non-Lead - Other | Unknown |  | 0 | Statistical analysis |  |  |  |  | Non-Lead - Other |  |  | Statistical analysis |  |  |  |  | Non-Lead |  |  |  | Assumed
MTR_028845 | 21731 108TH PL SE | LOT 5 BLOCK 1 TWIN MAPLES |  |  | Non-Lead - Other | Unknown |  | 0 | Statistical analysis |  |  |  |  | Non-Lead - Other |  |  | Statistical analysis |  |  |  |  | Non-Lead |  |  |  | Assumed
MTR_028846 | 21733 108TH PL SE | PORTION LOT 5 & 6 BLOCK 1 TWIN MAPL ES |  |  | Non-Lead - Other | Unknown |  | 0 | Statistical analysis |  |  |  |  | Non-Lead - Other |  |  | Statistical analysis |  |  |  |  | Non-Lead |  |  |  | Assumed
MTR_028847 | 10817 SE 218TH ST | L8 B1 TWIN MAPLES |  |  | Non-Lead - Other | Unknown |  | 0 | Statistical analysis |  |  |  |  | Non-Lead - Other |  |  | Statistical analysis |  |  |  |  | Non-Lead |  |  |  | Assumed
MTR_028848 | 10801 SE 218TH ST | LOT 6 BLK 1 TWIN MAPLES |  |  | Non-Lead - Other | No |  | 0 | Installation date is after the lead ban |  |  |  |  | Non-Lead - Other |  |  | Installation date is after the lead ban |  |  |  |  | Non-Lead |  |  |  | Assumed
MTR_028852 | 11018 SE 217TH ST | L 9 B3 TWIN MAPLES |  |  | Non-Lead - Other | No |  | 0 | Installation date is after the lead ban |  |  |  |  | Non-Lead - Other |  |  | Installation date is after the lead ban |  |  |  |  | Non-Lead |  |  |  | Assumed
MTR_028854 | 10866 SE 217TH ST | L5 B3 TWIN MAPLES |  |  | Non-Lead - Other | Unknown |  | 0 | Statistical analysis |  |  |  |  | Non-Lead - Other |  |  | Statistical analysis |  |  |  |  | Non-Lead |  |  |  | Assumed
MTR_022747 | 19939 117TH PL SE | LOT 13 SPRING HILL WEST |  |  | Non-Lead - Other | No | 2004-03-09 | 0 | Installation date is after the lead ban |  |  |  |  | Non-Lead - Other |  |  | Installation date is after the lead ban |  |  |  |  | Non-Lead |  |  |  | Domestic
MTR_015949 | 14515 SE 188TH WAY | LOT 11 BOLLMAN PLAT |  |  | Non-Lead - Other | No | 2003-03-05 | 0 | Installation date is after the lead ban |  |  |  |  | Non-Lead - Other |  |  | Installation date is after the lead ban |  |  |  |  | Non-Lead |  |  |  | Domestic
MTR_017643 | 10902 SE 181ST ST | L5 BLK 1 BENSON TERR. #1 |  |  | Non-Lead - Other | Unknown |  | 0 | Statistical analysis |  |  |  |  | Non-Lead - Other |  |  | Statistical analysis |  |  |  |  | Non-Lead |  |  |  | Assumed
MTR_028856 | 10846 SE 217TH ST | L3 B3 TWIN MAPLES |  |  | Non-Lead - Other | Unknown |  | 0 | Statistical analysis |  |  |  |  | Non-Lead - Other |  |  | Statistical analysis |  |  |  |  | Non-Lead |  |  |  | Assumed
MTR_028859 | 10816 SE 217TH ST | L3 PAR.C TL 69&89 8-22-5 |  |  | Non-Lead - Other | No |  | 0 | Installation date is after the lead ban |  |  |  |  | Non-Lead - Other |  |  | Installation date is after the lead ban |  |  |  |  | Non-Lead |  |  |  | Assumed
MTR_015258 | 16960 128TH AVE SE | L 26 RENTON PARK # 2 |  |  | Non-Lead - Other | No | 2011-08-10 | 0 | Rectified Plan |  |  |  |  | Non-Lead - Other |  |  | Statistical analysis |  |  |  |  | Non-Lead |  |  |  | Domestic
MTR_015259 | 17015 128TH AVE SE | L 106 CASCADE VISTA # 3 |  |  | Non-Lead Plastic | No | 2011-08-10 | 0 | Field inspection only with no records | Yes | Visual inspection at meter pit | 2023-09-23 |  | Galvanized Requiring Replacement |  |  | Field inspection only with no records | Yes | Visual inspection at meter pit | 2023-09-23 |  | Galvanized Requiring Replacement |  |  |  | Domestic
MTR_015260 | 17021 128TH AVE SE | L 105 CASCADE VISTA # 3 |  |  | Non-Lead - Other | No | 2011-08-10 | 0 | Rectified Plan |  |  |  |  | Non-Lead Plastic |  |  | Field inspection only with no records | Yes | Visual inspection at meter pit | 2023-09-20 |  | Non-Lead |  |  |  | Domestic
MTR_015261 | 17035 128TH AVE SE | LOT 103 CASCADE VISTA #3 |  |  | Non-Lead Plastic | No | 2011-08-10 | 0 | Field inspection only with no records | Yes | Visual inspection at meter pit | 2023-09-23 |  | Non-Lead Plastic |  |  | Field inspection only with no records | Yes | Visual inspection at meter pit | 2023-09-23 |  | Non-Lead |  |  |  | Domestic
MTR_015262 | 17043 128TH AVE SE | LOT 102 CASCADE VISTA #3 |  |  | Non-Lead Plastic | No | 2010-10-25 | 0 | Rectified Plan | Yes | Visual inspection at the meter pit | 2024-02-13 |  | Non-Lead Plastic |  |  | Field inspection only with no records | Yes | Visual inspection at the meter pit | 2024-02-13 |  | Non-Lead |  |  |  | Domestic
MTR_015263 | 12724 SE 172ND ST | L 97 CASCADE VISTA # 3 |  |  | Non-Lead - Other | No | 2010-10-25 | 0 | Rectified Plan |  |  |  |  | Non-Lead - Other |  |  | Statistical analysis |  |  |  |  | Non-Lead |  |  |  | Domestic
MTR_015265 | 17130 127TH AVE SE | L 95 CASCADE VISTA 3 |  |  | Non-Lead - Other | No | 2010-10-25 | 0 | Rectified Plan |  |  |  |  | Non-Lead - Other |  |  | Statistical analysis |  |  |  |  | Non-Lead |  |  |  | Domestic
MTR_015266 | 12655 SE 169TH PL | L 55 CASCADE VISTA 3 |  |  | Non-Lead - Other | No | 2011-08-10 | 0 | Rectified Plan |  |  |  |  | Non-Lead - Other |  |  | Statistical analysis |  |  |  |  | Non-Lead |  |  |  | Domestic
MTR_015267 | 12715 SE 171ST PL | LOT 92 CASCADE VISTA #3 |  |  | Non-Lead Plastic | No | 2011-08-10 | 0 | Field inspection only with no records | Yes | Visual inspection at meter pit | 2023-09-23 |  | Non-Lead Plastic |  |  | Field inspection only with no records | Yes | Visual inspection at meter pit | 2023-09-23 |  | Non-Lead |  |  |  | Domestic
MTR_015268 | 12723 SE 171ST PL | L 91 CASCADE VISTA 3 |  |  | Non-Lead Plastic | No | 2011-08-10 | 0 | Field inspection only with no records | Yes | Visual inspection at meter pit | 2023-09-23 |  | Non-Lead Plastic |  |  | Field inspection only with no records | Yes | Visual inspection at meter pit | 2023-09-23 |  | Non-Lead |  |  |  | Domestic
MTR_015269 | 12741 SE 171ST PL | L 88 CASCADE VISTA 3 |  |  | Non-Lead - Other | No | 2011-08-10 | 0 | Rectified Plan |  |  |  |  | Non-Lead - Other |  |  | Statistical analysis |  |  |  |  | Non-Lead |  |  |  | Domestic
MTR_015274 | 17014 127TH AVE SE | L 81 CASCADE VISTA 3 |  |  | Non-Lead - Other | No | 2010-10-25 | 0 | Rectified Plan |  |  |  |  | Non-Lead - Other |  |  | Statistical analysis |  |  |  |  | Non-Lead |  |  |  | Domestic
MTR_023760 | 10034 SE 218TH PL | LOT 43 KARA CREST |  |  | Non-Lead - Other | No | 2001-08-23 | 0 | Installation date is after the lead ban |  |  |  |  | Non-Lead - Other |  |  | Installation date is after the lead ban |  |  |  |  | Non-Lead |  |  |  | Domestic
MTR_015276 | 12645 SE 170TH ST | L 75 CASCADE VISTA 3 |  |  | Non-Lead Plastic | No | 2011-08-10 | 0 | Rectified Plan | Yes | Visual inspection at the meter pit | 2024-02-13 |  | Non-Lead Plastic |  |  | Field inspection only with no records | Yes | Visual inspection at the meter pit | 2024-02-13 |  | Non-Lead |  |  |  | Domestic
MTR_015278 | 12668 SE 170TH ST | L 71 CASCADE VISTA 3 |  |  | Non-Lead - Other | No | 2011-08-10 | 0 | Rectified Plan |  |  |  |  | Non-Lead - Other |  |  | Statistical analysis |  |  |  |  | Non-Lead |  |  |  | Domestic
MTR_015279 | 12660 SE 170TH ST | L 70 CASCADE VISTA 3 |  |  | Non-Lead Plastic | No | 2011-08-10 | 0 | Field inspection only with no records | Yes | Visual inspection at meter pit | 2023-09-23 |  | Non-Lead Plastic |  |  | Field inspection only with no records | Yes | Visual inspection at meter pit | 2023-09-23 |  | Non-Lead |  |  |  | Domestic
MTR_015281 | 12632 SE 170TH ST | LOT 66 CASCADE VISTA #3 |  |  | Non-Lead - Other | No | 2011-08-10 | 0 | Rectified Plan |  |  |  |  | Non-Lead - Other |  |  | Statistical analysis |  |  |  |  | Non-Lead |  |  |  | Domestic
MTR_015284 | 16942 126TH PL SE | L 62 CASCADE VISTA 3 |  |  | Non-Lead - Other | No | 2010-10-25 | 0 | Rectified Plan |  |  |  |  | Non-Lead - Other |  |  | Statistical analysis |  |  |  |  | Non-Lead |  |  |  | Domestic
MTR_015285 | 16940 130TH AVE SE | L36 RENTON PARK #3 |  |  | Non-Lead Plastic | Unknown |  | 0 | Field inspection only with no records | Yes | Visual inspection at meter pit | 2023-09-23 |  | Galvanized Requiring Replacement |  |  | Field inspection only with no records | Yes | Visual inspection at meter pit | 2023-09-23 |  | Galvanized Requiring Replacement |  |  |  | Domestic
MTR_015289 | 16917 130TH AVE SE | L1 RENTON PARK #3 |  |  | Non-Lead Plastic | Unknown |  | 0 | Converted CAD | Yes | Visual inspection at the meter pit | 2024-02-13 |  | Copper |  |  | Field inspection only with no records | Yes | Visual inspection at the meter pit | 2024-02-13 |  | Non-Lead |  |  |  | Domestic
MTR_015291 | 17001 130TH AVE SE | LOT 5 RENTON PARK #3 |  |  | Non-Lead Plastic | Unknown |  | 0 | Field inspection only with no records | Yes | Visual inspection at meter pit | 2023-07-31 |  | Non-Lead Copper |  |  | Field inspection only with no records | Yes | Visual inspection at meter pit | 2023-07-31 |  | Non-Lead |  |  |  | Domestic
MTR_015294 | 17017 130TH AVE SE | L9 RENTON PARK #3 |  |  | Non-Lead Plastic | Unknown |  | 0 | Field inspection only with no records | Yes | Visual inspection at meter pit | 2023-01-21 |  | Galvanized Requiring Replacement |  |  | Field inspection only with no records | Yes | Visual inspection at meter pit | 2023-01-21 |  | Galvanized Requiring Replacement |  |  |  | Domestic
MTR_015295 | 17041 130TH AVE SE | L12 RENTON PARK #3 |  |  | Non-Lead - Other | Unknown |  | 0 | Statistical analysis |  |  |  |  | Non-Lead - Other |  |  | Statistical analysis |  |  |  |  | Non-Lead |  |  |  | Domestic
MTR_015296 | 17101 130TH AVE SE | LOT 13 RENTON PARK #3 |  |  | Non-Lead - Other | Unknown |  | 0 | Statistical analysis |  |  |  |  | Non-Lead - Other |  |  | Statistical analysis |  |  |  |  | Non-Lead |  |  |  | Domestic
MTR_015298 | 17040 129TH AVE SE | L15 RENTON PARK #2 |  |  | Non-Lead - Other | No | 2011-08-10 | 0 | Rectified Plan |  |  |  |  | Non-Lead - Other |  |  | Statistical analysis |  |  |  |  | Non-Lead |  |  |  | Domestic
MTR_015300 | 17032 129TH AVE SE | L16 RENTON PARK #2 |  |  | Non-Lead - Other | No | 2011-08-10 | 0 | Rectified Plan |  |  |  |  | Non-Lead - Other |  |  | Statistical analysis |  |  |  |  | Non-Lead |  |  |  | Domestic
MTR_015302 | 17016 129TH AVE SE | LOT 18 RENTON PARK 2 |  |  | Non-Lead Plastic | No | 2011-08-10 | 0 | Field inspection only with no records | Yes | Visual inspection at meter pit | 2023-09-23 |  | Non-Lead Plastic |  |  | Field inspection only with no records | Yes | Visual inspection at meter pit | 2023-09-23 |  | Non-Lead |  |  |  | Domestic
MTR_015306 | 12824 SE 170TH ST | L24 RENTON PARK #2 |  |  | Non-Lead - Other | No | 2011-08-10 | 0 | Rectified Plan |  |  |  |  | Non-Lead - Other |  |  | Statistical analysis |  |  |  |  | Non-Lead |  |  |  | Domestic
MTR_015307 | 12808 SE 170TH ST | L25 RENTON PARK #2 |  |  | Non-Lead - Other | No | 2011-08-10 | 0 | Rectified Plan |  |  |  |  | Non-Lead - Other |  |  | Statistical analysis |  |  |  |  | Non-Lead |  |  |  | Domestic
MTR_015310 | 12823 SE 170TH ST | L8 RENTON PARK #2 |  |  | Non-Lead - Other | No | 2011-08-10 | 0 | Rectified Plan |  |  |  |  | Non-Lead - Other |  |  | Statistical analysis |  |  |  |  | Non-Lead |  |  |  | Domestic
MTR_015311 | 17015 129TH AVE SE | L9 RENTON PARK #2 |  |  | Non-Lead - Other | No | 2011-08-10 | 0 | Rectified Plan |  |  |  |  | Non-Lead - Other |  |  | Statistical analysis |  |  |  |  | Non-Lead |  |  |  | Domestic
MTR_015313 | 17031 129TH AVE SE | L11 RENTON PARK #2 |  |  | Non-Lead Plastic | No | 2011-08-10 | 0 | Field inspection only with no records | Yes | Visual inspection at meter pit | 2023-09-23 |  | Non-Lead Plastic |  |  | Field inspection only with no records | Yes | Visual inspection at meter pit | 2023-09-23 |  | Non-Lead |  |  |  | Domestic
MTR_015314 | 17039 129TH AVE SE | LOT 12 RENTON PARK #2 |  |  | Non-Lead Plastic | No | 2011-08-10 | 0 | Field inspection only with no records | Yes | Visual inspection at meter pit | 2023-09-23 |  | Non-Lead Copper |  |  | Field inspection only with no records | Yes | Visual inspection at meter pit | 2023-09-23 |  | Non-Lead |  |  |  | Domestic
MTR_015317 | 17040 128TH AVE SE | L 2 RENTON PARK # 2 |  |  | Non-Lead Plastic | No | 2011-08-10 | 0 | Field inspection only with no records | Yes | Visual inspection at meter pit | 2023-09-23 |  | Non-Lead Plastic |  |  | Field inspection only with no records | Yes | Visual inspection at meter pit | 2023-09-23 |  | Non-Lead |  |  |  | Domestic
MTR_015318 | 17032 128TH AVE SE | L3 RENTON PARK # 2 |  |  | Non-Lead Plastic | No | 2011-08-10 | 0 | Rectified Plan | Yes | Visual inspection at the meter pit | 2024-02-13 |  | Galvanized Requiring Replacement |  |  | Field inspection only with no records | Yes | Visual inspection at the meter pit | 2024-02-13 |  | Galvanized Requiring Replacement |  |  |  | Domestic
MTR_015319 | 17245 129TH AVE SE | LOT 6 BLK 1 RENTON PARK |  |  | Non-Lead Plastic | No | 2011-08-10 | 0 | Field inspection only with no records | Yes | Visual inspection at meter pit | 2023-09-22 |  | Non-Lead Plastic |  |  | Field inspection only with no records | Yes | Visual inspection at meter pit | 2023-09-22 |  | Non-Lead |  |  |  | Domestic
MTR_015321 | 17448 129TH AVE SE | L12 BLK 2 RENTON PARK |  |  | Non-Lead - Other | No | 2011-08-10 | 0 | Rectified Plan |  |  |  |  | Non-Lead - Other |  |  | Statistical analysis |  |  |  |  | Non-Lead |  |  |  | Domestic
MTR_015322 | 17436 129TH AVE SE | LOT 11 BLOCK 2 RENTON PARK |  |  | Non-Lead - Other | No | 2011-08-10 | 0 | Rectified Plan |  |  |  |  | Non-Lead - Other |  |  | Statistical analysis |  |  |  |  | Non-Lead |  |  |  | Domestic
MTR_015324 | 17443 129TH AVE SE | L11 B1 RENTON PARK (LESS CO. RD.) |  |  | Non-Lead - Other | No | 2011-08-10 | 0 | Rectified Plan |  |  |  |  | Non-Lead - Other |  |  | Statistical analysis |  |  |  |  | Non-Lead |  |  |  | Domestic
MTR_015325 | 17422 129TH AVE SE | L9 BLK2 RENTON PARK |  |  | Non-Lead - Other | No | 2011-08-10 | 0 | Rectified Plan |  |  |  |  | Non-Lead - Other |  |  | Statistical analysis |  |  |  |  | Non-Lead |  |  |  | Domestic
MTR_015326 | 17406 129TH AVE SE | LOT 7 BLK 2 RENTON PARK |  |  | Non-Lead Plastic | No | 2011-08-10 | 0 | Field inspection only with no records | Yes | Visual inspection at meter pit | 2023-09-22 |  | Non-Lead Plastic |  |  | Field inspection only with no records | Yes | Visual inspection at meter pit | 2023-09-22 |  | Non-Lead |  |  |  | Domestic
MTR_015330 | 17219 130TH AVE SE | L2 RENTON PARK #4 |  |  | Non-Lead - Other | No |  | 0 | Installation date is after the lead ban |  |  |  |  | Non-Lead - Other |  |  | Installation date is after the lead ban |  |  |  |  | Non-Lead |  |  |  | Domestic
MTR_015331 | 17227 130TH AVE SE | L3 RENTON PARK #4 |  |  | Non-Lead Plastic | No |  | 0 | Field inspection only with no records | Yes | Visual inspection at meter pit | 2023-09-22 |  | Galvanized Requiring Replacement |  |  | Field inspection only with no records | Yes | Visual inspection at meter pit | 2023-09-22 |  | Galvanized Requiring Replacement |  |  |  | Domestic
MTR_015332 | 17243 130TH AVE SE | L5 RENTON PARK #4 |  |  | Non-Lead Plastic | No |  | 0 | Field inspection only with no records | Yes | Visual inspection at meter pit | 2023-09-22 |  | Galvanized Requiring Replacement |  |  | Field inspection only with no records | Yes | Visual inspection at meter pit | 2023-09-22 |  | Galvanized Requiring Replacement |  |  |  | Domestic
MTR_015333 | 17242 130TH AVE SE | L6 RENTON PARK #4 |  |  | Non-Lead - Other | No |  | 0 | Installation date is after the lead ban |  |  |  |  | Non-Lead - Other |  |  | Installation date is after the lead ban |  |  |  |  | Non-Lead |  |  |  | Domestic
MTR_015335 | 17218 130TH AVE SE | L9 RENTON PARK #4 |  |  | Non-Lead - Other | No |  | 0 | Installation date is after the lead ban |  |  |  |  | Non-Lead - Other |  |  | Installation date is after the lead ban |  |  |  |  | Non-Lead |  |  |  | Domestic
MTR_015336 | 17210 130TH AVE SE | L10 RENTON PARK #4 |  |  | Non-Lead - Other | No |  | 0 | Installation date is after the lead ban |  |  |  |  | Non-Lead - Other |  |  | Installation date is after the lead ban |  |  |  |  | Non-Lead |  |  |  | Domestic
MTR_015338 | 13017 SE 171ST PL | L20 RENTON PARK #3 |  |  | Non-Lead Plastic | No |  | 0 | Field inspection only with no records | Yes | Visual inspection at meter pit | 2023-09-22 |  | Non-Lead Copper |  |  | Field inspection only with no records | Yes | Visual inspection at meter pit | 2023-09-22 |  | Non-Lead |  |  |  | Domestic
MTR_015339 | 13021 SE 171ST PL | L21 RENTON PARK #3 |  |  | Non-Lead - Other | No |  | 0 | Installation date is after the lead ban |  |  |  |  | Non-Lead - Other |  |  | Installation date is after the lead ban |  |  |  |  | Non-Lead |  |  |  | Domestic
MTR_015340 | 13018 SE 171ST PL | L22 RENTON PARK #3 |  |  | Non-Lead - Other | No |  | 0 | Installation date is after the lead ban |  |  |  |  | Non-Lead - Other |  |  | Installation date is after the lead ban |  |  |  |  | Non-Lead |  |  |  | Domestic
MTR_015342 | 13010 SE 171ST PL | L24 RENTON PARK #3 |  |  | Non-Lead Plastic | Unknown |  | 0 | Converted CAD | Yes | Visual inspection at the meter pit | 2024-02-13 |  | Galvanized Requiring Replacement |  |  | Field inspection only with no records | Yes | Visual inspection at the meter pit | 2024-02-13 |  | Galvanized Requiring Replacement |  |  |  | Domestic
MTR_015343 | 13004 SE 171ST PL | L25 RENTON PARK #3 |  |  | Non-Lead - Other | Unknown |  | 0 | Statistical analysis |  |  |  |  | Non-Lead - Other |  |  | Statistical analysis |  |  |  |  | Non-Lead |  |  |  | Domestic
MTR_015344 | 17026 130TH AVE SE | L27 RENTON PARK #3 |  |  | Non-Lead - Other | Unknown |  | 0 | Statistical analysis |  |  |  |  | Non-Lead - Other |  |  | Statistical analysis |  |  |  |  | Non-Lead |  |  |  | Domestic
MTR_015345 | 13005 SE 170TH PL | L29 RENTON PARK #3 |  |  | Non-Lead - Other | Unknown |  | 0 | Statistical analysis |  |  |  |  | Non-Lead - Other |  |  | Statistical analysis |  |  |  |  | Non-Lead |  |  |  | Domestic
MTR_015347 | 13025 SE 170TH PL | L31 RENTON PARK #3 |  |  | Non-Lead - Other | Unknown |  | 0 | Statistical analysis |  |  |  |  | Non-Lead - Other |  |  | Statistical analysis |  |  |  |  | Non-Lead |  |  |  | Domestic
MTR_015348 | 13020 SE 170TH PL | L33 RENTON PARK #3 |  |  | Non-Lead - Other | No |  | 0 | Installation date is after the lead ban |  |  |  |  | Non-Lead - Other |  |  | Installation date is after the lead ban |  |  |  |  | Non-Lead |  |  |  | Domestic
MTR_023420 | 10817 SE 212TH ST | L 39 BENSON HILLS # 1 |  |  | Non-Lead - Other | Unknown |  | 0 | Statistical analysis |  |  |  |  | Non-Lead - Other |  |  | Statistical analysis |  |  |  |  | Non-Lead |  |  |  | Assumed
MTR_023422 | 10830 SE 213TH ST | L 36 BENSON HILLS NO 1 |  |  | Non-Lead - Other | Unknown |  | 0 | Statistical analysis |  |  |  |  | Non-Lead - Other |  |  | Statistical analysis |  |  |  |  | Non-Lead |  |  |  | Assumed
MTR_023426 | 10817 SE 213TH ST | L32 BENSON HILLS NO 1 |  |  | Non-Lead - Other | Unknown |  | 0 | Statistical analysis |  |  |  |  | Non-Lead - Other |  |  | Statistical analysis |  |  |  |  | Non-Lead |  |  |  | Assumed
MTR_023428 | 10835 SE 213TH ST | L 30 BENSON HILLS NO 1 |  |  | Non-Lead - Other | Unknown |  | 0 | Statistical analysis |  |  |  |  | Non-Lead - Other |  |  | Statistical analysis |  |  |  |  | Non-Lead |  |  |  | Assumed
MTR_026808 | 22601 132ND PL SE | LOT 56 FERN CREST AKA MEADOW RIDGE |  |  | Non-Lead - Other | No | 2005-06-17 | 0 | Installation date is after the lead ban |  |  |  |  | Non-Lead - Other |  |  | Installation date is after the lead ban |  |  |  |  | Non-Lead |  |  |  | Domestic
MTR_023787 | 10200 SE 222ND ST | LOT 1 ANNANDALE |  |  | Non-Lead - Other | No | 2004-07-27 | 0 | Installation date is after the lead ban |  |  |  |  | Non-Lead - Other |  |  | Installation date is after the lead ban |  |  |  |  | Non-Lead |  |  |  | Domestic
MTR_023788 | 22126 102ND PL SE | LOT 22 ANNANDALE |  |  | Non-Lead - Other | No | 2004-07-27 | 0 | Installation date is after the lead ban |  |  |  |  | Non-Lead - Other |  |  | Installation date is after the lead ban |  |  |  |  | Non-Lead |  |  |  | Domestic
MTR_023568 | 21417 112TH AVE SE | LOT 1 WOODHALL |  |  | Non-Lead - Other | No | 2007-09-28 | 0 | Installation date is after the lead ban |  |  |  |  | Non-Lead - Other |  |  | Installation date is after the lead ban |  |  |  |  | Non-Lead |  |  |  | Domestic
MTR_023432 | 21318 109TH AVE SE | L 27 BENSON HILLS NO 1 |  |  | Non-Lead - Other | Unknown |  | 0 | Statistical analysis |  |  |  |  | Non-Lead - Other |  |  | Statistical analysis |  |  |  |  | Non-Lead |  |  |  | Assumed
MTR_023433 | 21222 109TH AVE SE | L 23 BENSON HILLS NO 1 |  |  | Galvanized Requiring Replacement | Unknown |  | 0 | Relative Placement | Yes | Visual inspection at the meter pit | 2024-02-01 |  | Non-Lead Plastic |  |  | Field inspection only with no records | Yes | Visual inspection at the meter pit | 2024-02-01 |  | Galvanized Requiring Replacement |  |  |  | Assumed
MTR_023434 | 21205 110TH AVE SE | L 20 BENSON HILLS NO 1 |  |  | Non-Lead Plastic | Unknown |  | 0 | Relative Placement | Yes | Visual inspection at the meter pit | 2024-02-01 |  | Non-Lead Plastic |  |  | Field inspection only with no records | Yes | Visual inspection at the meter pit | 2024-02-01 |  | Non-Lead |  |  |  | Assumed
MTR_023435 | 21229 110TH AVE SE | L 17 BENSON HILLS NO 1 |  |  | Non-Lead - Other | Unknown |  | 0 | Statistical analysis |  |  |  |  | Non-Lead - Other |  |  | Statistical analysis |  |  |  |  | Non-Lead |  |  |  | Assumed
MTR_023436 | 21245 110TH AVE SE | L 15 BENSON HILLS NO 1 |  |  | Non-Lead - Other | No |  | 0 | Installation date is after the lead ban |  |  |  |  | Non-Lead - Other |  |  | Installation date is after the lead ban |  |  |  |  | Non-Lead |  |  |  | Assumed
MTR_023438 | 11033 SE 213TH ST | LOT 33 BENSON HILLS #2 |  |  | Non-Lead - Other | Unknown |  | 0 | Statistical analysis |  |  |  |  | Non-Lead - Other |  |  | Statistical analysis |  |  |  |  | Non-Lead |  |  |  | Assumed
MTR_023440 | 11015 SE 213TH ST | LOT 35 BENSON HILLS 2 |  |  | Non-Lead - Other | Unknown |  | 0 | Statistical analysis |  |  |  |  | Non-Lead - Other |  |  | Statistical analysis |  |  |  |  | Non-Lead |  |  |  | Assumed
MTR_023441 | 11023 SE 213TH ST | L 34 BENSON HILLS NO 2 |  |  | Non-Lead - Other | Unknown |  | 0 | Statistical analysis |  |  |  |  | Non-Lead - Other |  |  | Statistical analysis |  |  |  |  | Non-Lead |  |  |  | Assumed
MTR_023490 | 21319 112TH AVE SE | LOT 13 EAST BENSON HILLS |  |  | Non-Lead - Other | No |  | 0 | Installation date is after the lead ban |  |  |  |  | Non-Lead - Other |  |  | Installation date is after the lead ban |  |  |  |  | Non-Lead |  |  |  | Assumed
MTR_024171 | 11108 SE 214TH ST | LOT 11 EAST BENSON HILLS |  |  | Non-Lead - Other | No |  | 0 | Installation date is after the lead ban |  |  |  |  | Non-Lead - Other |  |  | Installation date is after the lead ban |  |  |  |  | Non-Lead |  |  |  | Assumed
MTR_024174 | 11030 SE 214TH ST | LOT 7 EAST BENSON HILLS |  |  | Non-Lead - Other | No |  | 0 | Installation date is after the lead ban |  |  |  |  | Non-Lead - Other |  |  | Installation date is after the lead ban |  |  |  |  | Non-Lead |  |  |  | Assumed
MTR_024176 | 11018 SE 214TH ST | LOT 5 EAST BENSON HILLS |  |  | Non-Lead - Other | No |  | 0 | Installation date is after the lead ban |  |  |  |  | Non-Lead - Other |  |  | Installation date is after the lead ban |  |  |  |  | Non-Lead |  |  |  | Assumed
MTR_024179 | 21409 111TH CT SE | LOT 9 WOODHALL |  |  | Non-Lead - Other | No |  | 0 | Installation date is after the lead ban |  |  |  |  | Non-Lead - Other |  |  | Installation date is after the lead ban |  |  |  |  | Non-Lead |  |  |  | Domestic
MTR_022487 | 19516 113TH PL SE | LOT 6 PANTHER MEADOWS |  |  | Non-Lead - Other | No | 2004-07-26 | 0 | Installation date is after the lead ban |  |  |  |  | Non-Lead - Other |  |  | Installation date is after the lead ban |  |  |  |  | Non-Lead |  |  |  | Domestic
MTR_023781 | 22017 100TH CT SE | LOT 3 KARA 3 |  |  | Non-Lead - Other | No | 2003-08-27 | 0 | Installation date is after the lead ban |  |  |  |  | Non-Lead - Other |  |  | Installation date is after the lead ban |  |  |  |  | Non-Lead |  |  |  | Domestic
MTR_022851 | 19901 118TH AVE SE | LOT 6 SPRING HILL WEST |  |  | Non-Lead - Other | No |  | 0 | Installation date is after the lead ban |  |  |  |  | Non-Lead - Other |  |  | Installation date is after the lead ban |  |  |  |  | Non-Lead |  |  |  | Assumed
MTR_022490 | 19510 113TH PL SE | LOT 7 PANTHER MEADOWS |  |  | Non-Lead Plastic | No | 2004-07-26 | 0 | Field inspection only with no records | Yes | Visual inspection at meter pit | 2023-09-29 |  | Non-Lead Plastic |  |  | Field inspection only with no records | Yes | Visual inspection at meter pit | 2023-09-29 |  | Non-Lead |  |  |  | Domestic
MTR_022491 | 19456 113TH PL SE | LOT 10 PANTHER MEADOWS |  |  | Non-Lead - Other | No | 2004-07-26 | 0 | Installation date is after the lead ban |  |  |  |  | Non-Lead - Other |  |  | Installation date is after the lead ban |  |  |  |  | Non-Lead |  |  |  | Domestic
MTR_022492 | 19347 113TH PL SE | LOT 60 PANTHER MEADOWS |  |  | Non-Lead - Other | No | 2004-07-26 | 0 | Installation date is after the lead ban |  |  |  |  | Non-Lead - Other |  |  | Installation date is after the lead ban |  |  |  |  | Non-Lead |  |  |  | Domestic
MTR_022494 | 19504 113TH PL SE | LOT 8 PANTHER MEADOWS |  |  | Non-Lead - Other | No | 2004-07-26 | 0 | Installation date is after the lead ban |  |  |  |  | Non-Lead - Other |  |  | Installation date is after the lead ban |  |  |  |  | Non-Lead |  |  |  | Domestic
MTR_015350 | 16919 126TH PL SE | L165 CASCADE VISTA #3 |  |  | Non-Lead - Other | Unknown | 1960-01-13 | 0 | Statistical analysis |  |  |  |  | Non-Lead - Other |  |  | Statistical analysis |  |  |  |  | Non-Lead |  |  |  | Domestic
MTR_015351 | 16927 126TH PL SE | LOT 168 CASCADE VISTA #3 |  |  | Non-Lead Plastic | Unknown | 1960-01-13 | 0 | Field inspection only with no records | Yes | Visual inspection at meter pit | 2023-08-19 |  | Galvanized Requiring Replacement |  |  | Field inspection only with no records | Yes | Visual inspection at meter pit | 2023-08-19 |  | Galvanized Requiring Replacement |  |  |  | Domestic
MTR_015353 | 16941 126TH PL SE | L162 CASCADE VISTA #3 |  |  | Non-Lead - Other | No | 2010-10-25 | 0 | Rectified Plan |  |  |  |  | Non-Lead - Other |  |  | Statistical analysis |  |  |  |  | Non-Lead |  |  |  | Domestic
MTR_015354 | 16949 126TH PL SE | LOT 161 CASCADE VISTA #3 |  |  | Non-Lead Plastic | No | 2010-10-25 | 0 | Field inspection only with no records | Yes | Visual inspection at meter pit | 2023-08-19 |  | Galvanized Requiring Replacement |  |  | Field inspection only with no records | Yes | Visual inspection at meter pit | 2023-08-19 |  | Galvanized Requiring Replacement |  |  |  | Domestic
MTR_027758 | 11652 SE 218TH PL | LOT 10 CROWN TERRACE |  |  | Non-Lead - Other | No |  | 0 | Installation date is after the lead ban |  |  |  |  | Non-Lead - Other |  |  | Installation date is after the lead ban |  |  |  |  | Non-Lead |  |  |  | Domestic
MTR_022748 | 19945 117TH PL SE | LOT 14 SPRING HILL WEST |  |  | Non-Lead - Other | No | 2004-03-09 | 0 | Installation date is after the lead ban |  |  |  |  | Non-Lead - Other |  |  | Installation date is after the lead ban |  |  |  |  | Non-Lead |  |  |  | Domestic
MTR_022495 | 19444 113TH PL SE | LOT 12 PANTHER MEADOWS |  |  | Non-Lead Plastic | No | 2004-07-26 | 0 | Field inspection only with no records | Yes | Visual inspection at meter pit | 2023-09-29 |  | Non-Lead Plastic |  |  | Field inspection only with no records | Yes | Visual inspection at meter pit | 2023-09-29 |  | Non-Lead |  |  |  | Domestic
MTR_022496 | 19432 113TH PL SE | LOT 14 PANTHER MEADOWS |  |  | Non-Lead Plastic | No | 2004-07-26 | 0 | Field inspection only with no records | Yes | Visual inspection at meter pit | 2023-07-31 |  | Non-Lead Plastic |  |  | Field inspection only with no records | Yes | Visual inspection at meter pit | 2023-07-31 |  | Non-Lead |  |  |  | Domestic
MTR_022497 | 19438 113TH PL SE | LOT 13 PANTHER MEADOWS |  |  | Non-Lead - Other | No | 2004-07-26 | 0 | Installation date is after the lead ban |  |  |  |  | Non-Lead - Other |  |  | Installation date is after the lead ban |  |  |  |  | Non-Lead |  |  |  | Domestic
MTR_022498 | 19450 113TH PL SE | LOT 11 PANTHER MEADOWS |  |  | Non-Lead Plastic | No | 2004-07-26 | 0 | Field inspection only with no records | Yes | Visual inspection at meter pit | 2023-09-29 |  | Non-Lead Plastic |  |  | Field inspection only with no records | Yes | Visual inspection at meter pit | 2023-09-29 |  | Non-Lead |  |  |  | Domestic
MTR_019268 | 9413 S 196TH PL | LOT 15 OLYMPIC PEAK ESTATES |  |  | Non-Lead - Other | No | 2004-07-14 | 0 | Installation date is after the lead ban |  |  |  |  | Non-Lead - Other |  |  | Installation date is after the lead ban |  |  |  |  | Non-Lead |  |  |  | Domestic
MTR_028331 | 12911 SE 216TH PL | LOT 15 BEGONIA PLACE |  |  | Non-Lead - Other | No | 2001-02-23 | 0 | Installation date is after the lead ban |  |  |  |  | Non-Lead - Other |  |  | Installation date is after the lead ban |  |  |  |  | Non-Lead |  |  |  | Domestic
MTR_015356 | 17122 127TH AVE SE | LOT 94 CASCADE VISTA #3 |  |  | Non-Lead Plastic | No | 2010-10-25 | 0 | Field inspection only with no records | Yes | Visual inspection at meter pit | 2023-09-23 |  | Galvanized Requiring Replacement |  |  | Field inspection only with no records | Yes | Visual inspection at meter pit | 2023-09-23 |  | Galvanized Requiring Replacement |  |  |  | Domestic
MTR_026810 | 22607 132ND PL SE | LOT 55 FERN CREST AKA MEADOW RIDGE |  |  | Non-Lead Plastic | No | 2005-06-17 | 0 | Field inspection only with no records | Yes | Visual inspection at meter pit | 2023-10-27 |  | Non-Lead - Other |  |  | Installation date is after the lead ban |  |  |  |  | Non-Lead |  |  |  | Domestic
MTR_022116 | 12015 SE 186TH ST | LOT 28 AURIA WOODS |  |  | Non-Lead Plastic | No | 2004-03-31 | 0 | Field inspection only with no records | Yes | Visual inspection at meter pit | 2023-09-30 |  | Non-Lead Plastic |  |  | Field inspection only with no records | Yes | Visual inspection at meter pit | 2023-09-30 |  | Non-Lead |  |  |  | Domestic
MTR_022499 | 113TH PL SE; SO OF SE 194TH PL | 113TH PL SE; SO OF SE 194TH PL |  |  | Non-Lead Plastic | No | 2004-07-26 | 0 | Rectified Plan | Yes | Visual inspection at the meter pit | 2024-02-20 |  | Non-Lead Plastic |  |  | Field inspection only with no records | Yes | Visual inspection at the meter pit | 2024-02-20 |  | Non-Lead |  |  |  | Irrigation
MTR_026253 | 12232 SE 204TH ST | LOT 7 WHITNEY GLENN |  |  | Non-Lead - Other | No |  | 0 | Installation date is after the lead ban |  |  |  |  | Non-Lead - Other |  |  | Installation date is after the lead ban |  |  |  |  | Non-Lead |  |  |  | Domestic
MTR_028912 | 21620 116TH AVE SE | TAX LOT 144 9-22-5 |  |  | Non-Lead - Other | No |  | 0 | Installation date is after the lead ban |  |  |  |  | Non-Lead - Other |  |  | Installation date is after the lead ban |  |  |  |  | Non-Lead |  |  |  | Assumed
MTR_028605 | 12318 SE 219TH PL | LOT 10 PARKWAY ESTATES 1 |  |  | Non-Lead - Other | No | 1978-07-26 | 0 | Installation date is after the lead ban |  |  |  |  | Non-Lead - Other |  |  | Installation date is after the lead ban |  |  |  |  | Non-Lead |  |  |  | Domestic
MTR_026811 | TRACT B IRRIGATION-FERN CRST | TRACT B IRRIGATION-FERN CREST |  |  | Non-Lead Plastic | Unknown |  | 0 | Field inspection only with no records | Yes | Visual inspection at meter pit | 2023-10-19 |  | Non-Lead Plastic |  |  | Field inspection only with no records | Yes | Visual inspection at meter pit | 2023-10-19 |  | Non-Lead |  |  |  | Assumed
MTR_026812 | 13253 SE 225TH PL | LOT 49 FERN CREST 2 |  |  | Non-Lead Plastic | No | 2005-09-02 | 0 | Field inspection only with no records | Yes | Visual inspection at meter pit | 2023-03-13 |  | Non-Lead Plastic |  |  | Field inspection only with no records | Yes | Visual inspection at meter pit | 2023-03-13 |  | Non-Lead |  |  |  | Domestic
MTR_026815 | 22459 134TH PL SE | LOT 25 FERN CREST 2 |  |  | Non-Lead Plastic | No | 2005-09-02 | 0 | Field inspection only with no records | Yes | Visual inspection at meter pit | 2023-10-27 |  | Non-Lead Plastic |  |  | Field inspection only with no records | Yes | Visual inspection at meter pit | 2023-10-27 |  | Non-Lead |  |  |  | Domestic
MTR_026816 | 22463 132ND PL SE | LOT 58 FERN CREST 2 |  |  | Non-Lead - Other | No | 2005-09-02 | 0 | Installation date is after the lead ban |  |  |  |  | Non-Lead - Other |  |  | Installation date is after the lead ban |  |  |  |  | Non-Lead |  |  |  | Domestic
MTR_026817 | 22498 134TH PL SE | LOT 14 FERN CREST 2 |  |  | Non-Lead Plastic | No | 2005-09-02 | 0 | Field inspection only with no records | Yes | Visual inspection at meter pit | 2023-10-27 |  | Non-Lead Plastic |  |  | Field inspection only with no records | Yes | Visual inspection at meter pit | 2023-10-27 |  | Non-Lead |  |  |  | Domestic
MTR_028663 | 11305 SE 216TH CT | LOT 18 WEST CREEK MEADOWS |  |  | Non-Lead - Other | No | 1995-09-20 | 0 | Installation date is after the lead ban |  |  |  |  | Non-Lead - Other |  |  | Installation date is after the lead ban |  |  |  |  | Non-Lead |  |  |  | Domestic
MTR_028666 | 11314 SE 216TH CT | LOT 27 WEST CREEK MEADOWS |  |  | Non-Lead - Other | No | 1995-09-20 | 0 | Installation date is after the lead ban |  |  |  |  | Non-Lead - Other |  |  | Installation date is after the lead ban |  |  |  |  | Non-Lead |  |  |  | Domestic
MTR_028702 | 21514 113TH PL SE | LOT 30 WEST CREEK MEADOWS |  |  | Non-Lead - Other | No |  | 0 | Installation date is after the lead ban |  |  |  |  | Non-Lead - Other |  |  | Installation date is after the lead ban |  |  |  |  | Non-Lead |  |  |  | Domestic
MTR_024182 | 11303 SE 215TH ST | LOT 24 CARENA GLEN |  |  | Non-Lead - Other | No |  | 0 | Installation date is after the lead ban |  |  |  |  | Non-Lead - Other |  |  | Installation date is after the lead ban |  |  |  |  | Non-Lead |  |  |  | Assumed |  |  | Yes
MTR_024185 | 11411 SE 215TH ST | LOT 28 CARENA GLEN |  |  | Non-Lead - Other | No |  | 0 | Installation date is after the lead ban |  |  |  |  | Non-Lead - Other |  |  | Installation date is after the lead ban |  |  |  |  | Non-Lead |  |  |  | Domestic
MTR_024186 | 11417 SE 215TH ST | LOT 29 CARENA GLEN |  |  | Non-Lead - Other | No |  | 0 | Installation date is after the lead ban |  |  |  |  | Non-Lead - Other |  |  | Installation date is after the lead ban |  |  |  |  | Non-Lead |  |  |  | Domestic
MTR_024187 | 11507 SE 215TH ST | LOT 30 CARENA GLEN |  |  | Non-Lead - Other | No |  | 0 | Installation date is after the lead ban |  |  |  |  | Non-Lead - Other |  |  | Installation date is after the lead ban |  |  |  |  | Non-Lead |  |  |  | Domestic
MTR_024188 | 11513 SE 215TH ST | LOT 31 CARENA GLEN |  |  | Non-Lead - Other | No |  | 0 | Installation date is after the lead ban |  |  |  |  | Non-Lead - Other |  |  | Installation date is after the lead ban |  |  |  |  | Non-Lead |  |  |  | Domestic
MTR_015357 | 12649 SE 169TH PL | L 56 CASCADE VISTA 3 |  |  | Non-Lead Plastic | No | 2011-08-10 | 0 | Field inspection only with no records | Yes | Visual inspection at meter pit | 2023-09-23 |  | Galvanized Requiring Replacement |  |  | Field inspection only with no records | Yes | Visual inspection at meter pit | 2023-09-23 |  | Galvanized Requiring Replacement |  |  |  | Domestic
MTR_015358 | 16813 126TH AVE SE | L171 CASCADE VISTA #3 |  |  | Non-Lead Plastic | Unknown |  | 0 | Field inspection only with no records | Yes | Visual inspection at meter pit | 2023-08-19 |  | Non-Lead Plastic |  |  | Field inspection only with no records | Yes | Visual inspection at meter pit | 2023-08-19 |  | Non-Lead |  |  |  | Domestic
MTR_015359 | 16905 126TH PL SE | L167 CASCADE VISTA #3 |  |  | Non-Lead Plastic | Unknown | 1960-01-13 | 0 | Field inspection only with no records | Yes | Visual inspection at meter pit | 2023-08-28 |  | Non-Lead Plastic |  |  | Field inspection only with no records | Yes | Visual inspection at meter pit | 2023-08-28 |  | Non-Lead |  |  |  | Domestic
MTR_022500 | 19321 113TH AVE SE | LOT 42 PANTHER MEADOWS |  |  | Non-Lead Plastic | No | 2004-07-26 | 0 | Field inspection only with no records | Yes | Visual inspection at meter pit | 2023-09-29 |  | Non-Lead Plastic |  |  | Field inspection only with no records | Yes | Visual inspection at meter pit | 2023-09-29 |  | Non-Lead |  |  |  | Domestic
MTR_025717 | 20925 130TH PL SE | LOT 17 THUERINGER PLAT |  |  | Non-Lead - Other | No | 2005-01-13 | 0 | Installation date is after the lead ban |  |  |  |  | Non-Lead - Other |  |  | Installation date is after the lead ban |  |  |  |  | Non-Lead |  |  |  | Domestic
MTR_022501 | 19323 113TH PL SE | LOT 64 PANTHER MEADOWS |  |  | Non-Lead Plastic | No | 2004-07-26 | 0 | Field inspection only with no records | Yes | Visual inspection at meter pit | 2023-09-29 |  | Non-Lead Plastic |  |  | Field inspection only with no records | Yes | Visual inspection at meter pit | 2023-09-29 |  | Non-Lead |  |  |  | Domestic
MTR_022502 | 19320 113TH AVE SE | LOT 65 PANTHER MEADOWS |  |  | Non-Lead Plastic | No | 2004-07-26 | 0 | Field inspection only with no records | Yes | Visual inspection at meter pit | 2023-09-29 |  | Non-Lead Plastic |  |  | Field inspection only with no records | Yes | Visual inspection at meter pit | 2023-09-29 |  | Non-Lead |  |  |  | Domestic
MTR_020366 | 20026 100TH AVE SE | LOT 1 K.C.S.P.#384037 |  |  | Non-Lead - Other | No |  | 0 | Installation date is after the lead ban |  |  |  |  | Non-Lead - Other |  |  | Installation date is after the lead ban |  |  |  |  | Non-Lead |  |  |  | Domestic
MTR_026819 | 13347 SE 227TH ST | LOT 86 FERN CREST AKA MEADOW RIDGE |  |  | Non-Lead Plastic | No | 2005-06-17 | 0 | Field inspection only with no records | Yes | Visual inspection at meter pit | 2023-10-27 |  | Non-Lead Plastic |  |  | Field inspection only with no records | Yes | Visual inspection at meter pit | 2023-10-27 |  | Non-Lead |  |  |  | Domestic
MTR_014846 | 16812 125TH AVE SE | L 141 CASCADE VISTA #3 |  |  | Non-Lead Plastic | No | 2010-10-25 | 1 | Field inspection only with no records | Yes | Visual inspection at meter pit | 2023-07-31 |  | Galvanized Requiring Replacement |  |  | Field inspection only with no records | Yes | Visual inspection at meter pit | 2023-07-31 |  | Galvanized Requiring Replacement |  |  |  | Domestic
MTR_019270 | 9232 S 198TH ST | L4 SPBROOK RANCHETTES #1 |  |  | Non-Lead - Other | Unknown |  | 0 | Statistical analysis |  |  |  |  | Non-Lead - Other |  |  | Statistical analysis |  |  |  |  | Non-Lead |  |  |  | Assumed
MTR_015361 | 12535 SE 170TH PL | L126 CASCADE VISTA #3 |  |  | Non-Lead Plastic | No | 2010-10-25 | 0 | Field inspection only with no records | Yes | Visual inspection at meter pit | 2023-08-28 |  | Non-Lead Plastic |  |  | Field inspection only with no records | Yes | Visual inspection at meter pit | 2023-08-28 |  | Non-Lead |  |  |  | Domestic
MTR_015364 | 17105 127TH AVE SE | LOT 138 CASCADE VISTA #3 |  |  | Non-Lead Plastic | No | 2010-10-25 | 0 | Field inspection only with no records | Yes | Visual inspection at meter pit | 2023-08-19 |  | Galvanized Requiring Replacement |  |  | Field inspection only with no records | Yes | Visual inspection at meter pit | 2023-08-19 |  | Galvanized Requiring Replacement |  |  |  | Domestic
MTR_015367 | 12549 SE 172ND ST | L117 CASCADE VISTA #3 |  |  | Non-Lead - Other | No | 2010-10-25 | 0 | Rectified Plan |  |  |  |  | Non-Lead - Other |  |  | Statistical analysis |  |  |  |  | Non-Lead |  |  |  | Domestic
MTR_015368 | 17208 127TH AVE SE | L115 CASCADE VISTA #3 |  |  | Non-Lead Plastic | No | 2010-10-25 | 0 | Field inspection only with no records | Yes | Visual inspection at meter pit | 2023-09-22 |  | Galvanized Requiring Replacement |  |  | Field inspection only with no records | Yes | Visual inspection at meter pit | 2023-09-22 |  | Galvanized Requiring Replacement |  |  |  | Domestic
MTR_015369 | 12713 SE 172ND ST | L114 CASCADE VISTA #3 |  |  | Non-Lead - Other | No | 2010-10-25 | 0 | Rectified Plan |  |  |  |  | Non-Lead - Other |  |  | Statistical analysis |  |  |  |  | Non-Lead |  |  |  | Domestic
MTR_015370 | 12721 SE 172ND ST | L113 CASCADE VISTA #3 |  |  | Non-Lead Plastic | No | 2010-10-25 | 0 | Field inspection only with no records | Yes | Visual inspection at meter pit | 2023-09-22 |  | Galvanized Requiring Replacement |  |  | Field inspection only with no records | Yes | Visual inspection at meter pit | 2023-09-22 |  | Galvanized Requiring Replacement |  |  |  | Domestic
MTR_015371 | 16938 125TH PL SE | L159 CASCADE VISTA #3 |  |  | Non-Lead Plastic | No | 2010-10-25 | 0 | Field inspection only with no records | Yes | Visual inspection at meter pit | 2023-08-19 |  | Galvanized Requiring Replacement |  |  | Field inspection only with no records | Yes | Visual inspection at meter pit | 2023-08-19 |  | Galvanized Requiring Replacement |  |  |  | Domestic
MTR_015375 | 12516 SE 171ST ST | L153 CASCADE VISTA #3 |  |  | Non-Lead - Other | No | 2010-10-25 | 0 | Rectified Plan |  |  |  |  | Non-Lead - Other |  |  | Statistical analysis |  |  |  |  | Non-Lead |  |  |  | Domestic
MTR_015376 | 12521 SE 170TH PL | L128 CASCADE VISTA #3 |  |  | Non-Lead Plastic | No | 2010-10-25 | 0 | Field inspection only with no records | Yes | Visual inspection at meter pit | 2023-08-28 |  | Non-Lead Plastic |  |  | Field inspection only with no records | Yes | Visual inspection at meter pit | 2023-08-28 |  | Non-Lead |  |  |  | Domestic
MTR_015380 | 12514 SE 172ND ST | L7 CASCADE VISTA #6 |  |  | Non-Lead Plastic | No | 2010-10-25 | 0 | Field inspection only with no records | Yes | Visual inspection at meter pit | 2023-08-19 |  | Non-Lead Plastic |  |  | Field inspection only with no records | Yes | Visual inspection at meter pit | 2023-08-19 |  | Non-Lead |  |  |  | Domestic
MTR_015381 | 12543 SE 170TH PL | L125 CASCADE VISTA #3 |  |  | Non-Lead Plastic | No | 2010-10-25 | 0 | Field inspection only with no records | Yes | Visual inspection at meter pit | 2023-08-19 |  | Galvanized Requiring Replacement |  |  | Field inspection only with no records | Yes | Visual inspection at meter pit | 2023-08-19 |  | Galvanized Requiring Replacement |  |  |  | Domestic
MTR_015382 | 12505 SE 172ND ST | L123 CASCADE VISTA #3 |  |  | Non-Lead - Other | No | 2010-10-25 | 0 | Rectified Plan |  |  |  |  | Non-Lead - Other |  |  | Statistical analysis |  |  |  |  | Non-Lead |  |  |  | Domestic
MTR_015383 | 12727 SE 172ND ST | L112 CASCADE VISTA #3 |  |  | Non-Lead - Other | No | 2010-10-25 | 0 | Rectified Plan |  |  |  |  | Non-Lead - Other |  |  | Statistical analysis |  |  |  |  | Non-Lead |  |  |  | Domestic
MTR_015384 | 12735 SE 172ND ST | L111 CASCADE VISTA #3 |  |  | Non-Lead Plastic | No | 2010-10-25 | 0 | Field inspection only with no records | Yes | Visual inspection at meter pit | 2023-09-22 |  | Galvanized Requiring Replacement |  |  | Field inspection only with no records | Yes | Visual inspection at meter pit | 2023-09-22 |  | Galvanized Requiring Replacement |  |  |  | Domestic
MTR_015385 | 12741 SE 172ND ST | L110 CASCADE VISTA #3 |  |  | Non-Lead Plastic | No | 2010-10-25 | 0 | Field inspection only with no records | Yes | Visual inspection at meter pit | 2023-09-22 |  | Galvanized Requiring Replacement |  |  | Field inspection only with no records | Yes | Visual inspection at meter pit | 2023-09-22 |  | Galvanized Requiring Replacement |  |  |  | Domestic
MTR_015388 | 17415 128TH AVE SE | PORTION OF BLOCK 1 BENSON HEIGHTS 2 8-23-5 |  |  | Non-Lead - Other | Unknown |  | 0 | Statistical analysis |  |  |  |  | Non-Lead - Other |  |  | Statistical analysis |  |  |  |  | Non-Lead |  |  |  | Domestic
MTR_015389 | 17432 128TH AVE SE | L13 BLK 1 RENTON PARK |  |  | Non-Lead Plastic | No |  | 0 | Field inspection only with no records | Yes | Visual inspection at meter pit | 2023-09-22 |  | Non-Lead Plastic |  |  | Field inspection only with no records | Yes | Visual inspection at meter pit | 2023-09-22 |  | Non-Lead |  |  |  | Domestic
MTR_015393 | 17236 128TH AVE SE | LOT 18 BLK 1 RENTON PARK |  |  | Non-Lead Plastic | Unknown |  | 0 | Field inspection only with no records | Yes | Visual inspection at meter pit | 2023-09-22 |  | Non-Lead Plastic |  |  | Field inspection only with no records | Yes | Visual inspection at meter pit | 2023-09-22 |  | Non-Lead |  |  |  | Domestic
MTR_015398 | 17237 129TH AVE SE | L5 BLK1 RENTON PARK |  |  | Non-Lead Plastic | No | 2011-08-10 | 0 | Field inspection only with no records | Yes | Visual inspection at meter pit | 2023-09-22 |  | Non-Lead Plastic |  |  | Field inspection only with no records | Yes | Visual inspection at meter pit | 2023-09-22 |  | Non-Lead |  |  |  | Domestic
MTR_023443 | 11224 SE 212TH ST | LOT 10 BENSON HILLS #2 |  |  | Non-Lead - Other | Unknown |  | 0 | Statistical analysis |  |  |  |  | Non-Lead - Other |  |  | Statistical analysis |  |  |  |  | Non-Lead |  |  |  | Assumed
MTR_023445 | 11204 SE 212TH ST | L7 BENSON HILLS #2 |  |  | Non-Lead - Other | Unknown |  | 0 | Statistical analysis |  |  |  |  | Non-Lead - Other |  |  | Statistical analysis |  |  |  |  | Non-Lead |  |  |  | Assumed
MTR_023446 | 11038 SE 212TH ST | L4 BENSON HILLS #2 |  |  | Non-Lead - Other | Unknown |  | 0 | Statistical analysis |  |  |  |  | Non-Lead - Other |  |  | Statistical analysis |  |  |  |  | Non-Lead |  |  |  | Assumed
MTR_023447 | 11054 SE 212TH ST | L6 BENSON HILLS #2 |  |  | Non-Lead - Other | Unknown |  | 0 | Statistical analysis |  |  |  |  | Non-Lead - Other |  |  | Statistical analysis |  |  |  |  | Non-Lead |  |  |  | Assumed
MTR_023448 | 11044 SE 212TH ST | L5 BENSON HILLS #2 |  |  | Non-Lead - Other | Unknown |  | 0 | Statistical analysis |  |  |  |  | Non-Lead - Other |  |  | Statistical analysis |  |  |  |  | Non-Lead |  |  |  | Assumed
MTR_023451 | 11211 SE 213TH ST | L30 BENSON HILLS #2 |  |  | Non-Lead - Other | Unknown |  | 0 | Statistical analysis |  |  |  |  | Non-Lead - Other |  |  | Statistical analysis |  |  |  |  | Non-Lead |  |  |  | Assumed
MTR_023452 | 11219 SE 213TH ST | L29 BENSON HILLS #2 |  |  | Non-Lead - Other | Unknown |  | 0 | Statistical analysis |  |  |  |  | Non-Lead - Other |  |  | Statistical analysis |  |  |  |  | Non-Lead |  |  |  | Assumed
MTR_023453 | 21300 113TH AVE SE | L17 BENSON HILLS #2 |  |  | Non-Lead - Other | Unknown |  | 0 | Statistical analysis |  |  |  |  | Non-Lead - Other |  |  | Statistical analysis |  |  |  |  | Non-Lead |  |  |  | Assumed
MTR_023456 | 21212 113TH AVE SE | L14 BENSON HILLS #2 |  |  | Non-Lead - Other | Unknown |  | 0 | Statistical analysis |  |  |  |  | Non-Lead - Other |  |  | Statistical analysis |  |  |  |  | Non-Lead |  |  |  | Assumed
MTR_023457 | 21204 113TH AVE SE | L13 BENSON HILLS #2 |  |  | Non-Lead - Other | Unknown |  | 0 | Statistical analysis |  |  |  |  | Non-Lead - Other |  |  | Statistical analysis |  |  |  |  | Non-Lead |  |  |  | Assumed
MTR_023458 | 11312 SE 212TH ST | L12 BENSON HILLS #2 |  |  | Non-Lead - Other | No | 2006-03-17 | 0 | Rectified Plan |  |  |  |  | Non-Lead - Other |  |  | Statistical analysis |  |  |  |  | Non-Lead |  |  |  | Domestic
MTR_024190 | 21412 111TH CT SE | LOT 7 WOODHALL |  |  | Non-Lead - Other | No |  | 0 | Installation date is after the lead ban |  |  |  |  | Non-Lead - Other |  |  | Installation date is after the lead ban |  |  |  |  | Non-Lead |  |  |  | Domestic
MTR_024191 | 21408 111TH CT SE | L6 WOODHALL |  |  | Non-Lead - Other | No |  | 0 | Installation date is after the lead ban |  |  |  |  | Non-Lead - Other |  |  | Installation date is after the lead ban |  |  |  |  | Non-Lead |  |  |  | Domestic
MTR_024192 | 21402 111TH CT SE | LOT 5 WOODHALL |  |  | Non-Lead - Other | No |  | 0 | Installation date is after the lead ban |  |  |  |  | Non-Lead - Other |  |  | Installation date is after the lead ban |  |  |  |  | Non-Lead |  |  |  | Domestic
MTR_024193 | 11113 SE 214TH ST | LOT 4 WOODHALL |  |  | Non-Lead - Other | No |  | 0 | Installation date is after the lead ban |  |  |  |  | Non-Lead - Other |  |  | Installation date is after the lead ban |  |  |  |  | Non-Lead |  |  |  | Domestic
MTR_024194 | 11121 SE 214TH ST | LOT 3 WOODHALL |  |  | Non-Lead - Other | No |  | 0 | Installation date is after the lead ban |  |  |  |  | Non-Lead - Other |  |  | Installation date is after the lead ban |  |  |  |  | Non-Lead |  |  |  | Domestic
MTR_023492 | 11219 SE 214TH ST | L 21 BENSON HILLS NO 2 |  |  | Non-Lead Plastic | Unknown |  | 0 | Relative Placement | Yes | Visual inspection at the meter pit | 2024-02-01 |  | Copper |  |  | Field inspection only with no records | Yes | Visual inspection at the meter pit | 2024-02-01 |  | Non-Lead |  |  |  | Assumed
MTR_023493 | 11301 SE 214TH ST | L 20 BENSON HILLS NO 2 |  |  | Non-Lead - Other | Unknown |  | 0 | Statistical analysis |  |  |  |  | Non-Lead - Other |  |  | Statistical analysis |  |  |  |  | Non-Lead |  |  |  | Assumed
MTR_023494 | 11306 SE 214TH ST | L 18 BENSON HILLS NO 2 |  |  | Non-Lead - Other | Unknown |  | 0 | Statistical analysis |  |  |  |  | Non-Lead - Other |  |  | Statistical analysis |  |  |  |  | Non-Lead |  |  |  | Assumed
MTR_023496 | 11218 SE 214TH ST | L 26 BENSON HILLS NO 2 |  |  | Non-Lead - Other | Unknown |  | 0 | Statistical analysis |  |  |  |  | Non-Lead - Other |  |  | Statistical analysis |  |  |  |  | Non-Lead |  |  |  | Assumed
MTR_023459 | 11024 SE 213TH ST | L 38 BENSON HILLS NO 2 |  |  | Non-Lead - Other | Unknown |  | 0 | Statistical analysis |  |  |  |  | Non-Lead - Other |  |  | Statistical analysis |  |  |  |  | Non-Lead |  |  |  | Assumed
MTR_023460 | 11016 SE 213TH ST | LOT 37 BENSON HILLS #2 |  |  | Non-Lead Plastic | Unknown |  | 0 | Relative Placement | Yes | Visual inspection at the meter pit | 2024-02-01 |  | Copper |  |  | Field inspection only with no records | Yes | Visual inspection at the meter pit | 2024-02-01 |  | Non-Lead |  |  |  | Assumed
MTR_023461 | 11008 SE 213TH ST | LOT 36 BENSON HILLS #2 |  |  | Non-Lead - Other | Unknown |  | 0 | Statistical analysis |  |  |  |  | Non-Lead - Other |  |  | Statistical analysis |  |  |  |  | Non-Lead |  |  |  | Assumed
MTR_023464 | 21222 110TH AVE SE | LOT 11 BENSON HILLS #1 |  |  | Non-Lead - Other | Unknown |  | 0 | Statistical analysis |  |  |  |  | Non-Lead - Other |  |  | Statistical analysis |  |  |  |  | Non-Lead |  |  |  | Assumed
MTR_023465 | 21212 110TH AVE SE | L 10 BENSON HILLS NO 1 |  |  | Non-Lead - Other | Unknown |  | 0 | Statistical analysis |  |  |  |  | Non-Lead - Other |  |  | Statistical analysis |  |  |  |  | Non-Lead |  |  |  | Assumed
MTR_023466 | 21202 110TH AVE SE | L 9 BENSON HILLS NO 1 |  |  | Non-Lead - Other | Unknown |  | 0 | Statistical analysis |  |  |  |  | Non-Lead - Other |  |  | Statistical analysis |  |  |  |  | Non-Lead |  |  |  | Assumed
MTR_023469 | 11045 SE 212TH ST | L50 BENSON HILLS #2 |  |  | Non-Lead - Other | Unknown |  | 0 | Statistical analysis |  |  |  |  | Non-Lead - Other |  |  | Statistical analysis |  |  |  |  | Non-Lead |  |  |  | Assumed
MTR_023471 | 11205 SE 212TH ST | L48 BENSON HILLS #2 |  |  | Non-Lead - Other | Unknown |  | 0 | Statistical analysis |  |  |  |  | Non-Lead - Other |  |  | Statistical analysis |  |  |  |  | Non-Lead |  |  |  | Assumed
MTR_023473 | 21219 113TH AVE SE | L44 BENSON HILLS #2 |  |  | Non-Lead - Other | Unknown |  | 0 | Statistical analysis |  |  |  |  | Non-Lead - Other |  |  | Statistical analysis |  |  |  |  | Non-Lead |  |  |  | Assumed
MTR_023474 | 21227 113TH AVE SE | L43 BENSON HILLS #2 |  |  | Non-Lead - Other | Unknown |  | 0 | Statistical analysis |  |  |  |  | Non-Lead - Other |  |  | Statistical analysis |  |  |  |  | Non-Lead |  |  |  | Assumed
MTR_023475 | 11204 SE 213TH ST | L41 BENSON HILLS #2 |  |  | Non-Lead - Other | Unknown |  | 0 | Statistical analysis |  |  |  |  | Non-Lead - Other |  |  | Statistical analysis |  |  |  |  | Non-Lead |  |  |  | Assumed
MTR_015952 | 14423 SE 188TH WAY | LOT 16 BOLLMAN PLAT |  |  | Non-Lead - Other | No | 2003-03-05 | 0 | Installation date is after the lead ban |  |  |  |  | Non-Lead - Other |  |  | Installation date is after the lead ban |  |  |  |  | Non-Lead |  |  |  | Domestic
MTR_022734 | 19930 116TH AVE SE | LOT 16 SPRING HILL WEST |  |  | Non-Lead - Other | No | 2004-03-09 | 0 | Installation date is after the lead ban |  |  |  |  | Non-Lead - Other |  |  | Installation date is after the lead ban |  |  |  |  | Non-Lead |  |  |  | Domestic
MTR_023789 | 10224 SE 220TH PL | LOT 12 ANNANDALE |  |  | Non-Lead - Other | No | 2004-07-27 | 0 | Installation date is after the lead ban |  |  |  |  | Non-Lead - Other |  |  | Installation date is after the lead ban |  |  |  |  | Non-Lead |  |  |  | Domestic
MTR_015953 | 14431 SE 188TH WAY | LOT 15 BOLLMAN PLAT |  |  | Non-Lead - Other | No | 2003-03-05 | 0 | Installation date is after the lead ban |  |  |  |  | Non-Lead - Other |  |  | Installation date is after the lead ban |  |  |  |  | Non-Lead |  |  |  | Domestic
MTR_023476 | 11028 SE 212TH ST | LOT 3 BENSON HILLS #2 |  |  | Non-Lead - Other | Unknown |  | 0 | Statistical analysis |  |  |  |  | Non-Lead - Other |  |  | Statistical analysis |  |  |  |  | Non-Lead |  |  |  | Assumed
MTR_023477 | 11012 SE 212TH ST | L1 BENSON HILLS #2 |  |  | Non-Lead - Other | Unknown |  | 0 | Statistical analysis |  |  |  |  | Non-Lead - Other |  |  | Statistical analysis |  |  |  |  | Non-Lead |  |  |  | Assumed
MTR_023482 | 10816 SE 212TH ST | LOT 2 BENSON HILLS #1 |  |  | Non-Lead - Other | Unknown |  | 0 | Statistical analysis |  |  |  |  | Non-Lead - Other |  |  | Statistical analysis |  |  |  |  | Non-Lead |  |  |  | Assumed
MTR_024196 | 20805 109TH LN SE | L17 BENSON H TOWNHOUSE |  |  | Non-Lead - Other | No |  | 5.25 | Installation date is after the lead ban |  |  |  |  | Non-Lead - Other |  |  | Installation date is after the lead ban |  |  |  |  | Non-Lead |  |  |  | Hydrant
MTR_024197 | 20807 109TH LN SE | L16 BENSON H TOWNHOUSE |  |  | Non-Lead - Other | No |  | 5.25 | Installation date is after the lead ban |  |  |  |  | Non-Lead - Other |  |  | Installation date is after the lead ban |  |  |  |  | Non-Lead |  |  |  | Hydrant
MTR_024198 | 20809 109TH LN SE | L15 BENSON H TOWNHOUSE |  |  | Non-Lead - Other | No |  | 5.25 | Installation date is after the lead ban |  |  |  |  | Non-Lead - Other |  |  | Installation date is after the lead ban |  |  |  |  | Non-Lead |  |  |  | Hydrant
MTR_023791 | 22108 102ND PL SE | LOT 20 ANNANDALE |  |  | Non-Lead - Other | No | 2004-07-27 | 0 | Installation date is after the lead ban |  |  |  |  | Non-Lead Plastic |  |  | Field inspection only with no records | Yes | Visual inspection at meter pit | 2023-01-07 |  | Non-Lead |  |  |  | Domestic
MTR_005562 | 19936 116TH AVE SE | LOT 15 SPRING HILL WEST |  |  | Non-Lead - Other | No | 2004-03-09 | 0 | Installation date is after the lead ban |  |  |  |  | Non-Lead - Other |  |  | Installation date is after the lead ban |  |  |  |  | Non-Lead |  |  |  | Domestic
MTR_024200 | 20813 109TH LN SE | L13 BENSON H TOWNHOUSE |  |  | Non-Lead - Other | No |  | 5.25 | Installation date is after the lead ban |  |  |  |  | Non-Lead - Other |  |  | Installation date is after the lead ban |  |  |  |  | Non-Lead |  |  |  | Hydrant
MTR_024201 | 20819 109TH LN SE | L12 BNSON H TOWNHOUSE |  |  | Non-Lead - Other | No |  | 5.25 | Installation date is after the lead ban |  |  |  |  | Non-Lead - Other |  |  | Installation date is after the lead ban |  |  |  |  | Non-Lead |  |  |  | Hydrant
MTR_024202 | 20821 109TH LN SE | L11 BENSON H TOWNHOUSE |  |  | Non-Lead - Other | No |  | 5.25 | Installation date is after the lead ban |  |  |  |  | Non-Lead - Other |  |  | Installation date is after the lead ban |  |  |  |  | Non-Lead |  |  |  | Hydrant
MTR_024207 | 20835 109TH LN SE | L6 BENSON H TOWNHOUSE |  |  | Non-Lead - Other | No |  | 5.25 | Installation date is after the lead ban |  |  |  |  | Non-Lead - Other |  |  | Installation date is after the lead ban |  |  |  |  | Non-Lead |  |  |  | Hydrant
MTR_024208 | 20837 109TH LN SE | L5 BENSON H TOWNHOUSE |  |  | Non-Lead - Other | No |  | 0 | Installation date is after the lead ban |  |  |  |  | Non-Lead - Other |  |  | Installation date is after the lead ban |  |  |  |  | Non-Lead |  |  |  | Assumed
MTR_024209 | 20839 109TH LN SE | L4 BENSON H TOWNHOUSE |  |  | Non-Lead - Other | No |  | 0 | Installation date is after the lead ban |  |  |  |  | Non-Lead - Other |  |  | Installation date is after the lead ban |  |  |  |  | Non-Lead |  |  |  | Assumed
MTR_024210 | 20841 109TH LN SE | L3 BENSON H TOWNHOUSE |  |  | Non-Lead - Other | No |  | 0 | Installation date is after the lead ban |  |  |  |  | Non-Lead Plastic |  |  | Field inspection only with no records | Yes | Visual inspection at meter pit | 2023-01-14 |  | Non-Lead |  |  |  | Assumed
MTR_024213 | 20857 109TH LN SE | L41 BENSON H TOWNHOUSE |  |  | Non-Lead - Other | No |  | 5.25 | Installation date is after the lead ban |  |  |  |  | Non-Lead - Other |  |  | Installation date is after the lead ban |  |  |  |  | Non-Lead |  |  |  | Hydrant
MTR_024218 | 20844 109TH LN SE | L36 BENSON H TOWNHOUSE |  |  | Non-Lead - Other | No |  | 5.25 | Installation date is after the lead ban |  |  |  |  | Non-Lead - Other |  |  | Installation date is after the lead ban |  |  |  |  | Non-Lead |  |  |  | Hydrant
MTR_024219 | 20842 109TH LN SE | L35 BENSON H TOWNHOUSE |  |  | Non-Lead - Other | No |  | 5.25 | Installation date is after the lead ban |  |  |  |  | Non-Lead - Other |  |  | Installation date is after the lead ban |  |  |  |  | Non-Lead |  |  |  | Hydrant
MTR_024224 | 20822 109TH LN SE | L27 BENSON H TOWNHOUSE |  |  | Non-Lead - Other | No |  | 5.25 | Installation date is after the lead ban |  |  |  |  | Non-Lead - Other |  |  | Installation date is after the lead ban |  |  |  |  | Non-Lead |  |  |  | Hydrant
MTR_024228 | 20810 109TH LN SE | L23 BENSON H TOWNHOUSE |  |  | Non-Lead - Other | No |  | 5.25 | Installation date is after the lead ban |  |  |  |  | Non-Lead - Other |  |  | Installation date is after the lead ban |  |  |  |  | Non-Lead |  |  |  | Hydrant
MTR_024229 | 20808 109TH LN SE | L22 BENSON H TOWNHOUSE |  |  | Non-Lead - Other | No |  | 5.25 | Installation date is after the lead ban |  |  |  |  | Non-Lead - Other |  |  | Installation date is after the lead ban |  |  |  |  | Non-Lead |  |  |  | Hydrant
MTR_024230 | 20806 109TH LN SE | L21 BENSON H TOWNHOUSE |  |  | Non-Lead - Other | No |  | 5.25 | Installation date is after the lead ban |  |  |  |  | Non-Lead - Other |  |  | Installation date is after the lead ban |  |  |  |  | Non-Lead |  |  |  | Hydrant
MTR_024231 | 20804 109TH LN SE | L20 BENSON H TOWNHOUSE |  |  | Non-Lead - Other | No |  | 5.25 | Installation date is after the lead ban |  |  |  |  | Non-Lead - Other |  |  | Installation date is after the lead ban |  |  |  |  | Non-Lead |  |  |  | Hydrant
MTR_024232 | 20802 109TH LN SE | L19 BENSON H TOWNHOUSE |  |  | Non-Lead - Other | No |  | 5.25 | Installation date is after the lead ban |  |  |  |  | Non-Lead - Other |  |  | Installation date is after the lead ban |  |  |  |  | Non-Lead |  |  |  | Hydrant
MTR_024233 | 11325 SE 208TH ST | TL 186 E1/2 8-22-5 |  |  | Non-Lead Plastic | Unknown |  | 0 | Relative Placement | Yes | Visual inspection at the meter pit | 2024-02-01 |  | Non-Lead Plastic |  |  | Field inspection only with no records | Yes | Visual inspection at the meter pit | 2024-02-01 |  | Non-Lead |  |  |  | Assumed
MTR_025752 | 20861 116TH AVE SE | TL 169 8-22-5 |  |  | Non-Lead - Other | Unknown |  | 0 | Statistical analysis |  |  |  |  | Non-Lead - Other |  |  | Statistical analysis |  |  |  |  | Non-Lead |  |  |  | Assumed
MTR_025753 | 20845 116TH AVE SE | TL 170 8-22-5 |  |  | Non-Lead - Other | Unknown |  | 0 | Statistical analysis |  |  |  |  | Non-Lead - Other |  |  | Statistical analysis |  |  |  |  | Non-Lead |  |  |  | Assumed
MTR_005602 | 21201 116TH AVE SE | TL 197 8-22-5 |  |  | Non-Lead - Other | Unknown |  | 0 | Statistical analysis |  |  |  |  | Non-Lead - Other |  |  | Statistical analysis |  |  |  |  | Non-Lead |  |  |  | Assumed
MTR_024234 | 11431 SE 208TH ST | TAX LOT 29 8-22-05 |  |  | Non-Lead - Other | Unknown |  | 0 | Statistical analysis |  |  |  |  | Non-Lead - Other |  |  | Statistical analysis |  |  |  |  | Non-Lead |  |  |  | Assumed
MTR_025754 | 21211 116TH AVE SE | 9910-004160 |  |  | Non-Lead - Other | No |  | 0 | Installation date is after the lead ban |  |  |  |  | Non-Lead - Other |  |  | Installation date is after the lead ban |  |  |  |  | Non-Lead |  |  |  | Assumed
MTR_025755 | 21307 116TH AVE SE | TX LT 112 8-22-5 |  |  | Non-Lead - Other | Unknown |  | 0 | Statistical analysis |  |  |  |  | Non-Lead - Other |  |  | Statistical analysis |  |  |  |  | Non-Lead |  |  |  | Assumed
MTR_024235 | 11510 SE 215TH ST | LOT 1 CARENA GLEN |  |  | Non-Lead - Other | No |  | 0 | Installation date is after the lead ban |  |  |  |  | Non-Lead - Other |  |  | Installation date is after the lead ban |  |  |  |  | Non-Lead |  |  |  | Domestic
MTR_024236 | 21424 115TH PL SE | LOT 2 CARENA GLEN |  |  | Non-Lead - Other | No |  | 0 | Installation date is after the lead ban |  |  |  |  | Non-Lead - Other |  |  | Installation date is after the lead ban |  |  |  |  | Non-Lead |  |  |  | Domestic
MTR_024237 | 21420 115TH PL SE | LOT 3 CARENA GLEN |  |  | Non-Lead - Other | No |  | 0 | Installation date is after the lead ban |  |  |  |  | Non-Lead - Other |  |  | Installation date is after the lead ban |  |  |  |  | Non-Lead |  |  |  | Domestic
MTR_024241 | 11418 SE 215TH ST | LOT 7 CARENA GLEN |  |  | Non-Lead - Other | No |  | 0 | Installation date is after the lead ban |  |  |  |  | Non-Lead - Other |  |  | Installation date is after the lead ban |  |  |  |  | Non-Lead |  |  |  | Domestic
MTR_024244 | 21415 114TH PL SE | LOT 11 CARENA GLEN |  |  | Non-Lead - Other | No |  | 0 | Installation date is after the lead ban |  |  |  |  | Non-Lead - Other |  |  | Installation date is after the lead ban |  |  |  |  | Non-Lead |  |  |  | Domestic
MTR_024245 | 21419 114TH PL SE | LOT 12 CARENA GLEN |  |  | Non-Lead - Other | No |  | 0 | Installation date is after the lead ban |  |  |  |  | Non-Lead - Other |  |  | Installation date is after the lead ban |  |  |  |  | Non-Lead |  |  |  | Domestic
MTR_024246 | 21423 114TH PL SE | LOT 13 CARENA GLEN |  |  | Non-Lead - Other | No |  | 0 | Installation date is after the lead ban |  |  |  |  | Non-Lead - Other |  |  | Installation date is after the lead ban |  |  |  |  | Non-Lead |  |  |  | Domestic
MTR_024247 | 21427 114TH PL SE | LOT 14 CARENA GLEN |  |  | Non-Lead - Other | No |  | 0 | Installation date is after the lead ban |  |  |  |  | Non-Lead - Other |  |  | Installation date is after the lead ban |  |  |  |  | Non-Lead |  |  |  | Domestic
MTR_024254 | 21509 113TH PL SE | LOT 23 CARENA GLEN |  |  | Non-Lead - Other | No |  | 0 | Installation date is after the lead ban |  |  |  |  | Non-Lead - Other |  |  | Installation date is after the lead ban |  |  |  |  | Non-Lead |  |  |  | Assumed
MTR_028668 | 21627 112TH CT SE | LOT 40 WEST CREEK MEADOWS |  |  | Non-Lead - Other | No | 1995-09-20 | 0 | Installation date is after the lead ban |  |  |  |  | Non-Lead - Other |  |  | Installation date is after the lead ban |  |  |  |  | Non-Lead |  |  |  | Domestic
MTR_028669 | 21631 112TH CT SE | LOT 41 WESTCREEK MEADOWS |  |  | Non-Lead - Other | No | 1995-09-20 | 0 | Installation date is after the lead ban |  |  |  |  | Non-Lead - Other |  |  | Installation date is after the lead ban |  |  |  |  | Non-Lead |  |  |  | Domestic
MTR_028670 | 21624 112TH CT SE | LOT 43 WEST CREEK MEADOWS |  |  | Non-Lead - Other | No | 1995-09-20 | 0 | Installation date is after the lead ban |  |  |  |  | Non-Lead - Other |  |  | Installation date is after the lead ban |  |  |  |  | Non-Lead |  |  |  | Domestic
MTR_028671 | 21618 112TH CT SE | LOT 44 WEST CREEK MEADOWS |  |  | Non-Lead - Other | No | 1995-09-20 | 0 | Installation date is after the lead ban |  |  |  |  | Non-Lead - Other |  |  | Installation date is after the lead ban |  |  |  |  | Non-Lead |  |  |  | Domestic
MTR_028704 | 21605 113TH PL SE | LOT 47 WEST CREEK MEADOWS |  |  | Non-Lead - Other | No |  | 0 | Installation date is after the lead ban |  |  |  |  | Non-Lead - Other |  |  | Installation date is after the lead ban |  |  |  |  | Non-Lead |  |  |  | Domestic
MTR_028674 | 21619 113TH PL SE | LOT 49 WESTCREEK MEADOWS |  |  | Non-Lead - Other | No | 1995-09-20 | 0 | Installation date is after the lead ban |  |  |  |  | Non-Lead - Other |  |  | Installation date is after the lead ban |  |  |  |  | Non-Lead |  |  |  | Domestic
MTR_028679 | 21728 113TH PL SE | LOT 4 WEST CREEK MEADOWS |  |  | Non-Lead - Other | No | 1995-09-20 | 0 | Installation date is after the lead ban |  |  |  |  | Non-Lead - Other |  |  | Installation date is after the lead ban |  |  |  |  | Non-Lead |  |  |  | Domestic
MTR_028680 | 21724 113TH PL SE | LOT 5 WEST CREEK MEADOWS |  |  | Non-Lead - Other | No | 1995-09-20 | 0 | Installation date is after the lead ban |  |  |  |  | Non-Lead - Other |  |  | Installation date is after the lead ban |  |  |  |  | Non-Lead |  |  |  | Domestic
MTR_028681 | 21712 113TH PL SE | LOT 7 WEST CREEK MEADOWS |  |  | Non-Lead - Other | No | 1995-09-20 | 0 | Installation date is after the lead ban |  |  |  |  | Non-Lead - Other |  |  | Installation date is after the lead ban |  |  |  |  | Non-Lead |  |  |  | Domestic
MTR_028685 | 11509 SE 217TH ST | LOT 59 WESTCREEK MEADOWS |  |  | Non-Lead - Other | No | 1995-09-20 | 0 | Installation date is after the lead ban |  |  |  |  | Non-Lead - Other |  |  | Installation date is after the lead ban |  |  |  |  | Non-Lead |  |  |  | Domestic
MTR_028686 | ON SE 217TH PL/E OF 116TH SE | ON SE 217TH PL/E OF 116TH SE |  |  | Non-Lead - Other | No | 1995-09-20 | 0 | Statistical analysis |  |  |  |  | Non-Lead - Other |  |  | Statistical analysis |  |  |  |  | Non-Lead |  |  |  | Domestic
MTR_028689 | 11408 SE 217TH ST | LOT 14 WESTCREEK MEADOWS |  |  | Non-Lead - Other | No | 1995-09-20 | 0 | Installation date is after the lead ban |  |  |  |  | Non-Lead - Other |  |  | Installation date is after the lead ban |  |  |  |  | Non-Lead |  |  |  | Domestic
MTR_028690 | 11402 SE 217TH ST | LOT 15 WESTCREEK MEADOWS |  |  | Non-Lead - Other | No | 1995-09-20 | 0 | Installation date is after the lead ban |  |  |  |  | Non-Lead - Other |  |  | Installation date is after the lead ban |  |  |  |  | Non-Lead |  |  |  | Domestic
MTR_028691 | 11310 SE 217TH ST | LOT 16 WEST CREEK MEADOWS |  |  | Non-Lead - Other | No | 1995-09-20 | 0 | Installation date is after the lead ban |  |  |  |  | Non-Lead - Other |  |  | Installation date is after the lead ban |  |  |  |  | Non-Lead |  |  |  | Domestic
MTR_011804 | 10716 SE 170TH ST | LOT 3-C MARVIN GARDENS |  |  | Non-Lead - Plastic | No | 2002-07-28 | 1 | Rectified Plan |  |  |  |  | Non-Lead - Other |  |  | Installation date is after the lead ban |  |  |  |  | Non-Lead |  |  |  | Domestic
MTR_014109 | 1733 SE 30TH PL | LOT 3 NASON SHORT PLAT |  |  | Non-Lead - Other | No |  | 0 | Installation date is after the lead ban |  |  |  |  | Non-Lead - Other |  |  | Installation date is after the lead ban |  |  |  |  | Non-Lead |  |  |  | Domestic
MTR_015725 | 817 S 37TH PL | LOT 47 SUNNYBROOK |  |  | Non-Lead - Other | No | 2004-01-22 | 0 | Installation date is after the lead ban |  |  |  |  | Non-Lead - Other |  |  | Installation date is after the lead ban |  |  |  |  | Non-Lead |  |  |  | Domestic
MTR_025235 | 21405 124TH AVE SE | L256 GLENCARIN #2 |  |  | Non-Lead - Other | No | 1968-07-31 | 0 | Installation date is after the lead ban |  |  |  |  | Non-Lead - Other |  |  | Installation date is after the lead ban |  |  |  |  | Non-Lead |  |  |  | Domestic
MTR_023795 | 22030 102ND PL SE | LOT 15 ANNANDALE |  |  | Non-Lead - Other | No | 2004-07-27 | 0 | Installation date is after the lead ban |  |  |  |  | Non-Lead Plastic |  |  | Field inspection only with no records | Yes | Visual inspection at meter pit | 2023-01-07 |  | Non-Lead |  |  |  | Domestic
MTR_023796 | 22036 102ND PL SE | LOT 16 ANNANDALE |  |  | Non-Lead - Other | No | 2004-07-27 | 0 | Installation date is after the lead ban |  |  |  |  | Non-Lead Plastic |  |  | Field inspection only with no records | Yes | Visual inspection at meter pit | 2023-01-07 |  | Non-Lead |  |  |  | Domestic
MTR_022852 | 19813 118TH AVE SE | LOT 25 SPRING HILL |  |  | Non-Lead - Other | No | 1995-07-13 | 0 | Installation date is after the lead ban |  |  |  |  | Non-Lead - Other |  |  | Installation date is after the lead ban |  |  |  |  | Non-Lead |  |  |  | Domestic
MTR_022853 | 19900 118TH AVE SE | LOT 31 SPRING HILL |  |  | Non-Lead - Other | No | 1995-07-13 | 0 | Installation date is after the lead ban |  |  |  |  | Non-Lead - Other |  |  | Installation date is after the lead ban |  |  |  |  | Non-Lead |  |  |  | Domestic
MTR_022854 | 19824 118TH AVE SE | LOT 33 SPRING HILL |  |  | Non-Lead - Other | No | 1995-07-13 | 0 | Installation date is after the lead ban |  |  |  |  | Non-Lead - Other |  |  | Installation date is after the lead ban |  |  |  |  | Non-Lead |  |  |  | Domestic
MTR_022855 | 19814 118TH AVE SE | LOT 34 SPRING HILL |  |  | Non-Lead - Other | No | 1995-07-13 | 0 | Installation date is after the lead ban |  |  |  |  | Non-Lead - Other |  |  | Installation date is after the lead ban |  |  |  |  | Non-Lead |  |  |  | Domestic
MTR_022846 | 11807 SE 198TH ST | LOT 35 SPRING HILL |  |  | Non-Lead - Other | No | 1995-07-13 | 0 | Installation date is after the lead ban |  |  |  |  | Non-Lead - Other |  |  | Installation date is after the lead ban |  |  |  |  | Non-Lead |  |  |  | Domestic
MTR_022842 | 11823 SE 198TH ST | LOT 37 SPRING HILL |  |  | Non-Lead - Other | No | 1995-07-13 | 0 | Installation date is after the lead ban |  |  |  |  | Non-Lead - Other |  |  | Installation date is after the lead ban |  |  |  |  | Non-Lead |  |  |  | Domestic
MTR_026311 | 20422 120TH AVE SE | L6 PANTHER LK TERR 2 |  |  | Non-Lead - Other | No |  | 0 | Installation date is after the lead ban |  |  |  |  | Non-Lead - Other |  |  | Installation date is after the lead ban |  |  |  |  | Non-Lead |  |  |  | Assumed
MTR_026254 | 12209 SE 204TH ST | LOT 33 WHITNEY GLEN |  |  | Non-Lead - Other | No |  | 0 | Installation date is after the lead ban |  |  |  |  | Non-Lead - Other |  |  | Installation date is after the lead ban |  |  |  |  | Non-Lead |  |  |  | Domestic
MTR_026226 | 20421 123RD CT SE | LOT 38 WHITNEY GLENN |  |  | Non-Lead - Other | No |  | 0 | Installation date is after the lead ban |  |  |  |  | Non-Lead - Other |  |  | Installation date is after the lead ban |  |  |  |  | Non-Lead |  |  |  | Domestic
MTR_026228 | 20418 123RD CT SE | LOT 40 WHITNEY GLENN |  |  | Non-Lead - Other | No |  | 0 | Installation date is after the lead ban |  |  |  |  | Non-Lead - Other |  |  | Installation date is after the lead ban |  |  |  |  | Non-Lead |  |  |  | Domestic
MTR_022828 | 19815 119TH AVE SE | LOT 38 SPRING HILL |  |  | Non-Lead - Other | No | 1995-07-13 | 0 | Installation date is after the lead ban |  |  |  |  | Non-Lead - Other |  |  | Installation date is after the lead ban |  |  |  |  | Non-Lead |  |  |  | Domestic
MTR_022829 | 19821 119TH AVE SE | LOT 39 SPRING HILL |  |  | Non-Lead - Other | No | 1995-07-13 | 0 | Installation date is after the lead ban |  |  |  |  | Non-Lead - Other |  |  | Installation date is after the lead ban |  |  |  |  | Non-Lead |  |  |  | Domestic
MTR_022826 | 19833 119TH AVE SE | LOT 41 SPRING HILL |  |  | Non-Lead - Other | No | 1995-07-13 | 0 | Installation date is after the lead ban |  |  |  |  | Non-Lead - Other |  |  | Installation date is after the lead ban |  |  |  |  | Non-Lead |  |  |  | Domestic
MTR_022816 | 19911 119TH AVE SE | LOT 43 SPRING HILL |  |  | Non-Lead - Other | No | 1995-07-13 | 0 | Installation date is after the lead ban |  |  |  |  | Non-Lead - Other |  |  | Installation date is after the lead ban |  |  |  |  | Non-Lead |  |  |  | Domestic
MTR_022831 | 11926 SE 198TH CT | LOT 19 SPRING HILL |  |  | Non-Lead - Other | No | 1995-07-13 | 0 | Installation date is after the lead ban |  |  |  |  | Non-Lead - Other |  |  | Installation date is after the lead ban |  |  |  |  | Non-Lead |  |  |  | Domestic
MTR_022832 | 11921 SE 198TH CT | LOT 18 SPRING HILL |  |  | Non-Lead - Other | No | 1995-07-13 | 0 | Installation date is after the lead ban |  |  |  |  | Non-Lead - Other |  |  | Installation date is after the lead ban |  |  |  |  | Non-Lead |  |  |  | Domestic
MTR_022833 | 11922 SE 198TH CT | LOT 20 SPRING HILL |  |  | Non-Lead - Other | No | 1995-07-13 | 0 | Installation date is after the lead ban |  |  |  |  | Non-Lead - Other |  |  | Installation date is after the lead ban |  |  |  |  | Non-Lead |  |  |  | Domestic
MTR_022837 | 11910 SE 198TH CT | LOT 22 SPRING HILL |  |  | Non-Lead - Other | No | 1995-07-13 | 0 | Installation date is after the lead ban |  |  |  |  | Non-Lead - Other |  |  | Installation date is after the lead ban |  |  |  |  | Non-Lead |  |  |  | Domestic
MTR_022843 | 11904 SE 198TH CT | LOT 23 SPRING HILL |  |  | Non-Lead - Other | No | 1995-07-13 | 0 | Installation date is after the lead ban |  |  |  |  | Non-Lead - Other |  |  | Installation date is after the lead ban |  |  |  |  | Non-Lead |  |  |  | Domestic
MTR_022883 | 19625 116TH AVE SE | TL145 E1/2 SEC 5-22-5 |  |  | Non-Lead - Other | No | 1998-06-08 | 0 | Rectified Plan |  |  |  |  | Non-Lead - Other |  |  | Statistical analysis |  |  |  |  | Non-Lead |  |  |  | Domestic
MTR_022884 | 19637 116TH AVE SE | TL114 E1/2 SEC 5-22-5 |  |  | Non-Lead - Other | No | 1998-06-08 | 0 | Rectified Plan |  |  |  |  | Non-Lead - Other |  |  | Statistical analysis |  |  |  |  | Non-Lead |  |  |  | Domestic
MTR_022733 | 19823 116TH AVE SE | TAX LOT 83 05-22-05 |  |  | Non-Lead Plastic | No | 2004-03-09 | 0 | Rectified Plan | Yes | Visual inspection at the meter pit | 2024-01-31 |  | Non-Lead Plastic |  |  | Field inspection only with no records | Yes | Visual inspection at the meter pit | 2024-01-31 |  | Non-Lead |  |  |  | Domestic
MTR_026146 | 20203 117TH AVE SE | LOT 67 SECT 4-22-5 |  |  | Non-Lead - Other | No | 1998-06-08 | 0 | Installation date is after the lead ban |  |  |  |  | Non-Lead - Other |  |  | Installation date is after the lead ban |  |  |  |  | Non-Lead |  |  |  | Domestic
MTR_025927 | 11000 SE 204TH ST | LOT 4 KCSP 786059 |  |  | Non-Lead - Other | No | 2007-05-03 | 0 | Installation date is after the lead ban |  |  |  |  | Non-Lead - Other |  |  | Installation date is after the lead ban |  |  |  |  | Non-Lead |  |  |  | Domestic
MTR_022873 | 10864 SE 200TH ST | TAX LOT 356 5-22-5 |  |  | Non-Lead - Other | No |  | 0 | Installation date is after the lead ban |  |  |  |  | Non-Lead - Other |  |  | Installation date is after the lead ban |  |  |  |  | Non-Lead |  |  |  | Assumed
MTR_026195 | 12213 SE 207TH ST | LOT 61 SWANSON COURT. |  |  | Non-Lead - Other | Unknown |  | 0 | Statistical analysis |  |  |  |  | Non-Lead - Other |  |  | Statistical analysis |  |  |  |  | Non-Lead |  |  |  | Assumed
MTR_026200 | 12233 SE 207TH ST | LOT 66 SWANSON COURT. |  |  | Non-Lead - Other | Unknown |  | 0 | Statistical analysis |  |  |  |  | Non-Lead - Other |  |  | Statistical analysis |  |  |  |  | Non-Lead |  |  |  | Domestic
MTR_022810 | 19835 121ST AVE SE | LOT 12 SPRINGBROOK RANCH |  |  | Non-Lead - Other | No | 1995-07-13 | 0 | Rectified Plan |  |  |  |  | Non-Lead Plastic |  |  | Field inspection only with no records | Yes | Visual inspection at meter pit | 2023-01-14 |  | Non-Lead |  |  |  | Domestic
MTR_022905 | 19828 121ST AVE SE | L10 SPRINGBROOK RANCH |  |  | Non-Lead - Other | Unknown |  | 0 | Statistical analysis |  |  |  |  | Non-Lead - Other |  |  | Statistical analysis |  |  |  |  | Non-Lead |  |  |  | Assumed
MTR_022908 | 19708 121ST AVE SE | L5 SPRINGBROOK RANCH |  |  | Non-Lead - Other | Unknown |  | 0 | Statistical analysis |  |  |  |  | Non-Lead - Other |  |  | Statistical analysis |  |  |  |  | Non-Lead |  |  |  | Assumed
MTR_022909 | 19632 121ST AVE SE | L3 SPRINGBROOK RANCH |  |  | Non-Lead - Other | Unknown |  | 0 | Statistical analysis |  |  |  |  | Non-Lead - Other |  |  | Statistical analysis |  |  |  |  | Non-Lead |  |  |  | Assumed
MTR_022874 | 10858 SE 200TH ST | LOT 35 PANTHER LK GAR TR |  |  | Non-Lead - Other | Unknown |  | 0 | Statistical analysis |  |  |  |  | Non-Lead - Other |  |  | Statistical analysis |  |  |  |  | Non-Lead |  |  |  | Assumed
MTR_022869 | 10812 SE 200TH ST | PORTION TR 35 PANTHER LAKE GARDEN T RACTS |  |  | Non-Lead - Other | Unknown |  | 0 | Statistical analysis |  |  |  |  | Non-Lead - Other |  |  | Statistical analysis |  |  |  |  | Non-Lead |  |  |  | Assumed
MTR_022870 | 10824 SE 200TH ST | POR L35 PANTHER LK GAR T |  |  | Non-Lead - Other | Unknown |  | 0 | Statistical analysis |  |  |  |  | Non-Lead - Other |  |  | Statistical analysis |  |  |  |  | Non-Lead |  |  |  | Assumed
MTR_022871 | 19912 108TH AVE SE | LOT 35 PANTHER LK GARDEN |  |  | Non-Lead - Other | Unknown |  | 0 | Statistical analysis |  |  |  |  | Non-Lead - Other |  |  | Statistical analysis |  |  |  |  | Non-Lead |  |  |  | Assumed
MTR_026158 | 20713 123RD PL SE | LOT 1 SWANSON COURT. |  |  | Non-Lead - Other | Unknown |  | 0 | Statistical analysis |  |  |  |  | Non-Lead - Other |  |  | Statistical analysis |  |  |  |  | Non-Lead |  |  |  | Domestic
MTR_026160 | 12230 SE 207TH PL | LOT 3 SWANSON COURT. |  |  | Non-Lead - Other | Unknown |  | 0 | Statistical analysis |  |  |  |  | Non-Lead - Other |  |  | Statistical analysis |  |  |  |  | Non-Lead |  |  |  | Domestic
MTR_015009 | 12023 SE 169TH PL | L24 BL7 CASCADE VISTA #1 |  |  | Non-Lead - Other | No | 2002-05-02 | 0 | Rectified Plan |  |  |  |  | Non-Lead - Other |  |  | Statistical analysis |  |  |  |  | Non-Lead |  |  |  | Domestic
MTR_015010 | 12029 SE 169TH PL | L23 BL7 CASCADE VISTA #1 |  |  | Non-Lead - Other | No | 2002-05-02 | 0 | Rectified Plan |  |  |  |  | Non-Lead - Other |  |  | Statistical analysis |  |  |  |  | Non-Lead |  |  |  | Domestic
MTR_015012 | 16951 121ST AVE SE | L21 BL7 CASCADE VISTA #1 |  |  | Non-Lead - Other | No | 2002-05-02 | 0 | Rectified Plan |  |  |  |  | Non-Lead - Other |  |  | Statistical analysis |  |  |  |  | Non-Lead |  |  |  | Domestic
MTR_022693 | 12251 SE 196TH ST | E 1/2 LOT 24 SPRINGBROOK 5 ACRE TRACTS |  |  | Non-Lead - Other | No | 2001-03-28 | 0 | Rectified Plan |  |  |  |  | Non-Lead - Other |  |  | Statistical analysis |  |  |  |  | Non-Lead |  |  |  | Domestic
MTR_022972 | 12307 SE 197TH PL | L7 VISTA VIEW HGTS # 2 |  |  | Non-Lead - Other | No |  | 0 | Installation date is after the lead ban |  |  |  |  | Non-Lead Plastic |  |  | Field inspection only with no records | Yes | Visual inspection at meter pit | 2023-01-14 |  | Non-Lead |  |  |  | Domestic
MTR_022973 | 12321 SE 197TH PL | L9 VISTA VIEW HGTS #2 |  |  | Non-Lead - Other | No |  | 0 | Installation date is after the lead ban |  |  |  |  | Non-Lead - Other |  |  | Installation date is after the lead ban |  |  |  |  | Non-Lead |  |  |  | Domestic
MTR_022974 | 12327 SE 197TH PL | L10 VISTA VIEW HGTS #2 |  |  | Non-Lead - Other | No |  | 0 | Installation date is after the lead ban |  |  |  |  | Non-Lead - Other |  |  | Installation date is after the lead ban |  |  |  |  | Non-Lead |  |  |  | Domestic
MTR_022976 | 12304 SE 198TH ST | L14 VISTA VIEW HGTS #2 |  |  | Non-Lead - Other | No |  | 0 | Installation date is after the lead ban |  |  |  |  | Non-Lead - Other |  |  | Installation date is after the lead ban |  |  |  |  | Non-Lead |  |  |  | Domestic
MTR_026167 | 12219 SE 207TH PL | LOT 12 SWANSON COURT. |  |  | Non-Lead - Other | Unknown |  | 0 | Statistical analysis |  |  |  |  | Non-Lead - Other |  |  | Statistical analysis |  |  |  |  | Non-Lead |  |  |  | Domestic
MTR_026168 | 12223 SE 207TH PL | LOT 13 SWANSON COURT. |  |  | Non-Lead - Other | Unknown |  | 0 | Statistical analysis |  |  |  |  | Non-Lead - Other |  |  | Statistical analysis |  |  |  |  | Non-Lead |  |  |  | Domestic
MTR_026169 | 12231 SE 207TH PL | LOT 14 SWANSON COURT. |  |  | Non-Lead - Other | Unknown |  | 0 | Statistical analysis |  |  |  |  | Non-Lead - Other |  |  | Statistical analysis |  |  |  |  | Non-Lead |  |  |  | Domestic
MTR_026170 | 12235 SE 207TH PL | LOT 15 SWANSON COURT. |  |  | Non-Lead - Other | Unknown |  | 0 | Statistical analysis |  |  |  |  | Non-Lead - Other |  |  | Statistical analysis |  |  |  |  | Non-Lead |  |  |  | Domestic
MTR_026172 | 12243 SE 207TH PL | LOT 17 SWANSON COURT. |  |  | Non-Lead - Other | Unknown |  | 0 | Statistical analysis |  |  |  |  | Non-Lead - Other |  |  | Statistical analysis |  |  |  |  | Non-Lead |  |  |  | Domestic
MTR_026174 | 20712 123RD PL SE | LOT 20 SWANSON COURT. |  |  | Non-Lead - Other | Unknown |  | 0 | Statistical analysis |  |  |  |  | Non-Lead - Other |  |  | Statistical analysis |  |  |  |  | Non-Lead |  |  |  | Domestic
MTR_026229 | 20406 123RD CT SE | LOT 42 WHITNEY GLEN |  |  | Non-Lead - Other | No |  | 0 | Installation date is after the lead ban |  |  |  |  | Non-Lead - Other |  |  | Installation date is after the lead ban |  |  |  |  | Non-Lead |  |  |  | Domestic
MTR_026236 | 12315 SE 204TH ST | LOT 44 WHITNEY GLENN |  |  | Non-Lead - Other | No |  | 0 | Installation date is after the lead ban |  |  |  |  | Non-Lead - Other |  |  | Installation date is after the lead ban |  |  |  |  | Non-Lead |  |  |  | Domestic
MTR_005760 | 11410 SE 204TH ST | TL 121 5-22-5 |  |  | Non-Lead - Other | Unknown |  | 0 | Statistical analysis |  |  |  |  | Non-Lead - Other |  |  | Statistical analysis |  |  |  |  | Non-Lead |  |  |  | Assumed
MTR_005761 | 11400 SE 204TH ST | 9904-002970 |  |  | Non-Lead - Other | No |  | 0 | Installation date is after the lead ban |  |  |  |  | Non-Lead - Other |  |  | Installation date is after the lead ban |  |  |  |  | Non-Lead |  |  |  | Assumed
MTR_005764 | 11252 SE 204TH ST | TL 200 5-22-5 |  |  | Non-Lead - Other | Unknown |  | 0 | Statistical analysis |  |  |  |  | Non-Lead - Other |  |  | Statistical analysis |  |  |  |  | Non-Lead |  |  |  | Assumed
MTR_025928 | 11020 SE 204TH ST | LOT 2 KING COUNTY SHORT PLAT #78605 |  |  | Non-Lead - Other | No | 2007-05-03 | 0 | Installation date is after the lead ban |  |  |  |  | Non-Lead - Other |  |  | Installation date is after the lead ban |  |  |  |  | Non-Lead |  |  |  | Domestic
MTR_026238 | 12354 SE 204TH ST | LOT 1 WHITNEY GLENN |  |  | Non-Lead - Other | No |  | 0 | Installation date is after the lead ban |  |  |  |  | Non-Lead - Other |  |  | Installation date is after the lead ban |  |  |  |  | Non-Lead |  |  |  | Domestic
MTR_026239 | 12346 SE 204TH ST | LOT 2 WHITNEY GLENN |  |  | Non-Lead - Other | No |  | 0 | Installation date is after the lead ban |  |  |  |  | Non-Lead - Other |  |  | Installation date is after the lead ban |  |  |  |  | Non-Lead |  |  |  | Domestic
MTR_026240 | 12338 SE 204TH ST | LOT 3 WHITNEY GLEN |  |  | Non-Lead - Other | No |  | 0 | Installation date is after the lead ban |  |  |  |  | Non-Lead - Other |  |  | Installation date is after the lead ban |  |  |  |  | Non-Lead |  |  |  | Domestic
MTR_026241 | 12330 SE 204TH ST | LOT 4 WHITNEY GLENN |  |  | Non-Lead - Other | No |  | 0 | Installation date is after the lead ban |  |  |  |  | Non-Lead - Other |  |  | Installation date is after the lead ban |  |  |  |  | Non-Lead |  |  |  | Domestic
MTR_026242 | 12320 SE 204TH ST | LOT 5 WHITNEY GLEN |  |  | Non-Lead - Other | No |  | 0 | Installation date is after the lead ban |  |  |  |  | Non-Lead - Other |  |  | Installation date is after the lead ban |  |  |  |  | Non-Lead |  |  |  | Domestic
MTR_026148 | 12116 SE 208TH ST | L 10 SEC 4-20-5 |  |  | Non-Lead - Other | No | 1998-08-03 | 0 | Rectified Plan |  |  |  |  | Non-Lead - Other |  |  | Statistical analysis |  |  |  |  | Non-Lead |  |  |  | Domestic
MTR_026316 | 20518 120TH AVE SE | LOT 1 PANTHER LAKE TERRACE #2 |  |  | Non-Lead - Other | No |  | 0 | Installation date is after the lead ban |  |  |  |  | Non-Lead - Other |  |  | Installation date is after the lead ban |  |  |  |  | Non-Lead |  |  |  | Domestic
MTR_026318 | 20506 120TH AVE SE | L3 PANTHER LK TERR 2 |  |  | Non-Lead - Other | No |  | 0 | Installation date is after the lead ban |  |  |  |  | Non-Lead - Other |  |  | Installation date is after the lead ban |  |  |  |  | Non-Lead |  |  |  | Assumed
MTR_026147 | 20204 117TH AVE SE | 9904-004290 |  |  | Non-Lead - Other | No | 1998-06-08 | 0 | Installation date is after the lead ban |  |  |  |  | Non-Lead - Other |  |  | Installation date is after the lead ban |  |  |  |  | Non-Lead |  |  |  | Domestic
MTR_026145 | 20040 117TH AVE SE | TL83 W1/2 SEC 4-22-5 |  |  | Non-Lead - Other | No | 1998-06-08 | 0 | Rectified Plan |  |  |  |  | Non-Lead - Other |  |  | Statistical analysis |  |  |  |  | Non-Lead |  |  |  | Domestic
MTR_022879 | 19820 116TH AVE SE | TL 2 4-22-5 |  |  | Non-Lead - Other | No | 1998-06-08 | 0 | Installation date is after the lead ban |  |  |  |  | Non-Lead - Other |  |  | Installation date is after the lead ban |  |  |  |  | Non-Lead |  |  |  | Domestic
MTR_026244 | 12355 SE 204TH ST | LOT 50 WHITNEY GLEN |  |  | Non-Lead - Other | No |  | 0 | Installation date is after the lead ban |  |  |  |  | Non-Lead - Other |  |  | Installation date is after the lead ban |  |  |  |  | Non-Lead |  |  |  | Domestic
MTR_026256 | 12224 SE 204TH ST | LOT 8 WHITNEY GLENN |  |  | Non-Lead - Other | No |  | 0 | Installation date is after the lead ban |  |  |  |  | Non-Lead Plastic |  |  | Field inspection only with no records | Yes | Visual inspection at meter pit | 2023-01-20 |  | Non-Lead |  |  |  | Domestic
MTR_026124 | 11812 SE 206TH ST | LOT 5 PANTHER LAKE TERRACE #3 |  |  | Non-Lead - Other | No | 1978-07-26 | 0 | Installation date is after the lead ban |  |  |  |  | Non-Lead - Other |  |  | Installation date is after the lead ban |  |  |  |  | Non-Lead |  |  |  | Domestic
MTR_026117 | 11903 SE 206TH ST | LOT 11 PANTHER LAKE T 3 |  |  | Non-Lead - Other | No | 1978-07-26 | 0 | Installation date is after the lead ban |  |  |  |  | Non-Lead - Other |  |  | Installation date is after the lead ban |  |  |  |  | Non-Lead |  |  |  | Domestic
MTR_026118 | 11909 SE 206TH ST | LOT 12 PANTHER LAKE TERRACE #3 |  |  | Non-Lead - Other | No | 1978-07-26 | 0 | Installation date is after the lead ban |  |  |  |  | Non-Lead - Other |  |  | Installation date is after the lead ban |  |  |  |  | Non-Lead |  |  |  | Domestic
MTR_026322 | 20615 120TH AVE SE | L6 BLK 2 PANTHER LK TERR |  |  | Non-Lead - Other | No |  | 0 | Installation date is after the lead ban |  |  |  |  | Non-Lead - Other |  |  | Installation date is after the lead ban |  |  |  |  | Non-Lead |  |  |  | Domestic
MTR_026323 | 20623 120TH AVE SE | L5 BLK 2 PANTHER LK TERR |  |  | Non-Lead - Other | No |  | 0 | Installation date is after the lead ban |  |  |  |  | Non-Lead - Other |  |  | Installation date is after the lead ban |  |  |  |  | Non-Lead |  |  |  | Domestic
MTR_026331 | 20647 120TH AVE SE | L2 BLK 2 PANTHER LK TERR |  |  | Non-Lead - Other | No |  | 0 | Installation date is after the lead ban |  |  |  |  | Non-Lead - Other |  |  | Installation date is after the lead ban |  |  |  |  | Non-Lead |  |  |  | Domestic
MTR_022719 | 11809 SE 196TH ST | LT 19 SPRINGBRK 5 ACRE T |  |  | Non-Lead - Other | No | 2001-03-28 | 0 | Rectified Plan |  |  |  |  | Non-Lead - Other |  |  | Statistical analysis |  |  |  |  | Non-Lead |  |  |  | Domestic
MTR_022856 | 19829 118TH AVE SE | LOT 27 SPRING HILL |  |  | Non-Lead - Other | No | 1995-07-13 | 0 | Installation date is after the lead ban |  |  |  |  | Non-Lead - Other |  |  | Installation date is after the lead ban |  |  |  |  | Non-Lead |  |  |  | Domestic
MTR_022861 | 19715 119TH AVE SE | LOT 3 KCSP #S89S0365 (LOT 54 SPRING HILL) |  |  | Non-Lead - Other | No |  | 0 | Installation date is after the lead ban |  |  |  |  | Non-Lead - Other |  |  | Installation date is after the lead ban |  |  |  |  | Non-Lead |  |  |  | Assumed
MTR_022934 | 19620 122ND PL SE | L33 VISTA VIEW HGTS # 2 |  |  | Non-Lead - Other | No |  | 0 | Installation date is after the lead ban |  |  |  |  | Non-Lead - Other |  |  | Installation date is after the lead ban |  |  |  |  | Non-Lead |  |  |  | Domestic
MTR_022694 | 12229 SE 196TH ST | W1/2 L24 SPBRK 5AC TRC |  |  | Non-Lead - Other | No | 2001-03-28 | 0 | Rectified Plan |  |  |  |  | Non-Lead - Other |  |  | Statistical analysis |  |  |  |  | Non-Lead |  |  |  | Domestic
MTR_014377 | 16930 114TH AVE SE | TAX LOT 108 SECTION 29-23-5 |  |  | Non-Lead - Other | Unknown |  | 0 | Statistical analysis |  |  |  |  | Non-Lead - Other |  |  | Statistical analysis |  |  |  |  | Non-Lead |  |  |  | Domestic
MTR_014384 | 11511 SE 169TH ST | TAX LOT 91 SECTION 29-23-5 |  |  | Non-Lead Plastic | Unknown |  | 1 | Field inspection only with no records | Yes | Visual inspection at meter pit | 2023-02-04 |  | Non-Lead Plastic |  |  | Field inspection only with no records | Yes | Visual inspection at meter pit | 2023-02-04 |  | Non-Lead |  |  |  | Domestic
MTR_014385 | 11519 SE 169TH ST | TAX LOT 109 S-T-R SE 29-23-5 |  |  | Non-Lead - Other | Unknown |  | 1 | Statistical analysis |  |  |  |  | Non-Lead - Other |  |  | Statistical analysis |  |  |  |  | Non-Lead |  |  |  | Domestic
MTR_005825 | 11624 SE 208TH ST | TL 75 4-22-5 |  |  | Non-Lead - Other | Unknown |  | 0 | Statistical analysis |  |  |  |  | Non-Lead - Other |  |  | Statistical analysis |  |  |  |  | Non-Lead |  |  |  | Assumed
MTR_024257 | 11500 SE 208TH ST | TL 40 SEC 5-22-5 |  |  | Non-Lead - Other | Unknown |  | 0 | Statistical analysis |  |  |  |  | Non-Lead - Other |  |  | Statistical analysis |  |  |  |  | Non-Lead |  |  |  | Assumed
MTR_005828 | 20444 110TH AVE SE | TAX LOT 224 SEC 5-22-5 |  |  | Non-Lead - Other | Unknown |  | 0 | Statistical analysis |  |  |  |  | Non-Lead - Other |  |  | Statistical analysis |  |  |  |  | Non-Lead |  |  |  | Assumed
MTR_018266 | 18116 143RD AVE SE | LOT 29 FAIRWOOD FIRS |  |  | Non-Lead - Other | No | 1986-05-01 | 0 | Installation date is after the lead ban |  |  |  |  | Non-Lead - Other |  |  | Installation date is after the lead ban |  |  |  |  | Non-Lead |  |  |  | Domestic
MTR_026652 | 23008 125TH AVE SE | L40 CORONADO KNOLLS |  |  | Non-Lead - Other | No |  | 0 | Installation date is after the lead ban |  |  |  |  | Non-Lead - Other |  |  | Installation date is after the lead ban |  |  |  |  | Non-Lead |  |  |  | Domestic
MTR_026653 | 23000 125TH AVE SE | L41 CORONADO KNOLLS |  |  | Non-Lead - Other | No |  | 0 | Installation date is after the lead ban |  |  |  |  | Non-Lead - Other |  |  | Installation date is after the lead ban |  |  |  |  | Non-Lead |  |  |  | Domestic
MTR_022447 | 19379 113TH AVE SE | LOT 46 PANTHER MEADOWS |  |  | Non-Lead - Other | No | 2004-07-26 | 0 | Installation date is after the lead ban |  |  |  |  | Non-Lead - Other |  |  | Installation date is after the lead ban |  |  |  |  | Non-Lead |  |  |  | Domestic
MTR_018269 | 18038 143RD AVE SE | LOT 32 FAIRWOOD FIRS |  |  | Non-Lead Plastic | No | 1986-05-01 | 0 | Field inspection only with no records | Yes | Visual inspection at meter pit | 2023-10-14 |  | Non-Lead Plastic |  |  | Field inspection only with no records | Yes | Visual inspection at meter pit | 2023-10-14 |  | Non-Lead |  |  |  | Domestic
MTR_026655 | 22912 130TH PL SE | LOT 6 MISTY MEADOWS #4 |  |  | Non-Lead - Other | No |  | 0 | Installation date is after the lead ban |  |  |  |  | Non-Lead - Other |  |  | Installation date is after the lead ban |  |  |  |  | Non-Lead |  |  |  | Assumed
MTR_022448 | 19365 113TH PL SE | LOT 57 PANTHER MEADOWS |  |  | Non-Lead - Other | No | 2004-07-26 | 0 | Installation date is after the lead ban |  |  |  |  | Non-Lead - Other |  |  | Installation date is after the lead ban |  |  |  |  | Non-Lead |  |  |  | Domestic
MTR_018270 | 18032 143RD AVE SE | LOT 33 FAIRWOOD FIRS |  |  | Non-Lead - Other | No | 1986-05-01 | 0 | Installation date is after the lead ban |  |  |  |  | Non-Lead - Other |  |  | Installation date is after the lead ban |  |  |  |  | Non-Lead |  |  |  | Domestic
MTR_026656 | 22925 130TH PL SE | LOT 11 MISTY MEADOWS #4 |  |  | Non-Lead - Other | No |  | 0 | Installation date is after the lead ban |  |  |  |  | Non-Lead - Other |  |  | Installation date is after the lead ban |  |  |  |  | Non-Lead |  |  |  | Assumed
MTR_022739 | 19920 117TH PL SE | LOT 5 SPRING HILL WEST |  |  | Non-Lead - Other | No | 2004-03-09 | 0 | Installation date is after the lead ban |  |  |  |  | Non-Lead - Other |  |  | Installation date is after the lead ban |  |  |  |  | Non-Lead |  |  |  | Domestic
MTR_011908 | 16839 106TH AVE SE | EAST 140 LOT 8 BLOCK 3 AKERS FARM S #5 |  |  | Non-Lead Plastic | No | 1999-03-24 | 0 | Field inspection only with no records | Yes | Visual inspection at meter pit | 2023-02-03 |  | Non-Lead Plastic |  |  | Field inspection only with no records | Yes | Visual inspection at meter pit | 2023-02-03 |  | Non-Lead |  |  |  | Domestic
MTR_026657 | 22937 130TH PL SE | LOT 13 MISTY MEADOWS #4 |  |  | Non-Lead - Other | No |  | 0 | Installation date is after the lead ban |  |  |  |  | Non-Lead - Other |  |  | Installation date is after the lead ban |  |  |  |  | Non-Lead |  |  |  | Assumed
MTR_003716 | 12836 SE 235TH PL | LOT 16 SINGLE CREEK #1 |  |  | Non-Lead - Other | No |  | 0 | Installation date is after the lead ban |  |  |  |  | Non-Lead - Other |  |  | Installation date is after the lead ban |  |  |  |  | Non-Lead |  |  |  | Assumed
MTR_003718 | 12822 SE 235TH PL | LOT 18 SINGLE CREEK #1 |  |  | Non-Lead Plastic | No | 1978-04-01 | 1 | Field inspection only with no records | Yes | Visual inspection at meter pit | 2023-09-09 |  | Non-Lead Plastic |  |  | Field inspection only with no records | Yes | Visual inspection at meter pit | 2023-09-09 |  | Non-Lead |  |  |  | Domestic
MTR_003720 | 23408 128TH PL SE | LOT 20 SINGLE CREEK #1 |  |  | Non-Lead Plastic | No | 1978-04-01 | 1 | Field inspection only with no records | Yes | Visual inspection at meter pit | 2023-09-09 |  | Non-Lead Plastic |  |  | Field inspection only with no records | Yes | Visual inspection at meter pit | 2023-09-09 |  | Non-Lead |  |  |  | Domestic
MTR_003723 | 12850 SE 234TH ST | N 1/2 L7 MERIDIAN VILLA |  |  | Non-Lead - Other | No |  | 0 | Installation date is after the lead ban |  |  |  |  | Non-Lead - Other |  |  | Installation date is after the lead ban |  |  |  |  | Non-Lead |  |  |  | Assumed
MTR_003725 | 12840 SE 234TH ST | LOT 8 MERIDIAN VILLA ESTATES |  |  | Non-Lead - Other | No | 1966-09-01 | 1 | Rectified Plan | No |  |  |  | Non-Lead - Other |  |  | Installation date is after the lead ban |  |  |  |  | Non-Lead |  |  |  | Domestic
MTR_026660 | 12629 SE 231ST ST | L28 MERIDIAN HIGHLANDS |  |  | Non-Lead - Other | No |  | 0 | Installation date is after the lead ban |  |  |  |  | Non-Lead - Other |  |  | Installation date is after the lead ban |  |  |  |  | Non-Lead |  |  |  | Domestic
MTR_026661 | 12635 SE 231ST ST | LOT 29 MERIDIAN HIGHLANDS |  |  | Non-Lead - Other | No |  | 0 | Installation date is after the lead ban |  |  |  |  | Non-Lead - Other |  |  | Installation date is after the lead ban |  |  |  |  | Non-Lead |  |  |  | Domestic
MTR_026662 | 12616 SE 232ND ST | L72 CORONADO KNOLLS |  |  | Non-Lead - Other | No |  | 0 | Installation date is after the lead ban |  |  |  |  | Non-Lead - Other |  |  | Installation date is after the lead ban |  |  |  |  | Non-Lead |  |  |  | Assumed
MTR_026663 | 12612 SE 232ND ST | L73 CORONADO KNOLLS |  |  | Non-Lead - Other | No |  | 0 | Installation date is after the lead ban |  |  |  |  | Non-Lead - Other |  |  | Installation date is after the lead ban |  |  |  |  | Non-Lead |  |  |  | Assumed
MTR_026664 | 12604 SE 232ND ST | L74 CORONADO KNOLLS |  |  | Non-Lead - Other | No |  | 0 | Installation date is after the lead ban |  |  |  |  | Non-Lead Plastic |  |  | Field inspection only with no records | Yes | Visual inspection at meter pit | 2022-12-23 |  | Non-Lead |  |  |  | Domestic
MTR_026668 | 13118 SE 228TH PL | LOT 18 MISTY MEADOWS #3 |  |  | Non-Lead Plastic | No |  | 0 | Field inspection only with no records | Yes | Visual inspection at meter pit | 2023-09-19 |  | Non-Lead Plastic |  |  | Field inspection only with no records | Yes | Visual inspection at meter pit | 2023-09-19 |  | Non-Lead |  |  |  | Domestic
MTR_026669 | 13100 SE 228TH PL | LOT 21 MISTY MEADOWS #3 |  |  | Non-Lead - Other | No |  | 0 | Installation date is after the lead ban |  |  |  |  | Non-Lead - Other |  |  | Installation date is after the lead ban |  |  |  |  | Non-Lead |  |  |  | Domestic
MTR_026670 | 13112 SE 228TH PL | LOT 19 MISTY MEADOWS #3 |  |  | Non-Lead - Other | No |  | 0 | Installation date is after the lead ban |  |  |  |  | Non-Lead - Other |  |  | Installation date is after the lead ban |  |  |  |  | Non-Lead |  |  |  | Domestic
MTR_003741 | 23406 131ST AVE SE | LOT 33 BUILDING J VILLAGE AT SINGLE CREEK |  |  | Non-Lead - Other | No |  | 0 | Installation date is after the lead ban |  |  |  |  | Non-Lead - Other |  |  | Installation date is after the lead ban |  |  |  |  | Non-Lead |  |  |  | Assumed
MTR_003742 | 23404 131ST AVE SE | LOT 34 BUILDING J VILLAGE AT SINGLE CREEK |  |  | Non-Lead - Other | No | 1999-09-09 | 1 | Installation date is after the lead ban |  |  |  |  | Non-Lead Plastic |  |  | Field inspection only with no records | Yes | Visual inspection at meter pit | 2023-06-20 |  | Non-Lead |  |  |  | Domestic
MTR_027172 | 13102 SE 236TH PL | L3 TWIN CREEKS |  |  | Non-Lead - Other | No |  | 0.75 | Installation date is after the lead ban |  |  |  |  | Non-Lead Plastic |  |  | Field inspection only with no records | Yes | Visual inspection at meter pit | 2022-12-23 |  | Non-Lead |  |  |  | Domestic
MTR_026671 | 13107 SE 231ST WAY | LOT 46 MISTY MEADOWS 1 |  |  | Non-Lead Plastic | No |  | 0 | Field inspection only with no records | Yes | Visual inspection at meter pit | 2023-01-06 |  | Non-Lead Copper |  |  | Field inspection only with no records | Yes | Visual inspection at meter pit | 2023-01-06 |  | Non-Lead |  |  |  | Domestic
MTR_026672 | 13125 SE 231ST WAY | LOT 49 MISTY MEADOWS #1 |  |  | Non-Lead Plastic | No |  | 0 | Field inspection only with no records | Yes | Visual inspection at meter pit | 2023-09-01 |  | Non-Lead Copper |  |  | Field inspection only with no records | Yes | Visual inspection at meter pit | 2023-09-01 |  | Non-Lead |  |  |  | Domestic
MTR_026675 | 23006 128TH PL SE | LOT 43 MISTY MEADOWS#3 |  |  | Non-Lead - Other | No |  | 0 | Installation date is after the lead ban |  |  |  |  | Non-Lead - Other |  |  | Installation date is after the lead ban |  |  |  |  | Non-Lead |  |  |  | Domestic
MTR_026676 | 23026 128TH PL SE | LOT 38 MISTY MEADOWS #3 |  |  | Non-Lead - Other | No |  | 0 | Installation date is after the lead ban |  |  |  |  | Non-Lead - Other |  |  | Installation date is after the lead ban |  |  |  |  | Non-Lead |  |  |  | Domestic
MTR_026678 | 23030 128TH PL SE | L37 MISTY MEADOWS 3 |  |  | Non-Lead - Other | No |  | 0 | Installation date is after the lead ban |  |  |  |  | Non-Lead - Other |  |  | Installation date is after the lead ban |  |  |  |  | Non-Lead |  |  |  | Domestic
MTR_030329 | 21011 135TH PL SE | TAX LOT 164 NW 1/4 10/22/6 |  |  | Non-Lead Plastic | No | 2003-08-21 | 0 | Field inspection only with no records | Yes | Visual inspection at meter pit | 2023-11-30 |  | Non-Lead Plastic |  |  | Field inspection only with no records | Yes | Visual inspection at meter pit | 2023-11-30 |  | Non-Lead |  |  |  | Domestic
MTR_030330 | 13417 SE 209TH ST | L13 CRYSTAL GLEN |  |  | Non-Lead - Other | No |  | 0 | Installation date is after the lead ban |  |  |  |  | Non-Lead - Other |  |  | Installation date is after the lead ban |  |  |  |  | Non-Lead |  |  |  | Domestic
MTR_030331 | 21222 132ND AVE SE | TAX LOT 129 S-T-R 10-22-05 |  |  | Non-Lead Plastic | No |  | 0 | Field inspection only with no records | Yes | Visual inspection at meter pit | 2023-11-04 |  | Non-Lead Plastic |  |  | Field inspection only with no records | Yes | Visual inspection at meter pit | 2023-11-04 |  | Non-Lead |  |  |  | Assumed
MTR_026680 | 23022 128TH PL SE | LOT39 MISTY MEADOWS DIV3 |  |  | Non-Lead - Other | No |  | 0 | Installation date is after the lead ban |  |  |  |  | Non-Lead - Other |  |  | Installation date is after the lead ban |  |  |  |  | Non-Lead |  |  |  | Domestic
MTR_003756 | 12244 SE 234TH ST | L 35 MERIDIAN VILLA EST. |  |  | Non-Lead - Other | No | 1966-09-01 | 0.75 | Rectified Plan | No |  |  |  | Non-Lead - Other |  |  | Installation date is after the lead ban |  |  |  |  | Non-Lead |  |  |  | Domestic
MTR_003758 | 12218 SE 234TH ST | L 38 MERIDIAN VILLA EST. |  |  | Non-Lead - Other | Unknown | 1966-09-01 | 1 | Rectified Plan | No |  |  |  | Non-Lead - Other |  |  | Statistical analysis |  |  |  |  | Non-Lead |  |  |  | Domestic
MTR_003759 | 12125 SE 236TH ST | 9918-010100 |  |  | Non-Lead - Other | No |  | 0 | Installation date is after the lead ban |  |  |  |  | Non-Lead Plastic |  |  | Field inspection only with no records | Yes | Visual inspection at meter pit | 2023-08-17 |  | Non-Lead |  |  |  | Assumed
MTR_026681 | 13027 SE 231ST WAY | LOT 2 MISTY MEADOWS 1 |  |  | Non-Lead - Other | No |  | 0 | Installation date is after the lead ban |  |  |  |  | Non-Lead - Other |  |  | Installation date is after the lead ban |  |  |  |  | Non-Lead |  |  |  | Domestic |  |  | Yes
MTR_026684 | 13015 SE 231ST WAY | LOT 43 MISTY MEADOWS#2 |  |  | Non-Lead - Other | No |  | 0 | Installation date is after the lead ban |  |  |  |  | Non-Lead - Other |  |  | Installation date is after the lead ban |  |  |  |  | Non-Lead |  |  |  | Domestic
MTR_003770 | 12439 SE 235TH ST | L 55 MERIDIAN VILLA EST |  |  | Non-Lead - Other | No | 1966-09-01 | 0.75 | Rectified Plan | No |  |  |  | Non-Lead - Other |  |  | Installation date is after the lead ban |  |  |  |  | Non-Lead |  |  |  | Domestic
MTR_003773 | 23604 126TH AVE SE | TAX LOT 1 KCSP #283024 |  |  | Non-Lead - Other | No |  | 0 | Installation date is after the lead ban |  |  |  |  | Non-Lead - Other |  |  | Installation date is after the lead ban |  |  |  |  | Non-Lead |  |  |  | Assumed
MTR_003777 | 23430 130TH AVE SE | LOT 38 BUILDING K VILLAGE AT SINGLE CREEK |  |  | Non-Lead - Other | No | 1983-07-01 | 0 | Installation date is after the lead ban |  |  |  |  | Non-Lead - Other |  |  | Installation date is after the lead ban |  |  |  |  | Non-Lead |  |  |  | Domestic
MTR_003779 | 23418 130TH AVE SE | LOT 40 BUILDING L VILLAGE AT SINGLE |  |  | Non-Lead - Other | No |  | 0 | Installation date is after the lead ban |  |  |  |  | Non-Lead - Other |  |  | Installation date is after the lead ban |  |  |  |  | Non-Lead |  |  |  | Assumed
MTR_026687 | 23125 128TH PL SE | LOT 22 MISTY MEADOWS #2 |  |  | Non-Lead - Other | No |  | 0 | Installation date is after the lead ban |  |  |  |  | Non-Lead - Other |  |  | Installation date is after the lead ban |  |  |  |  | Non-Lead |  |  |  | Domestic
MTR_026689 | 23131 128TH PL SE | LOT 23 MISTY MEADOWS #2 |  |  | Non-Lead - Other | No |  | 0 | Installation date is after the lead ban |  |  |  |  | Non-Lead - Other |  |  | Installation date is after the lead ban |  |  |  |  | Non-Lead |  |  |  | Domestic
MTR_026690 | 23113 128TH PL SE | LOT 20 MISTY MEADOWS #2 |  |  | Non-Lead - Other | No |  | 0 | Installation date is after the lead ban |  |  |  |  | Non-Lead - Other |  |  | Installation date is after the lead ban |  |  |  |  | Non-Lead |  |  |  | Domestic
MTR_026691 | 23119 128TH PL SE | LOT 21 MISTY MEADOWS #2 |  |  | Non-Lead - Other | No |  | 0 | Installation date is after the lead ban |  |  |  |  | Non-Lead - Other |  |  | Installation date is after the lead ban |  |  |  |  | Non-Lead |  |  |  | Domestic
MTR_026692 | 23026 129TH AVE SE | LOT 1 MISTY MEADOWS #3 |  |  | Non-Lead Plastic | No |  | 0 | Field inspection only with no records | Yes | Visual inspection at meter pit | 2023-08-26 |  | Non-Lead Plastic |  |  | Field inspection only with no records | Yes | Visual inspection at meter pit | 2023-08-26 |  | Non-Lead |  |  |  | Domestic
MTR_026693 | 12916 SE 231ST WAY | LOT 10 MISTY MEADOWS #2 |  |  | Non-Lead - Other | No |  | 0 | Installation date is after the lead ban |  |  |  |  | Non-Lead - Other |  |  | Installation date is after the lead ban |  |  |  |  | Non-Lead |  |  |  | Domestic
MTR_026695 | 12904 SE 231ST WAY | LOT 12 MISTY MEADOWS #2 |  |  | Non-Lead - Other | No |  | 0 | Installation date is after the lead ban |  |  |  |  | Non-Lead - Other |  |  | Installation date is after the lead ban |  |  |  |  | Non-Lead |  |  |  | Domestic
MTR_026697 | 22971 130TH PL SE | LOT 20 MISTY MEADOWS #4 |  |  | Non-Lead - Other | No |  | 0 | Installation date is after the lead ban |  |  |  |  | Non-Lead - Other |  |  | Installation date is after the lead ban |  |  |  |  | Non-Lead |  |  |  | Assumed
MTR_026698 | 12611 SE 232ND ST | L26 CORONADO KNOLLS A |  |  | Non-Lead - Other | No |  | 0 | Installation date is after the lead ban |  |  |  |  | Non-Lead - Other |  |  | Installation date is after the lead ban |  |  |  |  | Non-Lead |  |  |  | Assumed
MTR_026699 | 23211 127TH AVE SE | L28 CORONADO KNOLLS |  |  | Non-Lead - Other | No |  | 0 | Installation date is after the lead ban |  |  |  |  | Non-Lead - Other |  |  | Installation date is after the lead ban |  |  |  |  | Non-Lead |  |  |  | Assumed
MTR_003793 | 23221 127TH AVE SE | L 17 MERIDIAN VILLA EST. |  |  | Non-Lead - Other | No |  | 0 | Installation date is after the lead ban |  |  |  |  | Non-Lead - Other |  |  | Installation date is after the lead ban |  |  |  |  | Non-Lead |  |  |  | Assumed
MTR_003795 | 12532 SE 233RD ST | L 20 MERIDIAN VILLA EST. |  |  | Non-Lead - Other | No | 1966-09-01 | 1 | Rectified Plan | No |  |  |  | Non-Lead - Other |  |  | Installation date is after the lead ban |  |  |  |  | Non-Lead |  |  |  | Domestic
MTR_026704 | 23111 126TH AVE SE | L67 CORONADO KNOLLS A |  |  | Non-Lead - Other | No |  | 0 | Installation date is after the lead ban |  |  |  |  | Non-Lead - Other |  |  | Installation date is after the lead ban |  |  |  |  | Non-Lead |  |  |  | Domestic
MTR_026705 | 23110 126TH AVE SE | L77 CORONADO KNOLLS |  |  | Non-Lead Plastic | No |  | 0 | Field inspection only with no records | Yes | Visual inspection at meter pit | 2023-09-01 |  | Non-Lead Plastic |  |  | Field inspection only with no records | Yes | Visual inspection at meter pit | 2023-09-01 |  | Non-Lead |  |  |  | Domestic
MTR_026706 | 22918 126TH AVE SE | LOT 82 CORONADO KNOLLS |  |  | Non-Lead Plastic | No |  | 0 | Field inspection only with no records | Yes | Visual inspection at meter pit | 2022-12-30 |  | Non-Lead Plastic |  |  | Field inspection only with no records | Yes | Visual inspection at meter pit | 2022-12-30 |  | Non-Lead |  |  |  | Domestic
MTR_026707 | 23118 126TH AVE SE | L76 CORONADO KNOLLS |  |  | Non-Lead Plastic | No |  | 0 | Field inspection only with no records | Yes | Visual inspection at meter pit | 2023-09-01 |  | Non-Lead Plastic |  |  | Field inspection only with no records | Yes | Visual inspection at meter pit | 2023-09-01 |  | Non-Lead |  |  |  | Domestic
MTR_026708 | 23010 126TH AVE SE | L80 CORONADO KNOLLS |  |  | Non-Lead Plastic | No |  | 0 | Field inspection only with no records | Yes | Visual inspection at meter pit | 2023-09-01 |  | Non-Lead Plastic |  |  | Field inspection only with no records | Yes | Visual inspection at meter pit | 2023-09-01 |  | Non-Lead |  |  |  | Domestic
MTR_026709 | 22816 126TH AVE SE | L85 CORONADO KNOLLS |  |  | Non-Lead Plastic | No |  | 0 | Field inspection only with no records | Yes | Visual inspection at meter pit | 2023-09-20 |  | Non-Lead Plastic |  |  | Field inspection only with no records | Yes | Visual inspection at meter pit | 2023-09-20 |  | Non-Lead |  |  |  | Assumed
MTR_026710 | 22910 126TH AVE SE | L83 CORONADO KNOLLS |  |  | Non-Lead Plastic | No |  | 0 | Field inspection only with no records | Yes | Visual inspection at meter pit | 2023-09-01 |  | Non-Lead Plastic |  |  | Field inspection only with no records | Yes | Visual inspection at meter pit | 2023-09-01 |  | Non-Lead |  |  |  | Domestic
MTR_026713 | 13112 SE 231ST WAY | LOT 1 MISTY MEADOWS 1 |  |  | Non-Lead - Other | No |  | 0 | Installation date is after the lead ban |  |  |  |  | Non-Lead - Other |  |  | Installation date is after the lead ban |  |  |  |  | Non-Lead |  |  |  | Domestic
MTR_026714 | 13028 SE 231ST WAY | LOT 1 MISTY MEADOWS 2 |  |  | Non-Lead - Other | No |  | 0 | Installation date is after the lead ban |  |  |  |  | Non-Lead - Other |  |  | Installation date is after the lead ban |  |  |  |  | Non-Lead |  |  |  | Domestic
MTR_026715 | 12922 SE 231ST WAY | LOT 9 MISTY MEADOWS #2 |  |  | Non-Lead - Other | No |  | 0 | Installation date is after the lead ban |  |  |  |  | Non-Lead - Other |  |  | Installation date is after the lead ban |  |  |  |  | Non-Lead |  |  |  | Domestic
MTR_026717 | 12554 SE 230TH ST | L 50 CORONADO KNOLLS |  |  | Non-Lead Plastic | No |  | 0 | Field inspection only with no records | Yes | Visual inspection at meter pit | 2023-09-11 |  | Non-Lead - Other |  |  | Installation date is after the lead ban |  |  |  |  | Non-Lead |  |  |  | Domestic
MTR_026719 | 12562 SE 230TH ST | LOT 49 CORONADO KNOLLS |  |  | Non-Lead Plastic | No |  | 0 | Field inspection only with no records | Yes | Visual inspection at meter pit | 2023-09-09 |  | Non-Lead Plastic |  |  | Field inspection only with no records | Yes | Visual inspection at meter pit | 2023-09-09 |  | Non-Lead |  |  |  | Domestic
MTR_026722 | 23027 128TH PL SE | LOT 50 MISTY MEADOWS #3 |  |  | Non-Lead - Other | No |  | 0 | Installation date is after the lead ban |  |  |  |  | Non-Lead - Other |  |  | Installation date is after the lead ban |  |  |  |  | Non-Lead |  |  |  | Domestic
MTR_029312 | 11602 SE 231ST PL | L41 TERRA HEIGHTS |  |  | Non-Lead Plastic | No |  | 0 | Field inspection only with no records | Yes | Visual inspection at meter pit | 2023-11-30 |  | Non-Lead - Other |  |  | Installation date is after the lead ban |  |  |  |  | Non-Lead |  |  |  | Domestic
MTR_029313 | 11629 SE 231ST PL | LOT 3 TERRA HEIGHTS |  |  | Non-Lead - Other | No |  | 0 | Installation date is after the lead ban |  |  |  |  | Non-Lead - Other |  |  | Installation date is after the lead ban |  |  |  |  | Non-Lead |  |  |  | Domestic
MTR_029314 | 11635 SE 231ST PL | LOT 4 TERRA HEIGHTS |  |  | Non-Lead - Other | No |  | 0 | Installation date is after the lead ban |  |  |  |  | Non-Lead Plastic |  |  | Field inspection only with no records | Yes | Visual inspection at meter pit | 2023-06-01 |  | Non-Lead |  |  |  | Domestic
MTR_029315 | 11707 SE 231ST PL | L5 TERRA HEIGHTS |  |  | Non-Lead Plastic | No |  | 0 | Field inspection only with no records | Yes | Visual inspection at meter pit | 2023-10-21 |  | Non-Lead Plastic |  |  | Field inspection only with no records | Yes | Visual inspection at meter pit | 2023-10-21 |  | Non-Lead |  |  |  | Domestic
MTR_029316 | 11713 SE 231ST PL | LOT 6 TERRA HEIGHTS |  |  | Non-Lead Plastic | No |  | 0 | Field inspection only with no records | Yes | Visual inspection at meter pit | 2023-10-21 |  | Non-Lead Plastic |  |  | Field inspection only with no records | Yes | Visual inspection at meter pit | 2023-10-21 |  | Non-Lead |  |  |  | Domestic
MTR_018190 | 18121 141ST AVE SE | LOT 6 FAIRWOOD FIRS |  |  | Non-Lead - Other | No | 1986-05-01 | 0 | Installation date is after the lead ban |  |  |  |  | Non-Lead - Other |  |  | Installation date is after the lead ban |  |  |  |  | Non-Lead |  |  |  | Domestic
MTR_003830 | 13016 SE 232ND PL | LOT 7 MISTY MEADOWS#1 |  |  | Non-Lead Plastic | No |  | 0 | Field inspection only with no records | Yes | Visual inspection at meter pit | 2023-03-13 |  | Non-Lead Plastic |  |  | Field inspection only with no records | Yes | Visual inspection at meter pit | 2023-03-13 |  | Non-Lead |  |  |  | Domestic
MTR_003831 | 12829 SE 235TH PL | LOT 9 SINGLE CREEK #1 |  |  | Non-Lead Plastic | No |  | 0 | Field inspection only with no records | Yes | Visual inspection at meter pit | 2023-09-09 |  | Non-Lead Plastic |  |  | Field inspection only with no records | Yes | Visual inspection at meter pit | 2023-09-09 |  | Non-Lead |  |  |  | Assumed
MTR_003832 | 12835 SE 235TH PL | LOT 10 SINGLE CREEK #1 |  |  | Non-Lead - Other | No |  | 0 | Installation date is after the lead ban |  |  |  |  | Non-Lead - Other |  |  | Installation date is after the lead ban |  |  |  |  | Non-Lead |  |  |  | Assumed
MTR_003834 | 12853 SE 235TH PL | LOT 13 SINGLE CREEK #1 |  |  | Non-Lead Plastic | No | 1978-04-01 | 1.25 | Field inspection only with no records | Yes | Visual inspection at meter pit | 2023-09-09 |  | Non-Lead Plastic |  |  | Field inspection only with no records | Yes | Visual inspection at meter pit | 2023-09-09 |  | Non-Lead |  |  |  | Domestic
MTR_026725 | 22915 126TH PL SE | L20 MERIDIAN HIGHLANDS |  |  | Non-Lead - Other | No |  | 0 | Installation date is after the lead ban |  |  |  |  | Non-Lead - Other |  |  | Installation date is after the lead ban |  |  |  |  | Non-Lead |  |  |  | Domestic
MTR_026726 | 22831 126TH PL SE | L18 MERIDIAN HIGHLANDS |  |  | Non-Lead - Other | No |  | 0 | Installation date is after the lead ban |  |  |  |  | Non-Lead - Other |  |  | Installation date is after the lead ban |  |  |  |  | Non-Lead |  |  |  | Domestic
MTR_026727 | 22905 126TH PL SE | L19 MERIDIAN HIGHLANDS |  |  | Non-Lead - Other | No |  | 0 | Installation date is after the lead ban |  |  |  |  | Non-Lead - Other |  |  | Installation date is after the lead ban |  |  |  |  | Non-Lead |  |  |  | Domestic
MTR_026729 | 22825 126TH PL SE | L17 MERIDIAN HIGHLANDS |  |  | Non-Lead Plastic | No |  | 0 | Field inspection only with no records | Yes | Visual inspection at meter pit | 2023-09-01 |  | Non-Lead Plastic |  |  | Field inspection only with no records | Yes | Visual inspection at meter pit | 2023-09-01 |  | Non-Lead |  |  |  | Domestic
MTR_026733 | 22802 126TH AVE SE | LOT 87 CORONADO KNOLLS |  |  | Non-Lead - Other | No |  | 0 | Installation date is after the lead ban |  |  |  |  | Non-Lead - Other |  |  | Installation date is after the lead ban |  |  |  |  | Non-Lead |  |  |  | Domestic
MTR_026734 | 22715 125TH AVE SE | LOT 4 MERIDIAN HIGHLANDS |  |  | Non-Lead - Other | No |  | 0 | Installation date is after the lead ban |  |  |  |  | Non-Lead - Other |  |  | Installation date is after the lead ban |  |  |  |  | Non-Lead |  |  |  | Domestic
MTR_026735 | 22718 125TH AVE SE | L9 MERIDIAN HIGHLANDS |  |  | Non-Lead - Other | No |  | 0 | Installation date is after the lead ban |  |  |  |  | Non-Lead - Other |  |  | Installation date is after the lead ban |  |  |  |  | Non-Lead |  |  |  | Domestic
MTR_026736 | 22709 125TH AVE SE | L3 MERIDIAN HIGHLANDS |  |  | Non-Lead - Other | No |  | 0 | Installation date is after the lead ban |  |  |  |  | Non-Lead - Other |  |  | Installation date is after the lead ban |  |  |  |  | Non-Lead |  |  |  | Domestic
MTR_027175 | 23614 128TH AVE SE | L31 TWIN CREEKS |  |  | Non-Lead Plastic | No |  | 1 | Field inspection only with no records | Yes | Visual inspection at meter pit | 2023-09-15 |  | Non-Lead Plastic |  |  | Field inspection only with no records | Yes | Visual inspection at meter pit | 2023-09-15 |  | Non-Lead |  |  |  | Domestic
MTR_027177 | 23603 128TH AVE SE | L34 TWIN CREEKS |  |  | Non-Lead - Other | No |  | 1 | Installation date is after the lead ban |  |  |  |  | Non-Lead - Other |  |  | Installation date is after the lead ban |  |  |  |  | Non-Lead |  |  |  | Domestic
MTR_027178 | 23609 128TH AVE SE | L35 TWIN CREEKS |  |  | Non-Lead Plastic | No |  | 1 | Field inspection only with no records | Yes | Visual inspection at meter pit | 2023-03-21 |  | Non-Lead Plastic |  |  | Field inspection only with no records | Yes | Visual inspection at meter pit | 2023-03-21 |  | Non-Lead |  |  |  | Domestic
MTR_027179 | 23615 128TH AVE SE | L36 TWIN CREEKS |  |  | Non-Lead - Other | No |  | 1 | Installation date is after the lead ban |  |  |  |  | Non-Lead Plastic |  |  | Field inspection only with no records | Yes | Visual inspection at meter pit | 2023-01-14 |  | Non-Lead |  |  |  | Domestic
MTR_027180 | 12907 SE 237TH PL | LOT 47 TWIN CREEKS |  |  | Non-Lead Plastic | No |  | 1 | Field inspection only with no records | Yes | Visual inspection at meter pit | 2023-09-15 |  | Non-Lead Plastic |  |  | Field inspection only with no records | Yes | Visual inspection at meter pit | 2023-09-15 |  | Non-Lead |  |  |  | Domestic
MTR_027181 | 23655 129TH AVE SE | L24 TWIN CREEKS |  |  | Non-Lead - Other | No |  | 1 | Installation date is after the lead ban |  |  |  |  | Non-Lead - Other |  |  | Installation date is after the lead ban |  |  |  |  | Non-Lead |  |  |  | Domestic
MTR_026737 | 12900 SE 228TH PL | LOT 28 MISTY MEADOWS#3 |  |  | Non-Lead - Other | No |  | 0 | Installation date is after the lead ban |  |  |  |  | Non-Lead - Other |  |  | Installation date is after the lead ban |  |  |  |  | Non-Lead |  |  |  | Domestic
MTR_003858 | 12452 SE 235TH ST | L 94 MERIDIAN VILLA EST |  |  | Non-Lead - Other | No |  | 0 | Installation date is after the lead ban |  |  |  |  | Non-Lead - Other |  |  | Installation date is after the lead ban |  |  |  |  | Non-Lead |  |  |  | Assumed
MTR_018169 | 14531 SE 178TH PL | L41 CARRIAGE LANE #2 |  |  | Non-Lead - Other | No | 2004-04-02 | 0 | Rectified Plan |  |  |  |  | Non-Lead - Other |  |  | Statistical analysis |  |  |  |  | Non-Lead |  |  |  | Domestic
MTR_003860 | 14615 SE 178TH PL | L49 CARRIAGE LANE #2 |  |  | Non-Lead - Other | Unknown |  | 0 | Statistical analysis |  |  |  |  | Non-Lead - Other |  |  | Statistical analysis |  |  |  |  | Non-Lead |  |  |  | Assumed
MTR_025678 | 12731 SE 211TH ST | LOT 1 LAUREL SPRINGS |  |  | Non-Lead - Other | No | 2003-12-11 | 0 | Installation date is after the lead ban |  |  |  |  | Non-Lead Plastic |  |  | Field inspection only with no records | Yes | Visual inspection at meter pit | 2023-01-20 |  | Non-Lead |  |  |  | Domestic
MTR_025679 | 12737 SE 211TH ST | LOT 2 LAUREL SPRINGS |  |  | Non-Lead - Other | No | 2003-12-11 | 0 | Installation date is after the lead ban |  |  |  |  | Non-Lead - Other |  |  | Installation date is after the lead ban |  |  |  |  | Non-Lead |  |  |  | Domestic
MTR_021926 | 19328 133RD AVE SE | LOT 30 FOREST TRAILS #3 |  |  | Non-Lead - Other | No |  | 0 | Rectified Plan | No |  |  |  | Non-Lead - Other |  |  | Installation date is after the lead ban |  |  |  |  | Non-Lead |  |  |  | Domestic
MTR_026156 | 20230 120TH AVE SE | LOT 4 KCSP #R178087 |  |  | Non-Lead - Other | No | 2004-07-08 | 0 | Installation date is after the lead ban |  |  |  |  | Non-Lead - Other |  |  | Installation date is after the lead ban |  |  |  |  | Non-Lead |  |  |  | Domestic
MTR_020091 | 107TH ON SE 204TH ST | ON SE 204TH ST & 107TH |  |  | Copper | No | 2004-04-12 | 2 | Rectified Plan | Yes | Visual inspection at the meter pit | 2024-01-25 |  | Copper |  |  | Field inspection only with no records | Yes | Visual inspection at the meter pit | 2024-01-25 |  | Non-Lead |  |  |  | Domestic
MTR_020086 | 20450 106TH AVE SE | BLDGS 1 THRU 6 CASCADE HOMES |  |  | Non-Lead - Plastic | No | 2004-04-12 | 2 | Rectified Plan |  |  |  |  | Non-Lead - Other |  |  | Installation date is after the lead ban |  |  |  |  | Non-Lead |  |  |  | Domestic
MTR_020087 | 20500 106TH AVE SE | BLDGS 7,8,9,10,20 & REC BLDG CASCADE HOMES |  |  | Non-Lead - Plastic | No | 2004-04-12 | 2 | Rectified Plan |  |  |  |  | Non-Lead - Other |  |  | Installation date is after the lead ban |  |  |  |  | Non-Lead |  |  |  | Domestic
MTR_020089 | 10616 SE 205TH ST | BLDGS 13 THRU 17 CASCADE HOMES |  |  | Non-Lead - Plastic | No | 2004-04-12 | 2.5 | Rectified Plan |  |  |  |  | Non-Lead - Other |  |  | Installation date is after the lead ban |  |  |  |  | Non-Lead |  |  |  | Domestic
MTR_014538 | 12210 SE PETROVITSKY RD | BUILDING E-STONEBROOK APARTMENTS |  |  | Non-Lead - Other | No | 2004-04-02 | 2 | Installation date is after the lead ban |  |  |  |  | Non-Lead - Other |  |  | Installation date is after the lead ban |  |  |  |  | Non-Lead |  |  |  | Domestic
MTR_014539 | 12210 SE PETROVITSKY RD | BUILDING A-STONEBROOK APARTMENTS |  |  | Non-Lead - Other | No | 2004-04-02 | 1.5 | Installation date is after the lead ban |  |  |  |  | Non-Lead - Other |  |  | Installation date is after the lead ban |  |  |  |  | Non-Lead |  |  |  | Fire
MTR_014540 | 12210 SE PETROVITSKY RD | BUILDING D-STONEBROOK APARTMENTS |  |  | Non-Lead - Other | No | 2004-04-02 | 2 | Statistical analysis |  |  |  |  | Non-Lead - Other |  |  | Statistical analysis |  |  |  |  | Non-Lead |  |  |  | Domestic
MTR_023384 | 11205 SE 208TH ST #25 | TAX LOTS 1, 25, 205, 233, & 283 NE 8-22-5 |  |  | Non-Lead - Other | No | 1995-09-20 | 0 | Installation date is after the lead ban |  |  |  |  | Non-Lead - Other |  |  | Installation date is after the lead ban |  |  |  |  | Non-Lead |  |  |  | Domestic
MTR_023391 | 20831, 20833, 20835, 20837, 20839 110 LN SE | LOT 2 KCSP 379135R-BLDG C THE MORGAN (BRITTANY LN) |  |  | Non-Lead - Other | No | 1995-10-24 | 0 | Installation date is after the lead ban |  |  |  |  | Non-Lead - Other |  |  | Installation date is after the lead ban |  |  |  |  | Non-Lead |  |  |  | Domestic
MTR_021501 | 14631 SE 192ND ST | TL 74 E 1/2 3-22-5 |  |  | Non-Lead - Other | Unknown |  | 0 | Statistical analysis |  |  |  |  | Non-Lead - Other |  |  | Statistical analysis |  |  |  |  | Non-Lead |  |  |  | Assumed
MTR_014069 | 11002 SE PETROVITSKY RD #A | TAX LOTS 2 & 30 29-23-5 |  |  | Non-Lead - Other | No |  | 1 | Installation date is after the lead ban |  |  |  |  | Non-Lead - Other |  |  | Installation date is after the lead ban |  |  |  |  | Non-Lead |  |  |  | Domestic
MTR_015665 | 10619 SE CARR RD | E 1/2 OF NE 1/4 OF NW 1/4 32-23-5 - L2 KCSP 284044 |  |  | Non-Lead - Copper | No |  | 1 | Installation date is after the lead ban | No |  |  |  | Non-Lead - Other |  |  | Installation date is after the lead ban |  |  |  |  | Non-Lead |  |  |  | Domestic
MTR_014070 | 11002 SE PETROVITSKY RD #B | TAX LOTS 2 & 30 29-23-5 |  |  | Non-Lead - Other | No |  | 2 | Installation date is after the lead ban |  |  |  |  | Non-Lead - Other |  |  | Installation date is after the lead ban |  |  |  |  | Non-Lead |  |  |  | Assumed
MTR_024156 | 11101 SE 208TH ST #9 | TAX LOTS 1, 25, 205, 233 & 283 NE 8 -22-5 |  |  | Non-Lead - Other | No |  | 0 | Installation date is after the lead ban |  |  |  |  | Non-Lead - Other |  |  | Installation date is after the lead ban |  |  |  |  | Non-Lead |  |  |  | Assumed
MTR_011802 | NORTH FIRE METER-MARVIN GDNS | NORTH FIRE METER-MARVIN GARDENS |  |  | Non-Lead - Plastic | No | 2002-07-28 | 2 | Rectified Plan |  |  |  |  | Non-Lead - Other |  |  | Installation date is after the lead ban |  |  |  |  | Non-Lead |  |  |  | Fire
MTR_014541 | 12210 SE PETROVITSKY RD | BUILDING J-STONEBROOK APARTMENTS |  |  | Non-Lead - Copper | No | 2005-07-22 | 2 | Rectified Plan | No |  |  |  | Non-Lead - Other |  |  | Installation date is after the lead ban |  |  |  |  | Non-Lead |  |  |  | Domestic
MTR_026738 | TRACT C; SE 226TH ST LOT 13/14 | TRACT C; SE 226TH ST LOT 13/14 |  |  | Non-Lead Plastic | No | 2005-06-17 | 0 | Field inspection only with no records | Yes | Visual inspection at meter pit | 2023-11-30 |  | Non-Lead Plastic |  |  | Field inspection only with no records | Yes | Visual inspection at meter pit | 2023-11-30 |  | Non-Lead |  |  |  | Irrigation
MTR_024157 | 11101 SE 208TH ST #19 | TAX LOTS 1, 25, 205, 233 & 283 NE 8 -22-5 |  |  | Non-Lead - Other | No |  | 0 | Installation date is after the lead ban |  |  |  |  | Non-Lead - Other |  |  | Installation date is after the lead ban |  |  |  |  | Non-Lead |  |  |  | Assumed
MTR_011807 | SOUTH FIRE METER-MARVIN GDNS | SOUTH FIRE METER-MARVIN GARDENS |  |  | Non-Lead - Plastic | No | 2002-07-28 | 2 | Rectified Plan |  |  |  |  | Non-Lead - Other |  |  | Installation date is after the lead ban |  |  |  |  | Non-Lead |  |  |  | Fire
MTR_014542 | 12210 SE PETROVITSKY RD | BUILDING K-STONEBROOK APARTMENTS |  |  | Non-Lead - Copper | No | 2005-07-22 | 1.5 | Rectified Plan | No |  |  |  | Non-Lead - Other |  |  | Installation date is after the lead ban |  |  |  |  | Non-Lead |  |  |  | Domestic
MTR_019654 | 18665 116TH AVE SE-IRRIG | TAX LOT 149 S-T-R 33-23-5 |  |  | Non-Lead - Other | No | 2005-09-09 | 0 | Installation date is after the lead ban |  |  |  |  | Non-Lead - Other |  |  | Installation date is after the lead ban |  |  |  |  | Non-Lead |  |  |  | Irrigation
MTR_003879 | 16426 128TH AVE SE | 0708-000670 |  |  | Non-Lead - Other | No |  | 0 | Installation date is after the lead ban |  |  |  |  | Non-Lead - Other |  |  | Installation date is after the lead ban |  |  |  |  | Non-Lead |  |  |  | Assumed
MTR_016555 | 15030 SE 179TH ST | TAX LOT 1 NW 35-23-5 |  |  | Non-Lead - Other | No | 1987-07-22 | 0 | Installation date is after the lead ban |  |  |  |  | Non-Lead - Other |  |  | Installation date is after the lead ban |  |  |  |  | Non-Lead |  |  |  | Domestic
MTR_003880 | 17406 103RD AVE SE | BLDG C VISTA HIGHLANDS APTS |  |  | Non-Lead - Other | No | 2006-07-27 | 2 | Installation date is after the lead ban |  |  |  |  | Non-Lead - Other |  |  | Installation date is after the lead ban |  |  |  |  | Non-Lead |  |  |  | Domestic
MTR_003881 | ENTRANCE TO MCGARVEY PARK | ENTRANCE TO MCGARVEY PARK |  |  | Non-Lead - Other | Unknown |  | 2 | Statistical analysis |  |  |  |  | Non-Lead - Other |  |  | Statistical analysis |  |  |  |  | Non-Lead |  |  |  | Other
MTR_023676 | 21733 108TH AVE SE | LOT 18 S-T-R 8-22-5 |  |  | Non-Lead - Other | No | 2001-11-30 | 0 | Installation date is after the lead ban |  |  |  |  | Non-Lead - Other |  |  | Installation date is after the lead ban |  |  |  |  | Non-Lead |  |  |  | Domestic
MTR_021182 | 12600 SE 192ND ST | MEEKER JUNIOR HIGH - IRRIGATION |  |  | Non-Lead - Other | No |  | 0 | Installation date is after the lead ban |  |  |  |  | Non-Lead - Other |  |  | Installation date is after the lead ban |  |  |  |  | Non-Lead |  |  |  | Assumed
MTR_003884 | 10407 SE 174TH ST | 0708-002850 |  |  | Non-Lead - Other | No |  | 0.75 | Installation date is after the lead ban |  |  |  |  | Non-Lead - Other |  |  | Installation date is after the lead ban |  |  |  |  | Non-Lead |  |  |  | Assumed
MTR_003885 | 12520 SE 240TH ST |  |  |  | Non-Lead - Other | No | 2007-03-08 | 4 | Rectified Plan | No |  |  |  | Non-Lead - Other |  |  | Installation date is after the lead ban |  |  |  |  | Non-Lead |  |  |  | Fire
MTR_003886 | 10409 SE 174TH ST | 0708-002855 |  |  | Non-Lead - Other | No |  | 0.75 | Installation date is after the lead ban |  |  |  |  | Non-Lead - Other |  |  | Installation date is after the lead ban |  |  |  |  | Non-Lead |  |  |  | Assumed
MTR_015666 | VANTAGE GLEN LOTS 149-164 | VANTAGE GLEN LOTS 149-164 |  |  | Non-Lead - Other | No | 1984-06-14 | 2 | Statistical analysis |  |  |  |  | Non-Lead - Other |  |  | Statistical analysis |  |  |  |  | Non-Lead |  |  |  | Domestic
MTR_003887 | 17406 103RD AVE SE | BLDG A VISTA HIGHLANDS APTS |  |  | Non-Lead - Other | No | 2006-07-27 | 4 | Installation date is after the lead ban |  |  |  |  | Non-Lead - Other |  |  | Installation date is after the lead ban |  |  |  |  | Non-Lead |  |  |  | Fire
MTR_014071 | 11002 SE PETROVITSKY RD #I | TAX LOTS 2 & 30 29-23-5 |  |  | Non-Lead - Other | No |  | 1 | Installation date is after the lead ban |  |  |  |  | Non-Lead - Other |  |  | Installation date is after the lead ban |  |  |  |  | Non-Lead |  |  |  | Domestic
MTR_024158 | 11357 SE 212TH LN | LOTS 63-70 BLDG 17 MEADOWGLEN CONDO |  |  | Non-Lead - Other | No |  | 0 | Installation date is after the lead ban |  |  |  |  | Non-Lead - Other |  |  | Installation date is after the lead ban |  |  |  |  | Non-Lead |  |  |  | Domestic
MTR_015667 | 17735 105TH PL SE-BLDG H | BUILDING H WESTVIEW VILLAGE APARTME NTS |  |  | Non-Lead - Other | No | 1995-08-23 | 1 | Installation date is after the lead ban |  |  |  |  | Non-Lead - Other |  |  | Installation date is after the lead ban |  |  |  |  | Non-Lead |  |  |  | Domestic
MTR_025929 | 10840/10842/10 SE 204TH ST | 10840/10842/10844 SE 204TH ST |  |  | Non-Lead - Other | No | 2007-05-03 | 0 | Rectified Plan |  |  |  |  | Non-Lead - Other |  |  | Statistical analysis |  |  |  |  | Non-Lead |  |  |  | Domestic
MTR_025889 | 10837/10839 SE 200TH ST | 10837/10839 SE 200TH ST |  |  | Non-Lead - Other | No | 2006-08-14 | 0 | Rectified Plan |  |  |  |  | Non-Lead - Other |  |  | Statistical analysis |  |  |  |  | Non-Lead |  |  |  | Domestic
MTR_003891 | 10404 SE 174TH ST BLDG B | 0708-002334 |  |  | Non-Lead - Other | Unknown |  | 0 | Statistical analysis |  |  |  |  | Non-Lead - Other |  |  | Statistical analysis |  |  |  |  | Non-Lead |  |  |  | Assumed
MTR_014543 | 17200 116TH AVE SE | TAX LOT 10 SEC 28-23-5 |  |  | Non-Lead - Other | No |  | 0.75 | Installation date is after the lead ban |  |  |  |  | Non-Lead - Other |  |  | Installation date is after the lead ban |  |  |  |  | Non-Lead |  |  |  | Assumed
MTR_025890 | 10833 SE 200TH ST | 0708-051316 - Det Check |  |  | Non-Lead Plastic | No | 2006-08-14 | 0 | Field inspection only with no records | Yes | Visual inspection at meter pit | 2023-11-30 |  | Non-Lead Plastic |  |  | Field inspection only with no records | Yes | Visual inspection at meter pit | 2023-11-30 |  | Non-Lead |  |  |  | Domestic
MTR_024159 | 11101 SE 208TH ST #16 | 915 -22-5 |  |  | Non-Lead - Other | No |  | 0 | Installation date is after the lead ban |  |  |  |  | Non-Lead - Other |  |  | Installation date is after the lead ban |  |  |  |  | Non-Lead |  |  |  | Assumed
MTR_020185 | 19235 108TH AVE SE | LOTS 1&2 K.C.S.P#78189R |  |  | Non-Lead - Other | No |  | 0 | Installation date is after the lead ban |  |  |  |  | Non-Lead - Other |  |  | Installation date is after the lead ban |  |  |  |  | Non-Lead |  |  |  | Assumed
MTR_003895 | IRRIGATION-PANTHER LAKE SHOPPING CENTER | PANTHER LAKE SHOPPING CENTER IRRIGATION |  |  | Non-Lead - Other | No |  | 0 | Installation date is after the lead ban |  |  |  |  | Non-Lead - Other |  |  | Installation date is after the lead ban |  |  |  |  | Non-Lead |  |  |  | Assumed
MTR_024160 | SPRINKLER BETWN BLDGS 14 & 17 | SPRINKLER BETWN BLDGS 14 & 17 |  |  | Non-Lead Plastic | No |  | 0 | Field inspection only with no records | Yes | Visual inspection at meter pit | 2023-08-23 |  | Non-Lead Plastic |  |  | Field inspection only with no records | Yes | Visual inspection at meter pit | 2023-08-23 |  | Non-Lead |  |  |  | Domestic
MTR_016370 | 18030 162ND PL SE | RIDGEWOOD ELEMENTARY SPRINKLER |  |  | Non-Lead - Other | No | 1986-06-01 | 2 | Installation date is after the lead ban |  |  |  |  | Non-Lead - Other |  |  | Installation date is after the lead ban |  |  |  |  | Non-Lead |  |  |  | Irrigation
MTR_014072 | 11100 SE PETROVITSKY RD-BLDG S | TAX LOTS 15,16,29,54,68,85 |  |  | Non-Lead - Other | No | 1999-02-18 | 1 | Installation date is after the lead ban |  |  |  |  | Non-Lead - Other |  |  | Installation date is after the lead ban |  |  |  |  | Non-Lead |  |  |  | Domestic
MTR_024161 | 20820 114TH PL SPRINKLER SE | MEADOWGLEN CONDO IRRIGATION |  |  | Non-Lead - Other | No |  | 0 | Installation date is after the lead ban |  |  |  |  | Non-Lead - Other |  |  | Installation date is after the lead ban |  |  |  |  | Non-Lead |  |  |  | Domestic
MTR_003898 | 13106 SE 240TH ST | 0708-024080-TAX LOT 18 SE 16-22-5 |  |  | Non-Lead - Other | No |  | 2 | Installation date is after the lead ban |  |  |  |  | Non-Lead - Other |  |  | Installation date is after the lead ban |  |  |  |  | Non-Lead |  |  |  | Assumed
MTR_023385 | 11101 SE 208TH ST-IRRIGATION | TAX LOTS 1, 25, 205, 233, & 283 NE 8-22-5 |  |  | Non-Lead - Other | No | 1995-09-20 | 5.25 | Installation date is after the lead ban |  |  |  |  | Non-Lead - Other |  |  | Installation date is after the lead ban |  |  |  |  | Non-Lead |  |  |  | Hydrant
MTR_023386 | 11205 SE 208TH ST-IRRIGATION | TAX LOTS 1, 25, 205, 233, & 283 NE 8-22-5 |  |  | Non-Lead - Other | No |  | 0 | Installation date is after the lead ban |  |  |  |  | Non-Lead - Other |  |  | Installation date is after the lead ban |  |  |  |  | Non-Lead |  |  |  | Assumed
MTR_024162 | SPRINKLER BTWN #17 AND #19 | SPRINKLER BTWN #17 AND #19 |  |  | Non-Lead - Other | No |  | 5.25 | Installation date is after the lead ban |  |  |  |  | Non-Lead - Other |  |  | Installation date is after the lead ban |  |  |  |  | Non-Lead |  |  |  | Hydrant
MTR_024163 | 11341 SE 212TH LN | LOTS 55-62 BLDG 14 MEADOWGLEN CONDO |  |  | Non-Lead - Other | No |  | 0 | Installation date is after the lead ban |  |  |  |  | Non-Lead - Other |  |  | Installation date is after the lead ban |  |  |  |  | Non-Lead |  |  |  | Domestic
MTR_024392 | 12430 SE 208TH ST | KENTRIDGE HIGH SCHOOL IRRIGATION |  |  | Non-Lead - Other | No |  | 0 | Installation date is after the lead ban |  |  |  |  | Non-Lead Copper |  |  | Field inspection only with no records | Yes | Visual inspection at meter pit | 2023-08-22 |  | Non-Lead |  |  |  | Assumed
MTR_030209 | 17419 119TH LN SE | UNITS 10-15, 20-25, 30-35 BLDG E CASCADE PK COND |  |  | Non-Lead - Other | No |  | 0 | Installation date is after the lead ban |  |  |  |  | Non-Lead - Other |  |  | Installation date is after the lead ban |  |  |  |  | Non-Lead |  |  |  | Domestic
MTR_003904 | 17406 103RD AVE SE | BLDG B VISTA HIGHLANDS APTS |  |  | Non-Lead - Other | No | 2006-07-27 | 2 | Installation date is after the lead ban |  |  |  |  | Non-Lead - Other |  |  | Installation date is after the lead ban |  |  |  |  | Non-Lead |  |  |  | Domestic
MTR_024164 | 11101 SE 208TH ST SPRNK | TAX LOTS 1, 25, 205, 233 & 283 NE 8 -22-5 |  |  | Non-Lead - Other | No |  | 0 | Installation date is after the lead ban |  |  |  |  | Non-Lead - Other |  |  | Installation date is after the lead ban |  |  |  |  | Non-Lead |  |  |  | Assumed
MTR_023402 | 10810 SE 211TH PL-SPRINKLER | SPRINKLER BENSON VILLAGE |  |  | Non-Lead - Other | No |  | 0 | Installation date is after the lead ban |  |  |  |  | Non-Lead - Other |  |  | Installation date is after the lead ban |  |  |  |  | Non-Lead |  |  |  | Assumed
MTR_014417 | 114TH AVE SE OF L36 NW | 114TH AVE SE NW OF LOT 36 |  |  | Non-Lead - Other | Unknown |  | 0.75 | Statistical analysis |  |  |  |  | Non-Lead - Other |  |  | Statistical analysis |  |  |  |  | Non-Lead |  |  |  | Assumed
MTR_014133 | ON 170 PL.W SIDE OF LOT 44 SE | ON SE 170 PL.W SIDE OF LOT 44 |  |  | Non-Lead Plastic | No | 2005-10-28 | 2 | Field inspection only with no records | Yes | Visual inspection at meter pit | 2023-11-30 |  | Non-Lead Plastic |  |  | Field inspection only with no records | Yes | Visual inspection at meter pit | 2023-11-30 |  | Non-Lead |  |  |  | Fire
MTR_003907 | 16426 128TH AVE SE | 0708-000682 |  |  | Non-Lead - Other | Unknown |  | 0 | Statistical analysis |  |  |  |  | Non-Lead - Other |  |  | Statistical analysis |  |  |  |  | Non-Lead |  |  |  | Assumed
MTR_014073 | W OF L13 ON 114TH AVE SE | W OF LOT 13 ON 114TH AVE SE |  |  | Non-Lead - Other | No | 2005-10-28 | 1 | Statistical analysis |  |  |  |  | Non-Lead - Other |  |  | Statistical analysis |  |  |  |  | Non-Lead |  |  |  | Irrigation
MTR_022221 | 18900 116TH AVE SE | 619840 0062 (LOT 1) |  |  | Non-Lead - Other | No |  | 0 | Relative Placement | No |  |  |  | Non-Lead Plastic |  |  | Field inspection only with no records | Yes | Visual inspection at meter pit | 2023-02-11 |  | Non-Lead |  |  |  | Assumed
MTR_015848 | 19121 146TH AVE SE | LOT 2 KING CO SHORT PLAT #S89S0344 |  |  | Non-Lead Plastic | No |  | 0 | Field inspection only with no records | Yes | Visual inspection at meter pit | 2023-02-11 |  | Non-Lead Plastic |  |  | Field inspection only with no records | Yes | Visual inspection at meter pit | 2023-02-11 |  | Non-Lead |  |  |  | Domestic
MTR_029317 | 11613 SE 229TH PL | LOT 23 HUNTERS RUN DIVISION II |  |  | Non-Lead Plastic | No |  | 0 | Field inspection only with no records | Yes | Visual inspection at meter pit | 2023-11-30 |  | Non-Lead Plastic |  |  | Field inspection only with no records | Yes | Visual inspection at meter pit | 2023-11-30 |  | Non-Lead |  |  |  | Domestic
MTR_029319 | 11631 SE 229TH PL | LOT 26 HUNTERS RUN TOO |  |  | Non-Lead - Other | No |  | 0 | Installation date is after the lead ban |  |  |  |  | Non-Lead - Other |  |  | Installation date is after the lead ban |  |  |  |  | Non-Lead |  |  |  | Domestic
MTR_029322 | 11709 SE 229TH PL | LOT 30 HUNTERS RUN TOO |  |  | Non-Lead Plastic | No |  | 0 | Field inspection only with no records | Yes | Visual inspection at meter pit | 2023-11-30 |  | Non-Lead Plastic |  |  | Field inspection only with no records | Yes | Visual inspection at meter pit | 2023-11-30 |  | Non-Lead |  |  |  | Domestic
MTR_027183 | 12811 SE 237TH PL | L43 TWIN CREEKS |  |  | Non-Lead Plastic | No |  | 1 | Field inspection only with no records | Yes | Visual inspection at meter pit | 2023-09-15 |  | Non-Lead Plastic |  |  | Field inspection only with no records | Yes | Visual inspection at meter pit | 2023-09-15 |  | Non-Lead |  |  |  | Domestic
MTR_027184 | 12815 SE 237TH PL | L44 TWIN CREEKS |  |  | Non-Lead - Other | No |  | 1 | Installation date is after the lead ban |  |  |  |  | Non-Lead - Other |  |  | Installation date is after the lead ban |  |  |  |  | Non-Lead |  |  |  | Domestic
MTR_027185 | 12911 SE 237TH PL | LOT 48 TWIN CREEKS |  |  | Non-Lead - Other | No |  | 1 | Installation date is after the lead ban |  |  |  |  | Non-Lead - Other |  |  | Installation date is after the lead ban |  |  |  |  | Non-Lead |  |  |  | Domestic
MTR_027186 | 12917 SE 237TH PL | L49 TWIN CREEKS |  |  | Non-Lead - Other | No |  | 1 | Installation date is after the lead ban |  |  |  |  | Non-Lead - Other |  |  | Installation date is after the lead ban |  |  |  |  | Non-Lead |  |  |  | Domestic
MTR_027187 | 23611 130TH AVE SE | L51 TWIN CREEKS |  |  | Non-Lead Plastic | No |  | 1 | Field inspection only with no records | Yes | Visual inspection at meter pit | 2023-06-20 |  | Non-Lead Plastic |  |  | Field inspection only with no records | Yes | Visual inspection at meter pit | 2023-06-20 |  | Non-Lead |  |  |  | Domestic
MTR_027189 | 13012 SE 236TH PL | L6 TWIN CREEKS |  |  | Non-Lead - Other | No |  | 1 | Installation date is after the lead ban |  |  |  |  | Non-Lead - Other |  |  | Installation date is after the lead ban |  |  |  |  | Non-Lead |  |  |  | Domestic
MTR_027190 | 23564 130TH CT SE | L7 TWIN CREEKS |  |  | Non-Lead - Other | No |  | 1 | Installation date is after the lead ban |  |  |  |  | Non-Lead - Other |  |  | Installation date is after the lead ban |  |  |  |  | Non-Lead |  |  |  | Domestic
MTR_027192 | 23550 130TH CT SE | L9 TWIN CREEKS |  |  | Non-Lead - Other | No |  | 1 | Installation date is after the lead ban |  |  |  |  | Galvanized Requiring Replacement |  |  | Field inspection only with no records | Yes | Visual inspection at meter pit | 2023-06-20 |  | Galvanized Requiring Replacement |  |  |  | Domestic
MTR_027193 | 12918 SE 237TH PL | L14 TWIN CREEKS |  |  | Non-Lead Plastic | No |  | 0.75 | Field inspection only with no records | Yes | Visual inspection at meter pit | 2023-09-15 |  | Non-Lead Plastic |  |  | Field inspection only with no records | Yes | Visual inspection at meter pit | 2023-09-15 |  | Non-Lead |  |  |  | Domestic
MTR_027195 | 13005 SE 237TH CT | L54 TWIN CREEKS |  |  | Non-Lead - Other | No |  | 1 | Installation date is after the lead ban |  |  |  |  | Non-Lead - Other |  |  | Installation date is after the lead ban |  |  |  |  | Non-Lead |  |  |  | Domestic
MTR_027196 | 13011 SE 237TH CT | L55 TWIN CREEKS |  |  | Non-Lead - Other | No |  | 1 | Installation date is after the lead ban |  |  |  |  | Non-Lead - Other |  |  | Installation date is after the lead ban |  |  |  |  | Non-Lead |  |  |  | Domestic
MTR_027197 | 13019 SE 237TH CT | L56 TWIN CREEKS |  |  | Non-Lead Plastic | No |  | 1 | Field inspection only with no records | Yes | Visual inspection at meter pit | 2023-09-25 |  | Non-Lead Plastic |  |  | Field inspection only with no records | Yes | Visual inspection at meter pit | 2023-09-25 |  | Non-Lead |  |  |  | Domestic
MTR_027198 | 13024 SE 237TH CT | L59 TWIN CREEKS |  |  | Non-Lead - Other | No |  | 1 | Installation date is after the lead ban |  |  |  |  | Non-Lead - Other |  |  | Installation date is after the lead ban |  |  |  |  | Non-Lead |  |  |  | Domestic
MTR_029323 | 22827 117TH PL SE | LOT 17 HUNTERS RUN TOO |  |  | Non-Lead - Other | No |  | 0 | Installation date is after the lead ban |  |  |  |  | Non-Lead - Other |  |  | Installation date is after the lead ban |  |  |  |  | Non-Lead |  |  |  | Domestic
MTR_029326 | 11618 SE 229TH PL | LOT 21 HUNTERS RUN DIVISION II |  |  | Non-Lead Plastic | No |  | 0 | Field inspection only with no records | Yes | Visual inspection at meter pit | 2023-11-30 |  | Non-Lead Plastic |  |  | Field inspection only with no records | Yes | Visual inspection at meter pit | 2023-11-30 |  | Non-Lead |  |  |  | Domestic
MTR_011987 | 1217 S 36TH PL | LOT 115 SUNNYBROOK |  |  | Non-Lead - Other | No | 2004-01-22 | 0 | Installation date is after the lead ban |  |  |  |  | Non-Lead - Other |  |  | Installation date is after the lead ban |  |  |  |  | Non-Lead |  |  |  | Domestic
MTR_027199 | 23634 129TH AVE SE | L19 TWIN CREEKS |  |  | Non-Lead - Other | No |  | 1 | Installation date is after the lead ban |  |  |  |  | Non-Lead - Other |  |  | Installation date is after the lead ban |  |  |  |  | Non-Lead |  |  |  | Domestic
MTR_027200 | 23630 129TH AVE SE | L20 TWIN CREEKS |  |  | Non-Lead Plastic | No |  | 1 | Field inspection only with no records | Yes | Visual inspection at meter pit | 2023-09-15 |  | Non-Lead Plastic |  |  | Field inspection only with no records | Yes | Visual inspection at meter pit | 2023-09-15 |  | Non-Lead |  |  |  | Domestic
MTR_027203 | 12806 SE 237TH PL | L27 TWIN CREEKS |  |  | Non-Lead Plastic | No |  | 1 | Field inspection only with no records | Yes | Visual inspection at meter pit | 2023-09-15 |  | Non-Lead Plastic |  |  | Field inspection only with no records | Yes | Visual inspection at meter pit | 2023-09-15 |  | Non-Lead |  |  |  | Domestic
MTR_027204 | 23632 128TH AVE SE | L28 TWIN CREEKS |  |  | Non-Lead - Other | No |  | 1 | Installation date is after the lead ban |  |  |  |  | Non-Lead - Other |  |  | Installation date is after the lead ban |  |  |  |  | Non-Lead |  |  |  | Domestic
MTR_027206 | 12926 SE 237TH PL | L13 TWIN CREEKS |  |  | Non-Lead - Other | No |  | 1 | Installation date is after the lead ban |  |  |  |  | Non-Lead - Other |  |  | Installation date is after the lead ban |  |  |  |  | Non-Lead |  |  |  | Domestic
MTR_027153 | 23664 129TH AVE SE | L15 TWIN CREEKS |  |  | Non-Lead - Other | No |  | 1 | Installation date is after the lead ban |  |  |  |  | Non-Lead - Other |  |  | Installation date is after the lead ban |  |  |  |  | Non-Lead |  |  |  | Domestic
MTR_003947 | 23413 130TH AVE SE | LOT 3 BUILDING A VILLAGE AT SINGLE CREEK |  |  | Non-Lead - Other | No | 1983-07-01 | 0 | Installation date is after the lead ban |  |  |  |  | Non-Lead - Other |  |  | Installation date is after the lead ban |  |  |  |  | Non-Lead |  |  |  | Domestic
MTR_003948 | 23415 130TH AVE SE | LOT 4 BUILDING A VILLAGE AT SINGLE |  |  | Non-Lead Plastic | No | 1983-07-01 | 0 | Field inspection only with no records | Yes | Visual inspection at meter pit | 2023-09-09 |  | Non-Lead Plastic |  |  | Field inspection only with no records | Yes | Visual inspection at meter pit | 2023-09-09 |  | Non-Lead |  |  |  | Domestic
MTR_003949 | 23419 130TH AVE SE | LOT 5 BUILDING B VILLAGE AT SINGLE CREEK |  |  | Non-Lead - Other | No |  | 0 | Installation date is after the lead ban |  |  |  |  | Non-Lead - Other |  |  | Installation date is after the lead ban |  |  |  |  | Non-Lead |  |  |  | Assumed
MTR_003950 | 23421 130TH AVE SE | LOT 6 BUILDING B VILLAGE AT SINGLE CREEK |  |  | Non-Lead Plastic | No | 1983-07-01 | 0 | Field inspection only with no records | Yes | Visual inspection at meter pit | 2023-09-09 |  | Non-Lead Plastic |  |  | Field inspection only with no records | Yes | Visual inspection at meter pit | 2023-09-09 |  | Non-Lead |  |  |  | Domestic
MTR_029327 | 11621 SE 228TH PL | LOT 4 HUNTERS RUN |  |  | Non-Lead - Other | No |  | 0 | Installation date is after the lead ban |  |  |  |  | Non-Lead - Other |  |  | Installation date is after the lead ban |  |  |  |  | Non-Lead |  |  |  | Domestic
MTR_029328 | 22807 117TH PL SE | LOT 6 HUNTERS RUN |  |  | Non-Lead Plastic | No |  | 0 | Field inspection only with no records | Yes | Visual inspection at meter pit | 2023-11-30 |  | Non-Lead Plastic |  |  | Field inspection only with no records | Yes | Visual inspection at meter pit | 2023-11-30 |  | Non-Lead |  |  |  | Domestic
MTR_029330 | 22821 117TH PL SE | LOT 16 HUNTERS RUN TOO |  |  | Non-Lead - Other | No |  | 0 | Installation date is after the lead ban |  |  |  |  | Non-Lead - Other |  |  | Installation date is after the lead ban |  |  |  |  | Non-Lead |  |  |  | Domestic
MTR_003955 | 23737 126TH PL SE | LOT 41 WINSBERG HAVEN (FIELDSTONE) |  |  | Non-Lead - Other | No | 1995-08-22 | 4 | Rectified Plan | No |  |  |  | Non-Lead - Other |  |  | Installation date is after the lead ban |  |  |  |  | Non-Lead |  |  |  | Domestic
MTR_003957 | 23740 126TH PL SE | LOT 46 WINSBERG HAVEN (FIELDSTONE) |  |  | Non-Lead Plastic | No | 1995-08-22 | 4 | Field inspection only with no records | Yes | Visual inspection at meter pit | 2023-09-15 |  | Non-Lead Plastic |  |  | Field inspection only with no records | Yes | Visual inspection at meter pit | 2023-09-15 |  | Non-Lead |  |  |  | Domestic
MTR_003959 | 23443 130TH AVE SE | LOT 13 BUILDING D VILLAGE AT SINGLE CREEK |  |  | Non-Lead - Other | No |  | 0 | Installation date is after the lead ban |  |  |  |  | Non-Lead - Other |  |  | Installation date is after the lead ban |  |  |  |  | Non-Lead |  |  |  | Assumed
MTR_003961 | 23455 130TH AVE SE | LOT 16 BUILDING E VILLAGE AT SINGLE CREEK |  |  | Non-Lead - Other | No | 1983-07-01 | 0 | Installation date is after the lead ban |  |  |  |  | Non-Lead - Other |  |  | Installation date is after the lead ban |  |  |  |  | Non-Lead |  |  |  | Domestic
MTR_003962 | 23457 130TH AVE SE | LOT 17 BUILDING E VILLAGE AT SINGLE |  |  | Non-Lead Plastic | No | 1983-07-01 | 0 | Field inspection only with no records | Yes | Visual inspection at meter pit | 2023-09-15 |  | Non-Lead Plastic |  |  | Field inspection only with no records | Yes | Visual inspection at meter pit | 2023-09-15 |  | Non-Lead |  |  |  | Domestic
MTR_029331 | 11822 SE 231ST PL | LOT 27 TERRA HEIGHTS |  |  | Non-Lead Plastic | No |  | 0 | Field inspection only with no records | Yes | Visual inspection at meter pit | 2023-10-21 |  | Non-Lead Plastic |  |  | Field inspection only with no records | Yes | Visual inspection at meter pit | 2023-10-21 |  | Non-Lead |  |  |  | Domestic
MTR_029332 | 11816 SE 231ST PL | L28 TERRA HEIGHTS |  |  | Non-Lead - Other | No |  | 0 | Installation date is after the lead ban |  |  |  |  | Non-Lead - Other |  |  | Installation date is after the lead ban |  |  |  |  | Non-Lead |  |  |  | Domestic
MTR_003970 | 23621 127TH CT SE | LOT 14 WINSBERG HAVEN (FIELDSTONE) |  |  | Non-Lead - Other | No | 1995-08-22 | 0 | Rectified Plan | No |  |  |  | Non-Lead - Other |  |  | Installation date is after the lead ban |  |  |  |  | Non-Lead |  |  |  | Domestic
MTR_003972 | 23639 127TH CT SE | LOT 17 WINSBERG HAVEN (FIELDSTONE) |  |  | Non-Lead - Other | No | 1995-08-22 | 0 | Rectified Plan | No |  |  |  | Non-Lead - Other |  |  | Installation date is after the lead ban |  |  |  |  | Non-Lead |  |  |  | Domestic
MTR_029340 | 11717 SE 228TH PL | LOT 10 HUNTERS RUN |  |  | Non-Lead - Other | No |  | 0 | Installation date is after the lead ban |  |  |  |  | Non-Lead - Other |  |  | Installation date is after the lead ban |  |  |  |  | Non-Lead |  |  |  | Domestic
MTR_029341 | 11723 SE 228TH PL | LOT 11 HUNTERS RUN |  |  | Non-Lead - Other | No |  | 0 | Installation date is after the lead ban |  |  |  |  | Non-Lead - Other |  |  | Installation date is after the lead ban |  |  |  |  | Non-Lead |  |  |  | Domestic
MTR_003979 | 23467 130TH AVE SE | LOT 20 BUILDING F VILLAGE AT SINGLE CREEK |  |  | Non-Lead - Other | No |  | 0 | Installation date is after the lead ban |  |  |  |  | Non-Lead - Other |  |  | Installation date is after the lead ban |  |  |  |  | Non-Lead |  |  |  | Assumed
MTR_003981 | 23460 130TH AVE SE | LOT 24 BUILDING H VILLAGE AT SINGLE |  |  | Non-Lead Plastic | No | 1983-07-01 | 0 | Field inspection only with no records | Yes | Visual inspection at meter pit | 2023-09-15 |  | Non-Lead Plastic |  |  | Field inspection only with no records | Yes | Visual inspection at meter pit | 2023-09-15 |  | Non-Lead |  |  |  | Domestic
MTR_003983 | 23427 130TH AVE SE | LOT 8 BUILDING C VILLAGE AT SINGLE CREEK |  |  | Non-Lead - Other | No | 1983-07-01 | 0 | Installation date is after the lead ban |  |  |  |  | Non-Lead - Other |  |  | Installation date is after the lead ban |  |  |  |  | Non-Lead |  |  |  | Domestic
MTR_003985 | 23431 130TH AVE SE | LOT 10 BUILDING C VILLAGE AT SINGLE CREEK |  |  | Non-Lead - Other | No | 1983-07-01 | 0 | Installation date is after the lead ban |  |  |  |  | Non-Lead - Other |  |  | Installation date is after the lead ban |  |  |  |  | Non-Lead |  |  |  | Domestic
MTR_029342 | 11719 SE 231ST PL | LOT 7 TERRA HEIGHTS |  |  | Non-Lead - Other | No |  | 0 | Installation date is after the lead ban |  |  |  |  | Non-Lead - Other |  |  | Installation date is after the lead ban |  |  |  |  | Non-Lead |  |  |  | Domestic
MTR_029345 | 11805 SE 231ST PL | LOT 10 TERRA HEIGHTS |  |  | Non-Lead Plastic | No |  | 0 | Field inspection only with no records | Yes | Visual inspection at meter pit | 2023-10-21 |  | Non-Lead Plastic |  |  | Field inspection only with no records | Yes | Visual inspection at meter pit | 2023-10-21 |  | Non-Lead |  |  |  | Domestic
MTR_029346 | 11811 SE 231ST PL | LOT 11 TERRA HEIGHTS |  |  | Non-Lead Plastic | No |  | 0 | Field inspection only with no records | Yes | Visual inspection at meter pit | 2023-10-21 |  | Non-Lead Plastic |  |  | Field inspection only with no records | Yes | Visual inspection at meter pit | 2023-10-21 |  | Non-Lead |  |  |  | Domestic
MTR_029347 | 11817 SE 231ST PL | LOT 12 TERRA HEIGHTS |  |  | Non-Lead - Other | No |  | 0 | Installation date is after the lead ban |  |  |  |  | Non-Lead - Other |  |  | Installation date is after the lead ban |  |  |  |  | Non-Lead |  |  |  | Domestic
MTR_027209 | 23612 131ST AVE SE | LOT 68 TWIN CREEKS |  |  | Non-Lead Plastic | No |  | 1 | Field inspection only with no records | Yes | Visual inspection at meter pit | 2023-09-15 |  | Non-Lead Plastic |  |  | Field inspection only with no records | Yes | Visual inspection at meter pit | 2023-09-15 |  | Non-Lead |  |  |  | Domestic
MTR_027210 | 23608 131ST AVE SE | L69 TWIN CREEKS |  |  | Non-Lead - Other | No |  | 1 | Installation date is after the lead ban |  |  |  |  | Non-Lead - Other |  |  | Installation date is after the lead ban |  |  |  |  | Non-Lead |  |  |  | Domestic
MTR_027211 | 13119 SE 236TH PL | L71 TWIN CREEKS |  |  | Non-Lead - Other | No |  | 0.75 | Installation date is after the lead ban |  |  |  |  | Non-Lead - Other |  |  | Installation date is after the lead ban |  |  |  |  | Non-Lead |  |  |  | Domestic
MTR_027212 | 13120 SE 236TH PL | LOT 1 TWIN CREEKS |  |  | Non-Lead Plastic | No |  | 1 | Field inspection only with no records | Yes | Visual inspection at meter pit | 2023-09-15 |  | Non-Lead Plastic |  |  | Field inspection only with no records | Yes | Visual inspection at meter pit | 2023-09-15 |  | Non-Lead |  |  |  | Domestic
MTR_027214 | 23631 128TH AVE SE | L38 TWIN CREEKS |  |  | Non-Lead - Other | No |  | 1 | Installation date is after the lead ban |  |  |  |  | Non-Lead - Other |  |  | Installation date is after the lead ban |  |  |  |  | Non-Lead |  |  |  | Domestic
MTR_004001 | 23642 127TH CT SE | LOT 6 WINSBERG HAVEN (FIELDSTONE) |  |  | Non-Lead - Other | No | 1995-08-22 | 0 | Rectified Plan | No |  |  |  | Non-Lead - Other |  |  | Installation date is after the lead ban |  |  |  |  | Non-Lead |  |  |  | Domestic
MTR_004002 | 23628 127TH CT SE | LOT 8 WINSBERG HAVEN (FIELDSTONE) |  |  | Non-Lead - Other | No | 1995-08-22 | 0 | Rectified Plan | No |  |  |  | Non-Lead - Other |  |  | Installation date is after the lead ban |  |  |  |  | Non-Lead |  |  |  | Domestic
MTR_004003 | 23622 127TH CT SE | LOT 9 WINSBERG HAVEN (FIELDSTONE) |  |  | Non-Lead - Other | No | 1995-08-22 | 0 | Rectified Plan | No |  |  |  | Non-Lead - Other |  |  | Installation date is after the lead ban |  |  |  |  | Non-Lead |  |  |  | Domestic
MTR_004004 | 23410 124TH AVE SE | L 67 MERIDIAN VILLA EST. |  |  | Non-Lead - Other | No | 1966-09-01 | 1 | Rectified Plan | No |  |  |  | Non-Lead - Other |  |  | Installation date is after the lead ban |  |  |  |  | Non-Lead |  |  |  | Domestic
MTR_004009 | 23330 124TH AVE SE | L 69 MERIDIAN VILLA EST. |  |  | Non-Lead - Other | No | 1966-09-01 | 0.75 | Rectified Plan | No |  |  |  | Non-Lead - Other |  |  | Installation date is after the lead ban |  |  |  |  | Non-Lead |  |  |  | Domestic
MTR_004011 | 23644 126TH PL SE | LOT 19 WINSBERG HAVEN (FIELDSTONE) |  |  | Non-Lead - Other | No | 1995-08-22 | 0 | Rectified Plan | No |  |  |  | Non-Lead - Other |  |  | Installation date is after the lead ban |  |  |  |  | Non-Lead |  |  |  | Domestic
MTR_004013 | 23709 126TH PL SE | LOT 38 WINSBERG HAVEN (FIELDSTONE) |  |  | Non-Lead - Other | No | 1995-08-22 | 4 | Rectified Plan | No |  |  |  | Non-Lead - Other |  |  | Installation date is after the lead ban |  |  |  |  | Non-Lead |  |  |  | Domestic
MTR_004014 | 23723 126TH PL SE | LOT 39 WINSBERG HAVEN (FIELDSTONE) |  |  | Non-Lead - Other | No | 1995-08-22 | 4 | Rectified Plan | No |  |  |  | Non-Lead - Other |  |  | Installation date is after the lead ban |  |  |  |  | Non-Lead |  |  |  | Domestic
MTR_004015 | 23731 126TH PL SE | LOT 40 WINSBERG HAVEN (FIELDSTONE) |  |  | Non-Lead Plastic | No | 1995-08-22 | 4 | Field inspection only with no records | Yes | Visual inspection at meter pit | 2023-09-15 |  | Non-Lead Plastic |  |  | Field inspection only with no records | Yes | Visual inspection at meter pit | 2023-09-15 |  | Non-Lead |  |  |  | Domestic
MTR_011072 | 23602 123RD AVE SE | LOT 35 OAKDALE |  |  | Non-Lead - Other | No | 1989-04-20 | 6 | Rectified Plan | No |  |  |  | Non-Lead - Other |  |  | Installation date is after the lead ban |  |  |  |  | Non-Lead |  |  |  | Domestic
MTR_004017 | 12334 SE 236TH PL | LOT 32 OAKDALE |  |  | Non-Lead - Other | No | 1989-04-20 | 6 | Rectified Plan | No |  |  |  | Non-Lead - Other |  |  | Installation date is after the lead ban |  |  |  |  | Non-Lead |  |  |  | Domestic
MTR_004018 | 12340 SE 236TH PL | LOT 31 OAKDALE |  |  | Non-Lead - Other | No | 1989-04-20 | 6 | Rectified Plan | No |  |  |  | Non-Lead - Other |  |  | Installation date is after the lead ban |  |  |  |  | Non-Lead |  |  |  | Domestic
MTR_004019 | 12326 SE 236TH PL | LOT 33 OAKDALE |  |  | Non-Lead - Other | No | 1989-04-20 | 6 | Rectified Plan | No |  |  |  | Non-Lead Plastic |  |  | Field inspection only with no records | Yes | Visual inspection at meter pit | 2023-08-17 |  | Non-Lead |  |  |  | Domestic
MTR_029350 | 11903 SE 229TH PL | LOT 39 HUNTERS RUN TOO |  |  | Non-Lead - Other | No |  | 0 | Installation date is after the lead ban |  |  |  |  | Non-Lead - Other |  |  | Installation date is after the lead ban |  |  |  |  | Non-Lead |  |  |  | Domestic
MTR_029351 | 11917 SE 229TH PL | LOT 41 HUNTERS RUN TOO |  |  | Non-Lead - Other | No |  | 0 | Installation date is after the lead ban |  |  |  |  | Non-Lead - Other |  |  | Installation date is after the lead ban |  |  |  |  | Non-Lead |  |  |  | Domestic
MTR_029352 | 11923 SE 229TH PL | LOT 42 HUNTERS RUN TOO |  |  | Non-Lead Plastic | No |  | 0 | Field inspection only with no records | Yes | Visual inspection at meter pit | 2023-11-30 |  | Non-Lead Plastic |  |  | Field inspection only with no records | Yes | Visual inspection at meter pit | 2023-11-30 |  | Non-Lead |  |  |  | Domestic
MTR_029354 | 11829 SE 231ST PL | LOT 14 TERRA HEIGHTS |  |  | Non-Lead Plastic | No |  | 0 | Field inspection only with no records | Yes | Visual inspection at meter pit | 2023-10-21 |  | Non-Lead Plastic |  |  | Field inspection only with no records | Yes | Visual inspection at meter pit | 2023-10-21 |  | Non-Lead |  |  |  | Domestic
MTR_029355 | 11833 SE 231ST PL | LOT 15 TERRA HEIGHTS |  |  | Non-Lead - Other | No |  | 0 | Installation date is after the lead ban |  |  |  |  | Non-Lead - Other |  |  | Installation date is after the lead ban |  |  |  |  | Non-Lead |  |  |  | Domestic
MTR_029356 | 11901 SE 231ST PL | LOT 16 TERRA HEIGHTS |  |  | Non-Lead Plastic | No |  | 0 | Field inspection only with no records | Yes | Visual inspection at meter pit | 2023-10-21 |  | Non-Lead Plastic |  |  | Field inspection only with no records | Yes | Visual inspection at meter pit | 2023-10-21 |  | Non-Lead |  |  |  | Domestic
MTR_029357 | 11909 SE 231ST PL | LOT 17 TERRA HEIGHTS |  |  | Non-Lead - Other | No |  | 0 | Installation date is after the lead ban |  |  |  |  | Non-Lead - Other |  |  | Installation date is after the lead ban |  |  |  |  | Non-Lead |  |  |  | Domestic
MTR_029358 | 11917 SE 231ST PL | LOT 18 TERRA HEIGHTS |  |  | Non-Lead Plastic | No |  | 0 | Field inspection only with no records | Yes | Visual inspection at meter pit | 2023-10-21 |  | Non-Lead Plastic |  |  | Field inspection only with no records | Yes | Visual inspection at meter pit | 2023-10-21 |  | Non-Lead |  |  |  | Domestic
MTR_029361 | 11803 SE 228TH PL | LOT 14 HUNTERS RUN |  |  | Non-Lead - Other | No |  | 0 | Installation date is after the lead ban |  |  |  |  | Non-Lead - Other |  |  | Installation date is after the lead ban |  |  |  |  | Non-Lead |  |  |  | Domestic
MTR_029363 | 11821 SE 228TH PL | LOT 17 HUNTERS RUN |  |  | Non-Lead - Other | No |  | 0 | Installation date is after the lead ban |  |  |  |  | Non-Lead - Other |  |  | Installation date is after the lead ban |  |  |  |  | Non-Lead |  |  |  | Domestic
MTR_004037 | 23624 123RD PL SE | LOT 27 OAKDALE |  |  | Non-Lead - Other | No | 1989-04-20 | 0 | Rectified Plan | No |  |  |  | Non-Lead Plastic |  |  | Field inspection only with no records | Yes | Visual inspection at meter pit | 2022-12-30 |  | Non-Lead |  |  |  | Domestic
MTR_004038 | 23638 123RD PL SE | LOT 25 OAKDALE |  |  | Non-Lead Plastic | No |  | 0 | Field inspection only with no records | Yes | Visual inspection at meter pit | 2023-09-09 |  | Non-Lead Plastic |  |  | Field inspection only with no records | Yes | Visual inspection at meter pit | 2023-09-09 |  | Non-Lead |  |  |  | Assumed
MTR_004040 | 23618 123RD PL SE | LOT 28 OAKDALE |  |  | Non-Lead Plastic | No | 1989-04-20 | 6 | Field inspection only with no records | Yes | Visual inspection at meter pit | 2023-09-12 |  | Non-Lead Plastic |  |  | Field inspection only with no records | Yes | Visual inspection at meter pit | 2023-09-12 |  | Non-Lead |  |  |  | Domestic
MTR_004041 | 23630 123RD PL SE | LOT 26 OAKDALE |  |  | Non-Lead - Other | No | 1989-04-20 | 0 | Rectified Plan | No |  |  |  | Non-Lead - Other |  |  | Installation date is after the lead ban |  |  |  |  | Non-Lead |  |  |  | Domestic
MTR_029364 | 11719 SE 229TH PL | LOT 31 HUNTERS RUN DIVISION 2 |  |  | Non-Lead Plastic | No |  | 0 | Field inspection only with no records | Yes | Visual inspection at meter pit | 2023-11-30 |  | Non-Lead Plastic |  |  | Field inspection only with no records | Yes | Visual inspection at meter pit | 2023-11-30 |  | Non-Lead |  |  |  | Domestic
MTR_029365 | 11725 SE 229TH PL | LOT 32 HUNTERS RUN TOO |  |  | Non-Lead - Other | No |  | 0 | Installation date is after the lead ban |  |  |  |  | Non-Lead - Other |  |  | Installation date is after the lead ban |  |  |  |  | Non-Lead |  |  |  | Domestic
MTR_029368 | 11819 SE 229TH PL | LOT 36 HUNTERS RUN TOO |  |  | Non-Lead - Other | No |  | 0 | Installation date is after the lead ban |  |  |  |  | Non-Lead - Other |  |  | Installation date is after the lead ban |  |  |  |  | Non-Lead |  |  |  | Domestic
MTR_027215 | 13020 SE 237TH CT | L60 TWIN CREEKS |  |  | Non-Lead - Other | No |  | 1 | Installation date is after the lead ban |  |  |  |  | Non-Lead - Other |  |  | Installation date is after the lead ban |  |  |  |  | Non-Lead |  |  |  | Domestic
MTR_027216 | 13012 SE 237TH CT | L61 TWIN CREEKS |  |  | Non-Lead Plastic | No |  | 1 | Field inspection only with no records | Yes | Visual inspection at meter pit | 2023-09-15 |  | Non-Lead Plastic |  |  | Field inspection only with no records | Yes | Visual inspection at meter pit | 2023-09-15 |  | Non-Lead |  |  |  | Domestic
MTR_027217 | 23614 130TH AVE SE | L62 TWIN CREEKS |  |  | Non-Lead Plastic | No |  | 1 | Field inspection only with no records | Yes | Visual inspection at meter pit | 2023-09-15 |  | Non-Lead Plastic |  |  | Field inspection only with no records | Yes | Visual inspection at meter pit | 2023-09-15 |  | Non-Lead |  |  |  | Domestic
MTR_027219 | 13007 SE 236TH PL | L65 TWIN CREEKS |  |  | Non-Lead Plastic | No |  | 1 | Field inspection only with no records | Yes | Visual inspection at meter pit | 2023-09-15 |  | Non-Lead Plastic |  |  | Field inspection only with no records | Yes | Visual inspection at meter pit | 2023-09-15 |  | Non-Lead |  |  |  | Domestic
MTR_027220 | 13017 SE 236TH PL | LOT 66 TWIN CREEKS |  |  | Non-Lead Plastic | No |  | 1 | Field inspection only with no records | Yes | Visual inspection at meter pit | 2023-09-15 |  | Non-Lead Plastic |  |  | Field inspection only with no records | Yes | Visual inspection at meter pit | 2023-09-15 |  | Non-Lead |  |  |  | Domestic
MTR_029370 | 11829 SE 228TH PL | LOT 19 HUNTERS RUN |  |  | Non-Lead - Other | No |  | 0 | Installation date is after the lead ban |  |  |  |  | Non-Lead - Other |  |  | Installation date is after the lead ban |  |  |  |  | Non-Lead |  |  |  | Domestic
MTR_029371 | 11909 SE 228TH PL | LOT 20 HUNTERS RUN |  |  | Non-Lead - Other | No |  | 0 | Installation date is after the lead ban |  |  |  |  | Non-Lead - Other |  |  | Installation date is after the lead ban |  |  |  |  | Non-Lead |  |  |  | Domestic
MTR_004060 | 23225 120TH AVE SE | L2 KCSP#675066/TL5716225 |  |  | Non-Lead Plastic | No |  | 0 | Field inspection only with no records | Yes | Visual inspection at meter pit | 2023-10-21 |  | Non-Lead Plastic |  |  | Field inspection only with no records | Yes | Visual inspection at meter pit | 2023-10-21 |  | Non-Lead |  |  |  | Assumed
MTR_004061 | 11834 SE 234TH ST | 9918-016250 |  |  | Non-Lead Plastic | No |  | 0 | Field inspection only with no records | Yes | Visual inspection at meter pit | 2023-10-21 |  | Non-Lead Plastic |  |  | Field inspection only with no records | Yes | Visual inspection at meter pit | 2023-10-21 |  | Non-Lead |  |  |  | Assumed
MTR_004062 | 11805 SE 234TH ST | LOT 1 SHORT PLAT 876086 |  |  | Non-Lead Plastic | No | 2008-09-03 | 0 | Field inspection only with no records | Yes | Visual inspection at meter pit | 2023-10-21 |  | Non-Lead Plastic |  |  | Field inspection only with no records | Yes | Visual inspection at meter pit | 2023-10-21 |  | Non-Lead |  |  |  | Domestic
MTR_029376 | 11612 SE 227TH PL | L 2 SUNNY HILL |  |  | Non-Lead - Other | No | 2007-05-23 | 0 | Rectified Plan |  |  |  |  | Non-Lead - Other |  |  | Statistical analysis |  |  |  |  | Non-Lead |  |  |  | Domestic
MTR_029377 | 11604 SE 227TH PL | L 1 SUNNY HILL |  |  | Non-Lead - Other | No | 2007-05-23 | 0 | Rectified Plan |  |  |  |  | Non-Lead - Other |  |  | Statistical analysis |  |  |  |  | Non-Lead |  |  |  | Domestic
MTR_029378 | 11601 SE 225TH ST | LOT 1 MAPLEWOOD EAST |  |  | Non-Lead - Other | No |  | 0 | Installation date is after the lead ban |  |  |  |  | Non-Lead - Other |  |  | Installation date is after the lead ban |  |  |  |  | Non-Lead |  |  |  | Domestic
MTR_029379 | 11605 SE 225TH ST | LOT 2 MAPLEWOOD EAST |  |  | Non-Lead - Other | No |  | 0 | Installation date is after the lead ban |  |  |  |  | Non-Lead Copper |  |  | Field inspection only with no records | Yes | Visual inspection at meter pit | 2023-01-06 |  | Non-Lead |  |  |  | Domestic
MTR_029380 | 22634 116TH AVE SE | TAX LOT 77 16-22-5 |  |  | Non-Lead - Other | No |  | 0 | Installation date is after the lead ban |  |  |  |  | Non-Lead - Other |  |  | Installation date is after the lead ban |  |  |  |  | Non-Lead |  |  |  | Assumed
MTR_029381 | 11609 SE 225TH ST | LOT 3 MAPLEWOOD EAST |  |  | Non-Lead - Other | No |  | 0 | Installation date is after the lead ban |  |  |  |  | Non-Lead Plastic |  |  | Field inspection only with no records | Yes | Visual inspection at meter pit | 2023-01-14 |  | Non-Lead |  |  |  | Domestic
MTR_004071 | 23607 120TH AVE SE | 9918-016500 |  |  | Non-Lead - Other | No |  | 0 | Installation date is after the lead ban |  |  |  |  | Non-Lead - Other |  |  | Installation date is after the lead ban |  |  |  |  | Non-Lead |  |  |  | Assumed
MTR_004072 | 23622 120TH AVE SE | LOT 2 KCSP #128066 |  |  | Non-Lead - Other | No | 2006-11-01 | 0 | Rectified Plan | No |  |  |  | Non-Lead - Other |  |  | Installation date is after the lead ban |  |  |  |  | Non-Lead |  |  |  | Domestic
MTR_029382 | 11804 SE 231ST PL | LOT 30 TERRA HEIGHTS |  |  | Non-Lead Plastic | No |  | 0 | Field inspection only with no records | Yes | Visual inspection at meter pit | 2023-10-21 |  | Non-Lead Plastic |  |  | Field inspection only with no records | Yes | Visual inspection at meter pit | 2023-10-21 |  | Non-Lead |  |  |  | Domestic
MTR_029383 | 11728 SE 231ST PL | LOT 31 TERRA HEIGHTS |  |  | Non-Lead Plastic | No |  | 0 | Field inspection only with no records | Yes | Visual inspection at meter pit | 2023-10-21 |  | Non-Lead Plastic |  |  | Field inspection only with no records | Yes | Visual inspection at meter pit | 2023-10-21 |  | Non-Lead |  |  |  | Domestic
MTR_017454 | 18425 120TH AVE SE | 9921-010650 |  |  | Non-Lead - Other | No | 1975-08-05 | 0 | Relative Placement |  |  |  |  | Non-Lead - Other |  |  | Statistical analysis |  |  |  |  | Non-Lead |  |  |  | Assumed
MTR_011817 | 17022 106TH AVE SE | LOT 11 BLOCK 4 AKERS FARMS #5 |  |  | Non-Lead - Other | No | 1999-03-24 | 0 | Rectified Plan |  |  |  |  | Non-Lead - Other |  |  | Statistical analysis |  |  |  |  | Non-Lead |  |  |  | Domestic
MTR_014113 | 16807 108TH AVE SE | LOT 2 KCSP #585025 |  |  | Non-Lead - Other | Unknown |  | 0.75 | Statistical analysis |  |  |  |  | Non-Lead - Other |  |  | Statistical analysis |  |  |  |  | Non-Lead |  |  |  | Assumed
MTR_018250 | SE 183RD ST / 143RD AVE SE | SE 183RD ST / 143RD AVE SE |  |  | Non-Lead Plastic | Unknown |  | 0 | Field inspection only with no records | Yes | Visual inspection at meter pit | 2023-02-11 |  | Non-Lead Plastic |  |  | Field inspection only with no records | Yes | Visual inspection at meter pit | 2023-02-11 |  | Non-Lead |  |  |  | Assumed
MTR_014212 | 10809 SE 172ND ST #1C | UNIT C KELSEY CT CONDOS |  |  | Non-Lead Plastic | No | 1984-11-01 | 0 | Field inspection only with no records | Yes | Visual inspection at meter pit | 2023-02-04 |  | Non-Lead Plastic |  |  | Field inspection only with no records | Yes | Visual inspection at meter pit | 2023-02-04 |  | Non-Lead |  |  |  | Domestic
MTR_023130 | 9549 S 213TH ST | L 21 WESTVIEW TERRACE 3 |  |  | Non-Lead - Other | No | 2008-10-29 | 0 | Rectified Plan |  |  |  |  | Non-Lead - Other |  |  | Statistical analysis |  |  |  |  | Non-Lead |  |  |  | Domestic
MTR_023196 | 21050 98TH AVE S | LOT 13 WESTVIEW TERRACE #2 |  |  | Non-Lead - Other | No | 2008-10-29 | 0 | Rectified Plan |  |  |  |  | Non-Lead - Other |  |  | Statistical analysis |  |  |  |  | Non-Lead |  |  |  | Domestic
MTR_023197 | 21044 98TH AVE S | L14 WESTVIEW TERR. #2 |  |  | Non-Lead - Other | No | 2008-10-29 | 0 | Rectified Plan |  |  |  |  | Non-Lead - Other |  |  | Statistical analysis |  |  |  |  | Non-Lead |  |  |  | Domestic
MTR_023199 | 21021 99TH AVE S | L3 WESTVIEW TERR. #2 |  |  | Non-Lead - Other | No | 2008-10-29 | 0 | Rectified Plan |  |  |  |  | Non-Lead - Other |  |  | Statistical analysis |  |  |  |  | Non-Lead |  |  |  | Domestic
MTR_023200 | 21029 99TH AVE S | L4 WESTVIEW TERR. #2 |  |  | Non-Lead - Other | No | 2008-10-29 | 0 | Rectified Plan |  |  |  |  | Non-Lead - Other |  |  | Statistical analysis |  |  |  |  | Non-Lead |  |  |  | Domestic
MTR_023201 | 21045 99TH AVE S | L6 WESTVIEW TERR. #2 |  |  | Non-Lead - Other | No | 2008-10-29 | 0 | Rectified Plan |  |  |  |  | Non-Lead - Other |  |  | Statistical analysis |  |  |  |  | Non-Lead |  |  |  | Domestic
MTR_023132 | 9628 S 213TH ST | L6 WESTVIEW TERR. #3 |  |  | Non-Lead - Other | No | 2008-10-29 | 0 | Rectified Plan |  |  |  |  | Non-Lead - Other |  |  | Statistical analysis |  |  |  |  | Non-Lead |  |  |  | Domestic
MTR_023135 | 21314 96TH AVE S | L 23 WESTVIEW TERRACE 3 |  |  | Non-Lead - Other | No | 2008-10-29 | 0 | Rectified Plan |  |  |  |  | Non-Lead - Other |  |  | Statistical analysis |  |  |  |  | Non-Lead |  |  |  | Domestic
MTR_023110 | 21415 98TH AVE S | L 43 WESTVIEW TERRACE 3 |  |  | Non-Lead - Other | No | 2008-10-29 | 0 | Rectified Plan |  |  |  |  | Non-Lead - Other |  |  | Statistical analysis |  |  |  |  | Non-Lead |  |  |  | Domestic
MTR_023092 | 21423 98TH AVE S | L 42 WESTVIEW TERRACE 3 |  |  | Non-Lead - Other | No | 2008-10-29 | 0 | Rectified Plan |  |  |  |  | Non-Lead - Other |  |  | Statistical analysis |  |  |  |  | Non-Lead |  |  |  | Domestic
MTR_023093 | 9642 S 216TH ST | L 41 WESTVIEW TERRACE 3 |  |  | Non-Lead - Other | No | 2008-10-29 | 0 | Rectified Plan |  |  |  |  | Non-Lead - Other |  |  | Statistical analysis |  |  |  |  | Non-Lead |  |  |  | Domestic
MTR_023094 | 21440 98TH AVE S | L 1 MCCANNS WESTVIEW |  |  | Non-Lead - Other | No | 2008-10-29 | 0 | Installation date is after the lead ban |  |  |  |  | Non-Lead - Other |  |  | Installation date is after the lead ban |  |  |  |  | Non-Lead |  |  |  | Domestic
MTR_023138 | 21402 98TH AVE S | L 6 MCCANNS WESTVIEW |  |  | Non-Lead - Other | No | 2008-10-29 | 0 | Installation date is after the lead ban |  |  |  |  | Non-Lead - Other |  |  | Installation date is after the lead ban |  |  |  |  | Non-Lead |  |  |  | Domestic
MTR_023139 | 21322 98TH AVE S | L 7 MCCANNS WESTVIEW |  |  | Non-Lead - Other | No | 2008-10-29 | 0 | Installation date is after the lead ban |  |  |  |  | Non-Lead - Other |  |  | Installation date is after the lead ban |  |  |  |  | Non-Lead |  |  |  | Domestic
MTR_023140 | 21072 99TH AVE S | L70 WESTVIEW TERR. #2 |  |  | Non-Lead - Other | No | 2008-10-29 | 0 | Rectified Plan |  |  |  |  | Non-Lead - Other |  |  | Statistical analysis |  |  |  |  | Non-Lead |  |  |  | Domestic
MTR_023202 | 21054 99TH AVE S | L68 WESTVIEW TERR. #2 |  |  | Non-Lead - Other | No | 2008-10-29 | 0 | Rectified Plan |  |  |  |  | Non-Lead - Other |  |  | Statistical analysis |  |  |  |  | Non-Lead |  |  |  | Domestic
MTR_023203 | 21046 99TH AVE S | L6 BLK1 WESTVIEW TERRACE |  |  | Non-Lead - Other | No | 2008-10-29 | 0 | Rectified Plan |  |  |  |  | Non-Lead - Other |  |  | Statistical analysis |  |  |  |  | Non-Lead |  |  |  | Domestic
MTR_023204 | 21038 99TH AVE S | L5 BLK1 WESTVIEW TERRACE |  |  | Non-Lead Plastic | No | 2008-10-29 | 0 | Rectified Plan | Yes | Visual inspection at the meter pit | 2024-01-31 |  | Copper |  |  | Field inspection only with no records | Yes | Visual inspection at the meter pit | 2024-01-31 |  | Non-Lead |  |  |  | Domestic
MTR_023206 | 21024 99TH AVE S | L3 BLK1 WESTVIEW TERRACE |  |  | Non-Lead - Other | No | 2008-10-29 | 0 | Rectified Plan |  |  |  |  | Non-Lead - Other |  |  | Statistical analysis |  |  |  |  | Non-Lead |  |  |  | Domestic
MTR_023141 | 9625 S 214TH ST | LOT 62 WESTVIEW TERRACE #3 |  |  | Non-Lead - Other | No | 2008-10-29 | 0 | Rectified Plan |  |  |  |  | Non-Lead - Other |  |  | Statistical analysis |  |  |  |  | Non-Lead |  |  |  | Domestic
MTR_023143 | 9628 S 214TH ST | L 60 WESTVIEW TERRACE 3 |  |  | Non-Lead - Other | No | 2008-10-29 | 0 | Installation date is after the lead ban |  |  |  |  | Non-Lead - Other |  |  | Installation date is after the lead ban |  |  |  |  | Non-Lead |  |  |  | Domestic
MTR_023144 | 9612 S 214TH ST | L 58 WESTVIEW TERRACE 3 |  |  | Non-Lead - Other | No | 2008-10-29 | 0 | Rectified Plan |  |  |  |  | Non-Lead - Other |  |  | Statistical analysis |  |  |  |  | Non-Lead |  |  |  | Domestic
MTR_023145 | 21319 96TH AVE S | L F WESTVIEW TERRACE 4 |  |  | Non-Lead - Other | No | 2008-10-29 | 0 | Rectified Plan |  |  |  |  | Non-Lead - Other |  |  | Statistical analysis |  |  |  |  | Non-Lead |  |  |  | Domestic
MTR_023209 | 9711 S 212TH ST | L47 WESTVIEW TERR. #2 |  |  | Non-Lead Plastic | No | 2008-10-29 | 0 | Rectified Plan | Yes | Visual inspection at the meter pit | 2024-01-31 |  | Non-Lead Plastic |  |  | Field inspection only with no records | Yes | Visual inspection at the meter pit | 2024-01-31 |  | Non-Lead |  |  |  | Domestic
MTR_023211 | 9729 S 212TH ST | L49 WESTVIEW TERR. #2 |  |  | Non-Lead - Other | No | 2008-10-29 | 0 | Rectified Plan |  |  |  |  | Non-Lead - Other |  |  | Statistical analysis |  |  |  |  | Non-Lead |  |  |  | Domestic
MTR_023213 | 21063 99TH AVE S | L8 WESTVIEW TERR. #2 |  |  | Non-Lead - Other | No | 2008-10-29 | 0 | Rectified Plan |  |  |  |  | Non-Lead - Other |  |  | Statistical analysis |  |  |  |  | Non-Lead |  |  |  | Domestic
MTR_023146 | 21219 99TH AVE S | L57 WESTVIEW TERR. #2 |  |  | Non-Lead - Other | No | 2008-10-29 | 0 | Rectified Plan |  |  |  |  | Non-Lead - Other |  |  | Statistical analysis |  |  |  |  | Non-Lead |  |  |  | Domestic
MTR_015548 | 12828 SE 175TH CT | LOT 4 EMERALD VISTA |  |  | Non-Lead Plastic | No | 2001-03-01 | 0 | Field inspection only with no records | Yes | Visual inspection at meter pit | 2023-11-17 |  | Non-Lead Plastic |  |  | Field inspection only with no records | Yes | Visual inspection at meter pit | 2023-11-17 |  | Non-Lead |  |  |  | Domestic
MTR_023148 | 9802 S 213TH PL | L3 WESTVIEW TERR. #3 |  |  | Non-Lead - Other | No | 2008-10-29 | 0 | Rectified Plan |  |  |  |  | Non-Lead - Other |  |  | Statistical analysis |  |  |  |  | Non-Lead |  |  |  | Domestic
MTR_023149 | 9644 S 213TH ST | L4 WESTVIEW TERR #3 |  |  | Non-Lead - Other | No | 2008-10-29 | 0 | Rectified Plan |  |  |  |  | Non-Lead - Other |  |  | Statistical analysis |  |  |  |  | Non-Lead |  |  |  | Domestic
MTR_023214 | 21016 99TH AVE S | L2 BLK1 WESTVIEW TERRACE |  |  | Non-Lead - Other | No | 2008-10-29 | 0 | Rectified Plan |  |  |  |  | Non-Lead - Other |  |  | Statistical analysis |  |  |  |  | Non-Lead |  |  |  | Domestic
MTR_023216 | 9908 S 210TH PL | L2 BLK2 WESTVIEW TERRACE |  |  | Non-Lead - Other | No | 2008-10-29 | 0 | Rectified Plan |  |  |  |  | Non-Lead - Other |  |  | Statistical analysis |  |  |  |  | Non-Lead |  |  |  | Domestic
MTR_023218 | 9838 S 210TH PL | L4 BLK2 WESTVIEW TERRACE |  |  | Non-Lead - Other | No | 2008-10-29 | 0 | Rectified Plan |  |  |  |  | Non-Lead - Other |  |  | Statistical analysis |  |  |  |  | Non-Lead |  |  |  | Domestic
MTR_023220 | 9820 S 210TH PL | LOT 35 WESTVIEW TERRACE #2 |  |  | Non-Lead - Other | No | 2008-10-29 | 0 | Rectified Plan |  |  |  |  | Non-Lead - Other |  |  | Statistical analysis |  |  |  |  | Non-Lead |  |  |  | Domestic
MTR_023221 | 9810 S 210TH PL | L36 WESTVIEW TERR #2 |  |  | Non-Lead - Other | No | 2008-10-29 | 0 | Rectified Plan |  |  |  |  | Non-Lead - Other |  |  | Statistical analysis |  |  |  |  | Non-Lead |  |  |  | Domestic
MTR_023222 | 9802 S 210TH PL | L37 WESTVIEW TERR. #2 |  |  | Non-Lead - Other | No | 2008-10-29 | 0 | Rectified Plan |  |  |  |  | Non-Lead - Other |  |  | Statistical analysis |  |  |  |  | Non-Lead |  |  |  | Domestic
MTR_023223 | 21005 97TH PL S | LOT 38 WESTVIEW TERRACE #2 |  |  | Non-Lead - Other | No | 2008-10-29 | 0 | Rectified Plan |  |  |  |  | Non-Lead - Other |  |  | Statistical analysis |  |  |  |  | Non-Lead |  |  |  | Domestic
MTR_023225 | 21035 97TH PL S | L42 WESTVIEW TERR. #2 |  |  | Non-Lead - Other | No | 2008-10-29 | 0 | Rectified Plan |  |  |  |  | Non-Lead - Other |  |  | Statistical analysis |  |  |  |  | Non-Lead |  |  |  | Domestic
MTR_023049 | 21510 100TH AVE SE | LOT 3 SP #383087 |  |  | Non-Lead - Other | No | 2003-04-23 | 0 | Installation date is after the lead ban |  |  |  |  | Non-Lead - Other |  |  | Installation date is after the lead ban |  |  |  |  | Non-Lead |  |  |  | Domestic
MTR_023050 | 21440 100TH AVE SE | L2 KCSP #383087 |  |  | Non-Lead - Other | No | 2003-04-23 | 0 | Installation date is after the lead ban |  |  |  |  | Non-Lead Copper |  |  | Field inspection only with no records | Yes | Visual inspection at meter pit | 2023-01-25 |  | Non-Lead |  |  |  | Domestic
MTR_023051 | 21418 100TH AVE SE | TL 258 8-22-5 |  |  | Non-Lead - Other | No | 2003-04-23 | 0 | Installation date is after the lead ban |  |  |  |  | Non-Lead - Other |  |  | Installation date is after the lead ban |  |  |  |  | Non-Lead |  |  |  | Domestic
MTR_023052 | 21314 100TH AVE SE | LOT 2 OLYMPIC VIEW HEIGHTS |  |  | Non-Lead - Other | No | 2003-04-23 | 0 | Installation date is after the lead ban |  |  |  |  | Non-Lead Copper |  |  | Field inspection only with no records | Yes | Visual inspection at meter pit | 2023-01-25 |  | Non-Lead |  |  |  | Domestic
MTR_023053 | 10009 SE 213TH PL | LOT 1 OLYMPIC VIEW HEIGHTS |  |  | Non-Lead - Other | No | 2003-04-23 | 0 | Installation date is after the lead ban |  |  |  |  | Non-Lead - Other |  |  | Installation date is after the lead ban |  |  |  |  | Non-Lead |  |  |  | Domestic
MTR_023150 | 9805 S 212TH ST | L51 WESTVIEW TERR. #2 |  |  | Non-Lead - Other | No | 2008-10-29 | 0 | Rectified Plan |  |  |  |  | Non-Lead - Other |  |  | Statistical analysis |  |  |  |  | Non-Lead |  |  |  | Domestic
MTR_023152 | 21209 99TH AVE S | L56 WESTVIEW TER.. #2 |  |  | Non-Lead - Other | No | 2008-10-29 | 0 | Rectified Plan |  |  |  |  | Non-Lead - Other |  |  | Statistical analysis |  |  |  |  | Non-Lead |  |  |  | Domestic
MTR_023153 | 21071 99TH AVE S | L9 WESTVIEW TERR. #2 |  |  | Non-Lead - Other | No | 2008-10-29 | 0 | Rectified Plan |  |  |  |  | Non-Lead - Other |  |  | Statistical analysis |  |  |  |  | Non-Lead |  |  |  | Domestic
MTR_019658 | 18654 108TH AVE SE | TL 141 SEC 32-23-5 |  |  | Non-Lead Plastic | Unknown |  | 0 | Field inspection only with no records | Yes | Visual inspection at meter pit | 2023-09-29 |  | Non-Lead - Other |  |  | Statistical analysis |  |  |  |  | Non-Lead |  |  |  | Domestic
MTR_023155 | 21403 96TH AVE S | L 28 WESTVIEW TERRACE 3 |  |  | Non-Lead - Other | No | 2008-10-29 | 0 | Installation date is after the lead ban |  |  |  |  | Non-Lead - Other |  |  | Installation date is after the lead ban |  |  |  |  | Non-Lead |  |  |  | Domestic
MTR_023156 | 21409 96TH AVE S | L 29 WESTVIEW TERRACE 3 |  |  | Non-Lead - Other | No | 2008-10-29 | 0 | Installation date is after the lead ban |  |  |  |  | Non-Lead - Other |  |  | Installation date is after the lead ban |  |  |  |  | Non-Lead |  |  |  | Domestic
MTR_023097 | 21433 96TH AVE S | L 32 WESTVIEW TERRACE 3 |  |  | Non-Lead - Other | No | 2008-10-29 | 0 | Installation date is after the lead ban |  |  |  |  | Non-Lead - Other |  |  | Installation date is after the lead ban |  |  |  |  | Non-Lead |  |  |  | Domestic
MTR_023055 | 20857 100TH AVE SE | TAX LOT 36 SEC 7-22-5 |  |  | Non-Lead - Other | No | 2003-04-23 | 0 | Installation date is after the lead ban |  |  |  |  | Non-Lead - Other |  |  | Installation date is after the lead ban |  |  |  |  | Non-Lead |  |  |  | Domestic
MTR_023056 | 21009 100TH AVE SE | TL61 E1/2 SEC 7-22-5 |  |  | Non-Lead - Other | No | 2008-10-29 | 0 | Rectified Plan |  |  |  |  | Non-Lead - Other |  |  | Statistical analysis |  |  |  |  | Non-Lead |  |  |  | Domestic
MTR_023058 | 21029 100TH AVE SE | TL48 E1/2 SEC 7-22-5 |  |  | Non-Lead - Other | No | 2003-04-23 | 0 | Rectified Plan |  |  |  |  | Non-Lead - Other |  |  | Statistical analysis |  |  |  |  | Non-Lead |  |  |  | Domestic
MTR_023269 | 9404 S 213TH ST | LOT 4 CITY OF KENT SHORT PLAT #87-9 |  |  | Non-Lead - Other | No |  | 0 | Installation date is after the lead ban |  |  |  |  | Non-Lead - Other |  |  | Installation date is after the lead ban |  |  |  |  | Non-Lead |  |  |  | Assumed
MTR_023271 | 9409 S 213TH ST | LOT 1 EVERGREEN HILLS |  |  | Non-Lead - Other | No |  | 0 | Installation date is after the lead ban |  |  |  |  | Non-Lead - Other |  |  | Installation date is after the lead ban |  |  |  |  | Non-Lead |  |  |  | Domestic
MTR_023272 | 9415 S 213TH PL | LOT 2 EVERGREEN HILLS |  |  | Non-Lead - Other | No |  | 0 | Installation date is after the lead ban |  |  |  |  | Non-Lead - Other |  |  | Installation date is after the lead ban |  |  |  |  | Non-Lead |  |  |  | Domestic
MTR_023099 | 9639 S 216TH ST | L 39 WESTVIEW TERRACE 3 |  |  | Non-Lead - Other | No | 2008-10-29 | 0 | Rectified Plan |  |  |  |  | Non-Lead Copper |  |  | Field inspection only with no records | Yes | Visual inspection at meter pit | 2023-07-25 |  | Non-Lead |  |  |  | Domestic
MTR_023100 | 9632 S 216TH ST | L 70 WESTVIEW TERRACE 3 |  |  | Non-Lead - Other | No | 2008-10-29 | 0 | Rectified Plan |  |  |  |  | Non-Lead - Other |  |  | Statistical analysis |  |  |  |  | Non-Lead |  |  |  | Domestic
MTR_023102 | 9616 S 216TH ST | L 68 WESTVIEW TERRACE 3 |  |  | Non-Lead - Other | No | 2008-10-29 | 0 | Rectified Plan |  |  |  |  | Non-Lead - Other |  |  | Statistical analysis |  |  |  |  | Non-Lead |  |  |  | Domestic
MTR_023158 | 21404 96TH AVE S | L 64 WESTVIEW TERRACE 3 |  |  | Non-Lead - Other | No | 2008-10-29 | 0 | Rectified Plan |  |  |  |  | Non-Lead - Other |  |  | Statistical analysis |  |  |  |  | Non-Lead |  |  |  | Domestic
MTR_023159 | 9617 S 214TH ST | L 63 WESTVIEW TERRACE 3 |  |  | Non-Lead - Other | No | 2008-10-29 | 0 | Rectified Plan |  |  |  |  | Non-Lead - Other |  |  | Statistical analysis |  |  |  |  | Non-Lead |  |  |  | Domestic
MTR_023160 | 21312 98TH AVE S | L 8 MCCANNS WESTVIEW |  |  | Non-Lead - Other | No | 2008-10-29 | 0 | Rectified Plan |  |  |  |  | Non-Lead - Other |  |  | Statistical analysis |  |  |  |  | Non-Lead |  |  |  | Domestic
MTR_023162 | 9813 S 213TH PL | L48 WESTVIEW TERR. #3 |  |  | Non-Lead - Other | No | 2008-10-29 | 0 | Rectified Plan |  |  |  |  | Non-Lead - Other |  |  | Statistical analysis |  |  |  |  | Non-Lead |  |  |  | Domestic
MTR_023163 | 9823 S 213TH PL | LOT 58 WESTVIEW TERRACE DIV 2 |  |  | Non-Lead - Other | No | 2008-10-29 | 0 | Rectified Plan |  |  |  |  | Non-Lead - Other |  |  | Statistical analysis |  |  |  |  | Non-Lead |  |  |  | Domestic
MTR_023164 | 9831 S 213TH PL | L59 WESTVIEW TERR. #2 |  |  | Non-Lead - Other | No | 2008-10-29 | 0 | Rectified Plan |  |  |  |  | Non-Lead - Other |  |  | Statistical analysis |  |  |  |  | Non-Lead |  |  |  | Domestic
MTR_023165 | 9905 S 213TH ST | L61 WESTVIEW TERR. #2 |  |  | Non-Lead - Other | No | 2008-10-29 | 0 | Rectified Plan |  |  |  |  | Non-Lead - Other |  |  | Statistical analysis |  |  |  |  | Non-Lead |  |  |  | Domestic
MTR_023226 | 21041 97TH PL S | L43 WESTVIEW TERR. #2 |  |  | Non-Lead - Other | No | 2008-10-29 | 0 | Rectified Plan |  |  |  |  | Non-Lead - Other |  |  | Statistical analysis |  |  |  |  | Non-Lead |  |  |  | Domestic
MTR_023227 | 9632 S 212TH CT | 9908-000375 |  |  | Non-Lead - Other | No | 2008-10-29 | 0 | Installation date is after the lead ban |  |  |  |  | Non-Lead - Other |  |  | Installation date is after the lead ban |  |  |  |  | Non-Lead |  |  |  | Domestic
MTR_023229 | 21225 97TH PL S | L14 WESTVIEW TERR.#3 |  |  | Non-Lead - Other | No | 2008-10-29 | 0 | Installation date is after the lead ban |  |  |  |  | Non-Lead - Other |  |  | Installation date is after the lead ban |  |  |  |  | Non-Lead |  |  |  | Domestic
MTR_023166 | 9548 S 213TH ST | L 16 WESTVIEW TERRACE 3 |  |  | Non-Lead - Other | No | 2008-10-29 | 0 | Installation date is after the lead ban |  |  |  |  | Non-Lead - Other |  |  | Installation date is after the lead ban |  |  |  |  | Non-Lead |  |  |  | Domestic
MTR_023292 | 21123 108TH AVE SE | TAX LOT 83 8-22-5 |  |  | Non-Lead Plastic | Unknown |  | 0 | Relative Placement | Yes | Visual inspection at the meter pit | 2024-01-31 |  | Non-Lead Plastic |  |  | Field inspection only with no records | Yes | Visual inspection at the meter pit | 2024-01-31 |  | Non-Lead |  |  |  | Assumed
MTR_004189 | 21131 104TH AVE SE | TAX LOT 123 OF 8-22-5 |  |  | Non-Lead - Other | Unknown |  | 0 | Statistical analysis |  |  |  |  | Non-Lead - Other |  |  | Statistical analysis |  |  |  |  | Non-Lead |  |  |  | Domestic
MTR_023952 | 10336 SE 212TH ST | LOT 37 STONEPINE |  |  | Non-Lead - Other | No |  | 0 | Installation date is after the lead ban |  |  |  |  | Non-Lead - Other |  |  | Installation date is after the lead ban |  |  |  |  | Non-Lead |  |  |  | Domestic
MTR_023954 | 10320 SE 212TH ST | LOT 40 STONEPINE |  |  | Non-Lead - Other | No |  | 0 | Installation date is after the lead ban |  |  |  |  | Non-Lead - Other |  |  | Installation date is after the lead ban |  |  |  |  | Non-Lead |  |  |  | Domestic
MTR_023956 | 10330 SE 210TH PL | LOT 54 STONEPINE |  |  | Non-Lead - Other | No |  | 0 | Installation date is after the lead ban |  |  |  |  | Non-Lead - Other |  |  | Installation date is after the lead ban |  |  |  |  | Non-Lead |  |  |  | Domestic
MTR_023958 | 10318 SE 210TH PL | LOT 56 STONEPINE |  |  | Non-Lead - Other | No |  | 0 | Installation date is after the lead ban |  |  |  |  | Non-Lead - Other |  |  | Installation date is after the lead ban |  |  |  |  | Non-Lead |  |  |  | Domestic
MTR_023961 | 20930 103RD AVE SE | LOT 59 STONEPINE |  |  | Non-Lead - Other | No |  | 0 | Installation date is after the lead ban |  |  |  |  | Non-Lead - Other |  |  | Installation date is after the lead ban |  |  |  |  | Non-Lead |  |  |  | Domestic
MTR_023962 | 10029 SE 212TH ST | L 20 B 2 OLYMPIC VIEW HT |  |  | Non-Lead - Other | Unknown |  | 0 | Statistical analysis |  |  |  |  | Non-Lead - Other |  |  | Statistical analysis |  |  |  |  | Non-Lead |  |  |  | Domestic
MTR_023967 | 21229 103RD CT SE | LOT 20 STONEPINE |  |  | Non-Lead - Other | No |  | 0 | Installation date is after the lead ban |  |  |  |  | Non-Lead - Other |  |  | Installation date is after the lead ban |  |  |  |  | Non-Lead |  |  |  | Domestic
MTR_023968 | 21233 103RD CT SE | LOT 21 STONEPINE |  |  | Non-Lead - Other | No |  | 0 | Installation date is after the lead ban |  |  |  |  | Non-Lead - Other |  |  | Installation date is after the lead ban |  |  |  |  | Non-Lead |  |  |  | Domestic
MTR_023969 | 21237 103RD CT SE | LOT 22 STONEPINE |  |  | Non-Lead - Other | No |  | 0 | Installation date is after the lead ban |  |  |  |  | Non-Lead - Other |  |  | Installation date is after the lead ban |  |  |  |  | Non-Lead |  |  |  | Domestic
MTR_023970 | 21245 103RD CT SE | LOT 24 STONEPINE |  |  | Non-Lead - Other | No |  | 0 | Installation date is after the lead ban |  |  |  |  | Non-Lead - Other |  |  | Installation date is after the lead ban |  |  |  |  | Non-Lead |  |  |  | Domestic
MTR_023971 | 21244 103RD CT SE | LOT 25 STONEPINE |  |  | Non-Lead - Other | No |  | 0 | Installation date is after the lead ban |  |  |  |  | Non-Lead - Other |  |  | Installation date is after the lead ban |  |  |  |  | Non-Lead |  |  |  | Domestic
MTR_023973 | 10312 SE 212TH ST | LOT 42 STONEPINE |  |  | Non-Lead - Other | No |  | 0 | Installation date is after the lead ban |  |  |  |  | Non-Lead - Other |  |  | Installation date is after the lead ban |  |  |  |  | Non-Lead |  |  |  | Domestic
MTR_023974 | 10306 SE 212TH ST | LOT 43 STONEPINE |  |  | Non-Lead - Other | No |  | 0 | Installation date is after the lead ban |  |  |  |  | Non-Lead - Other |  |  | Installation date is after the lead ban |  |  |  |  | Non-Lead |  |  |  | Assumed
MTR_023975 | 10300 SE 212TH ST | LOT 44 STONEPINE |  |  | Non-Lead - Other | No |  | 0 | Installation date is after the lead ban |  |  |  |  | Non-Lead - Other |  |  | Installation date is after the lead ban |  |  |  |  | Non-Lead |  |  |  | Domestic
MTR_023976 | 10303 SE 210TH PL | LOT 45 STONEPINE |  |  | Non-Lead - Other | No |  | 0 | Installation date is after the lead ban |  |  |  |  | Non-Lead - Other |  |  | Installation date is after the lead ban |  |  |  |  | Non-Lead |  |  |  | Assumed
MTR_023230 | 21016 98TH AVE S | L18 WESTVIEW TERR #2 |  |  | Non-Lead - Other | No | 2008-10-29 | 0 | Rectified Plan |  |  |  |  | Non-Lead - Other |  |  | Statistical analysis |  |  |  |  | Non-Lead |  |  |  | Domestic
MTR_023232 | 21035 98TH AVE S | L21 WESTVIEW TERR. #2 |  |  | Non-Lead - Other | No | 2008-10-29 | 0 | Rectified Plan |  |  |  |  | Non-Lead - Other |  |  | Statistical analysis |  |  |  |  | Non-Lead |  |  |  | Domestic
MTR_023233 | 21043 98TH AVE S | L22 WESTVIEW TERR #2 |  |  | Non-Lead - Other | No | 2008-10-29 | 0 | Rectified Plan |  |  |  |  | Non-Lead - Other |  |  | Statistical analysis |  |  |  |  | Non-Lead |  |  |  | Domestic
MTR_023234 | 9726 S 212TH ST | L24 WESTVIEW TERR. #2 |  |  | Non-Lead - Other | No | 2008-10-29 | 0 | Rectified Plan |  |  |  |  | Non-Lead - Other |  |  | Statistical analysis |  |  |  |  | Non-Lead |  |  |  | Domestic
MTR_023980 | 21214 103RD CT SE | LOT 28 STONEPINE |  |  | Non-Lead - Other | No |  | 0 | Installation date is after the lead ban |  |  |  |  | Non-Lead - Other |  |  | Installation date is after the lead ban |  |  |  |  | Non-Lead |  |  |  | Assumed
MTR_023981 | 21208 103RD AVE SE | LOT 29 STONEPINE |  |  | Non-Lead - Other | No |  | 0 | Installation date is after the lead ban |  |  |  |  | Non-Lead - Other |  |  | Installation date is after the lead ban |  |  |  |  | Non-Lead |  |  |  | Assumed
MTR_023982 | 21204 103RD AVE SE | LOT 30 STONEPINE |  |  | Non-Lead - Other | No |  | 0 | Installation date is after the lead ban |  |  |  |  | Non-Lead - Other |  |  | Installation date is after the lead ban |  |  |  |  | Non-Lead |  |  |  | Assumed
MTR_023985 | 20827 102ND PL SE | LOT 4 STONEPINE |  |  | Non-Lead - Other | No |  | 0 | Installation date is after the lead ban |  |  |  |  | Non-Lead - Other |  |  | Installation date is after the lead ban |  |  |  |  | Non-Lead |  |  |  | Domestic
MTR_023987 | 20843 102ND PL SE | LOT 6 STONEPINE |  |  | Non-Lead - Other | No |  | 0 | Installation date is after the lead ban |  |  |  |  | Non-Lead - Other |  |  | Installation date is after the lead ban |  |  |  |  | Non-Lead |  |  |  | Domestic
MTR_023990 | 10335 SE 212TH ST | LOT 33 STONEPINE |  |  | Non-Lead - Other | No |  | 0 | Installation date is after the lead ban |  |  |  |  | Non-Lead - Other |  |  | Installation date is after the lead ban |  |  |  |  | Non-Lead |  |  |  | Domestic
MTR_023992 | 10347 SE 212TH ST | LOT 35 STONEPINE |  |  | Non-Lead - Other | No |  | 0 | Installation date is after the lead ban |  |  |  |  | Non-Lead - Other |  |  | Installation date is after the lead ban |  |  |  |  | Non-Lead |  |  |  | Assumed
MTR_023994 | 21203 108TH AVE SE | TAX LOT 119 8-22-5 |  |  | Non-Lead Plastic | No | 1995-08-30 | 0 | Rectified Plan | Yes | Visual inspection at the meter pit | 2024-01-31 |  | Non-Lead Plastic |  |  | Field inspection only with no records | Yes | Visual inspection at the meter pit | 2024-01-31 |  | Non-Lead |  |  |  | Domestic
MTR_023996 | 21235 102ND AVE SE | L 7 B 2 OLYMPIC VIEW HTS |  |  | Non-Lead - Other | Unknown |  | 0 | Statistical analysis |  |  |  |  | Non-Lead - Other |  |  | Statistical analysis |  |  |  |  | Non-Lead |  |  |  | Domestic
MTR_023997 | 10074 SE 213TH PL | LOT 8 B 2 OLYMPIC VIEW HTS |  |  | Non-Lead - Other | No |  | 0 | Installation date is after the lead ban |  |  |  |  | Non-Lead - Other |  |  | Installation date is after the lead ban |  |  |  |  | Non-Lead |  |  |  | Domestic
MTR_023998 | 21232 100TH PL SE | LOT 9 BLOCK 2 OLYMPIC VIEW HEIGHTS |  |  | Non-Lead - Other | Unknown |  | 0 | Statistical analysis |  |  |  |  | Non-Lead - Other |  |  | Statistical analysis |  |  |  |  | Non-Lead |  |  |  | Domestic
MTR_023999 | 21227 100TH PL SE | L 13 B 2 OLYMPIC VIEW HT |  |  | Non-Lead Plastic | Unknown |  | 0 | Converted CAD | Yes | Visual inspection at the meter pit | 2024-01-31 |  | Non-Lead Plastic |  |  | Field inspection only with no records | Yes | Visual inspection at the meter pit | 2024-01-31 |  | Non-Lead |  |  |  | Domestic
MTR_024285 | 21654 98TH AVE S | 9908-001660 |  |  | Non-Lead - Other | No |  | 0 | Installation date is after the lead ban |  |  |  |  | Non-Lead - Other |  |  | Installation date is after the lead ban |  |  |  |  | Non-Lead |  |  |  | Assumed
MTR_024003 | 10332 SE 209TH PL | LOT 74 STONEPINE |  |  | Non-Lead - Other | No |  | 0 | Installation date is after the lead ban |  |  |  |  | Non-Lead - Other |  |  | Installation date is after the lead ban |  |  |  |  | Non-Lead |  |  |  | Assumed
MTR_024004 | 10326 SE 209TH PL | LOT 75 STONEPINE |  |  | Non-Lead - Other | No |  | 0 | Installation date is after the lead ban |  |  |  |  | Non-Lead - Other |  |  | Installation date is after the lead ban |  |  |  |  | Non-Lead |  |  |  | Assumed
MTR_024005 | 10320 SE 209TH PL | LOT 76 STONEPINE |  |  | Non-Lead - Other | No |  | 0 | Installation date is after the lead ban |  |  |  |  | Non-Lead - Other |  |  | Installation date is after the lead ban |  |  |  |  | Non-Lead |  |  |  | Assumed
MTR_023827 | 21922 105TH AVE SE | L7&8 B2 MT.VIEW PARK 2 |  |  | Non-Lead - Other | No | 2004-04-20 | 0 | Rectified Plan |  |  |  |  | Non-Lead - Other |  |  | Statistical analysis |  |  |  |  | Non-Lead |  |  |  | Domestic
MTR_023828 | 21904 105TH AVE SE | L 6 B 2 MT.VIEW PARK 2 |  |  | Non-Lead Plastic | No | 2004-04-20 | 0 | Rectified Plan | Yes | Visual inspection at the meter pit | 2024-02-01 |  | Non-Lead Plastic |  |  | Field inspection only with no records | Yes | Visual inspection at the meter pit | 2024-02-01 |  | Non-Lead |  |  |  | Domestic
MTR_023829 | 10513 SE 219TH ST | L 5 B 2 MT.VIEW PARK 2 |  |  | Non-Lead - Other | No | 2004-04-20 | 0 | Rectified Plan |  |  |  |  | Non-Lead - Other |  |  | Statistical analysis |  |  |  |  | Non-Lead |  |  |  | Domestic
MTR_023830 | 10512 SE 219TH ST | L 2 B 2 MT.VIEW PARK 2 |  |  | Non-Lead - Other | No | 2004-04-20 | 0 | Rectified Plan |  |  |  |  | Non-Lead - Other |  |  | Statistical analysis |  |  |  |  | Non-Lead |  |  |  | Domestic
MTR_023235 | 9706 S 212TH ST | L26 WESTVIEW TERR. #2 |  |  | Non-Lead - Other | No | 2008-10-29 | 0 | Rectified Plan |  |  |  |  | Non-Lead - Other |  |  | Statistical analysis |  |  |  |  | Non-Lead |  |  |  | Domestic
MTR_023236 | 21022 97TH PL S | L28 WESTVIEW TERR. #2 |  |  | Non-Lead - Other | No | 2008-10-29 | 0 | Rectified Plan |  |  |  |  | Non-Lead - Other |  |  | Statistical analysis |  |  |  |  | Non-Lead |  |  |  | Domestic
MTR_023237 | 21004 97TH PL S | L30 WESTVIEW TERR. #2 |  |  | Non-Lead - Other | No | 2008-10-29 | 0 | Rectified Plan |  |  |  |  | Non-Lead - Other |  |  | Statistical analysis |  |  |  |  | Non-Lead |  |  |  | Domestic
MTR_023238 | 9811 S 210TH PL | L31 WESTVIEW TERR. #2 |  |  | Non-Lead - Other | No | 2008-10-29 | 0 | Rectified Plan |  |  |  |  | Non-Lead - Other |  |  | Statistical analysis |  |  |  |  | Non-Lead |  |  |  | Domestic
MTR_023239 | 9823 S 210TH PL | L33 WESTVIEW TERR. #2 |  |  | Non-Lead - Other | No | 2008-10-29 | 0 | Rectified Plan |  |  |  |  | Non-Lead - Other |  |  | Statistical analysis |  |  |  |  | Non-Lead |  |  |  | Domestic
MTR_024008 | 10315 SE 209TH PL | LOT 61 STONEPINE |  |  | Non-Lead - Other | No |  | 0 | Installation date is after the lead ban |  |  |  |  | Non-Lead - Other |  |  | Installation date is after the lead ban |  |  |  |  | Non-Lead |  |  |  | Domestic
MTR_024010 | 10323 SE 209TH PL | LOT 63 STONEPINE |  |  | Non-Lead - Other | No |  | 0 | Installation date is after the lead ban |  |  |  |  | Non-Lead - Other |  |  | Installation date is after the lead ban |  |  |  |  | Non-Lead |  |  |  | Domestic
MTR_024012 | 10339 SE 209TH PL | LOT 65 STONEPINE |  |  | Non-Lead - Other | No |  | 0 | Installation date is after the lead ban |  |  |  |  | Non-Lead - Other |  |  | Installation date is after the lead ban |  |  |  |  | Non-Lead |  |  |  | Domestic
MTR_023103 | 9920 S 216TH ST | LOT 24 MC CANNS WESTVIEW |  |  | Non-Lead Plastic | No | 2008-10-29 | 0 | Rectified Plan | Yes | Visual inspection at the meter pit | 2024-01-31 |  | Non-Lead Plastic |  |  | Field inspection only with no records | Yes | Visual inspection at the meter pit | 2024-01-31 |  | Non-Lead |  |  |  | Domestic
MTR_023104 | 21435 99TH AVE S | L 12 MCCANNS WESTVIEW |  |  | Non-Lead Plastic | No | 2008-10-29 | 0 | Rectified Plan | Yes | Visual inspection at the meter pit | 2024-01-31 |  | Copper |  |  | Field inspection only with no records | Yes | Visual inspection at the meter pit | 2024-01-31 |  | Non-Lead |  |  |  | Domestic
MTR_023106 | 21451 99TH AVE S | L 10 MCCANNS WESTVIEW |  |  | Non-Lead - Other | No | 2008-10-29 | 0 | Rectified Plan |  |  |  |  | Non-Lead - Other |  |  | Statistical analysis |  |  |  |  | Non-Lead |  |  |  | Domestic
MTR_023107 | 21457 99TH AVE S | L 9 MCCANNS WESTVIEW |  |  | Non-Lead Plastic | No | 2008-10-29 | 0 | Rectified Plan | Yes | Visual inspection at the meter pit | 2024-01-31 |  | Non-Lead Plastic |  |  | Field inspection only with no records | Yes | Visual inspection at the meter pit | 2024-01-31 |  | Non-Lead |  |  |  | Domestic
MTR_023108 | 21605 98TH AVE S | TL 34 7-22-5 |  |  | Non-Lead - Other | No | 2008-10-29 | 0 | Rectified Plan |  |  |  |  | Non-Lead - Other |  |  | Statistical analysis |  |  |  |  | Non-Lead |  |  |  | Domestic
MTR_022738 | 19913 117TH PL SE | LOT 8 SPRING HILL WEST |  |  | Non-Lead - Other | No | 2004-03-09 | 0 | Installation date is after the lead ban |  |  |  |  | Non-Lead - Other |  |  | Installation date is after the lead ban |  |  |  |  | Non-Lead |  |  |  | Domestic
MTR_011910 | 17019 106TH AVE SE | EAST 140 LOT 10 BLOCK 3 AKERS FAR MS #5 |  |  | Non-Lead Plastic | No | 1999-03-24 | 0 | Field inspection only with no records | Yes | Visual inspection at meter pit | 2023-02-03 |  | Non-Lead Plastic |  |  | Field inspection only with no records | Yes | Visual inspection at meter pit | 2023-02-03 |  | Non-Lead |  |  |  | Domestic
MTR_011911 | 17023 106TH AVE SE | EAST 140 LOT 11 BLOCK 3 AKERS FAR MS #5 |  |  | Non-Lead Plastic | No | 1999-03-24 | 0 | Field inspection only with no records | Yes | Visual inspection at meter pit | 2023-02-03 |  | Non-Lead Plastic |  |  | Field inspection only with no records | Yes | Visual inspection at meter pit | 2023-02-03 |  | Non-Lead |  |  |  | Domestic
MTR_011912 | 17029 106TH AVE SE | EAST 140 LOT 12 BLOCK 3 AKERS FAR MS #5 |  |  | Non-Lead Plastic | No | 1999-03-24 | 0 | Field inspection only with no records | Yes | Visual inspection at meter pit | 2023-02-03 |  | Non-Lead Plastic |  |  | Field inspection only with no records | Yes | Visual inspection at meter pit | 2023-02-03 |  | Non-Lead |  |  |  | Domestic
MTR_011915 | 3507 CEDAR AVE S | TL103 W1/2 SEC 29-23-5 |  |  | Non-Lead Plastic | Unknown |  | 0.75 | Field inspection only with no records | Yes | Visual inspection at meter pit | 2023-02-03 |  | Non-Lead Plastic |  |  | Field inspection only with no records | Yes | Visual inspection at meter pit | 2023-02-03 |  | Non-Lead |  |  |  | Assumed
MTR_011873 | 16663 105TH AVE SE | EAST 1/2 LOT 5 BLOCK 2 AKERS FARMS |  |  | Non-Lead - Other | No | 1999-03-24 | 0 | Rectified Plan |  |  |  |  | Non-Lead - Other |  |  | Statistical analysis |  |  |  |  | Non-Lead |  |  |  | Domestic
MTR_011874 | 16803 105TH AVE SE | EAST 1/2 LOT 6 BLOCK 2 AKERS FARMS |  |  | Non-Lead - Other | No | 1999-03-24 | 0 | Installation date is after the lead ban |  |  |  |  | Non-Lead - Other |  |  | Installation date is after the lead ban |  |  |  |  | Non-Lead |  |  |  | Domestic
MTR_011876 | 16815 105TH AVE SE | EAST 1/2 LOT 7 BLOCK 2 AKERS FARMS #5 |  |  | Non-Lead - Other | No | 1999-03-24 | 0 | Rectified Plan |  |  |  |  | Non-Lead - Other |  |  | Statistical analysis |  |  |  |  | Non-Lead |  |  |  | Domestic
MTR_011878 | 16821 105TH AVE SE | 9907-000320 |  |  | Non-Lead Plastic | No | 1999-03-24 | 0 | Field inspection only with no records | Yes | Visual inspection at meter pit | 2023-02-03 |  | Non-Lead Plastic |  |  | Field inspection only with no records | Yes | Visual inspection at meter pit | 2023-02-03 |  | Non-Lead |  |  |  | Domestic
MTR_011827 | 16628 106TH AVE SE | W 140 LOT 3 BLK 4 AKERS FARMS #5 + W 160'- S 60' |  |  | Non-Lead Plastic | No | 1999-03-24 | 0 | Field inspection only with no records | Yes | Visual inspection at meter pit | 2023-02-03 |  | Non-Lead Plastic |  |  | Field inspection only with no records | Yes | Visual inspection at meter pit | 2023-02-03 |  | Non-Lead |  |  |  | Domestic
MTR_011829 | 16612 106TH AVE SE | LOT 1 BLK 4 AKERS FARMS #5 - N303. 76' LESS S 72' |  |  | Non-Lead - Other | No | 1999-03-24 | 0 | Rectified Plan |  |  |  |  | Non-Lead - Other |  |  | Statistical analysis |  |  |  |  | Non-Lead |  |  |  | Domestic
MTR_011835 | 16602 106TH AVE SE | LOT 1 BLK 4 AKERS FARMS #5 - N 178 .76' - S 213' |  |  | Non-Lead - Other | No | 1999-03-24 | 0 | Rectified Plan |  |  |  |  | Non-Lead - Other |  |  | Statistical analysis |  |  |  |  | Non-Lead |  |  |  | Domestic
MTR_011841 | 10414 SE 166TH ST | PORTION LOT 2 BLOCK A AKERS FARMS #5 |  |  | Non-Lead Plastic | No | 1999-03-24 | 0 | Field inspection only with no records | Yes | Visual inspection at meter pit | 2023-02-03 |  | Non-Lead Plastic |  |  | Field inspection only with no records | Yes | Visual inspection at meter pit | 2023-02-03 |  | Non-Lead |  |  |  | Domestic
MTR_011851 | 3251 CEDAR AVE S | TAX LOT 46 S-T-R- 29-23-5 |  |  | Non-Lead - Other | No |  | 0.75 | Installation date is after the lead ban |  |  |  |  | Non-Lead - Other |  |  | Installation date is after the lead ban |  |  |  |  | Non-Lead |  |  |  | Assumed
MTR_011854 | 10526 SE 172ND ST | EAST PORTION OF LOT 13 BLK 3 AKERS FARMS #5 |  |  | Non-Lead Plastic | No |  | 0.75 | Field inspection only with no records | Yes | Visual inspection at meter pit | 2023-03-28 |  | Non-Lead Plastic |  |  | Field inspection only with no records | Yes | Visual inspection at meter pit | 2023-03-28 |  | Non-Lead |  |  |  | Assumed
MTR_011866 | 16624 104TH AVE SE | S 65 235 FT LOT 2 BLOCK 2 AKERS FA RMS #5 |  |  | Non-Lead - Other | No | 1995-08-29 | 0 | Rectified Plan |  |  |  |  | Non-Lead - Other |  |  | Statistical analysis |  |  |  |  | Non-Lead |  |  |  | Domestic
MTR_011871 | 16617 105TH AVE SE | N 65.235 LESS W 127 L 2 BLK 2 AKE R'S FARMS #5 |  |  | Non-Lead - Other | No | 1999-03-24 | 0 | Rectified Plan |  |  |  |  | Non-Lead - Other |  |  | Statistical analysis |  |  |  |  | Non-Lead |  |  |  | Domestic
MTR_019676 | 11203 SE 186TH ST | L 8 B 4 WALHAVEN |  |  | Non-Lead - Other | Unknown |  | 0 | Statistical analysis |  |  |  |  | Non-Lead - Other |  |  | Statistical analysis |  |  |  |  | Non-Lead |  |  |  | Domestic
MTR_019677 | 11219 SE 186TH ST | L 6 B 4 WALHAVEN |  |  | Non-Lead - Other | Unknown |  | 0 | Statistical analysis |  |  |  |  | Non-Lead - Other |  |  | Statistical analysis |  |  |  |  | Non-Lead |  |  |  | Domestic
MTR_019678 | 11227 SE 186TH ST | L 5 B 4 WALHAVEN |  |  | Non-Lead - Other | Unknown |  | 0 | Statistical analysis |  |  |  |  | Non-Lead - Other |  |  | Statistical analysis |  |  |  |  | Non-Lead |  |  |  | Domestic
MTR_019679 | 11235 SE 186TH ST | LOT 4 BLOCK 4 WALHAVEN |  |  | Non-Lead - Other | Unknown |  | 0 | Statistical analysis |  |  |  |  | Non-Lead - Other |  |  | Statistical analysis |  |  |  |  | Non-Lead |  |  |  | Domestic
MTR_019684 | 18624 112TH AVE SE | TAX LOT 323 SECTION 32-23-05 |  |  | Non-Lead - Other | No |  | 0 | Installation date is after the lead ban |  |  |  |  | Non-Lead - Other |  |  | Installation date is after the lead ban |  |  |  |  | Non-Lead |  |  |  | Domestic
MTR_019685 | 11225 SE 186TH LN | L 3 OF SMITH SHORT PLAT |  |  | Non-Lead - Other | Unknown |  | 0 | Statistical analysis |  |  |  |  | Non-Lead - Other |  |  | Statistical analysis |  |  |  |  | Non-Lead |  |  |  | Domestic
MTR_019686 | 18639 110TH PL SE | LOT 12 RUDDELLS 1ST ADD. |  |  | Non-Lead Plastic | No |  | 0 | Field inspection only with no records | Yes | Visual inspection at meter pit | 2023-01-25 |  | Non-Lead Plastic |  |  | Field inspection only with no records | Yes | Visual inspection at meter pit | 2023-01-25 |  | Non-Lead |  |  |  | Domestic
MTR_019687 | 18645 110TH PL SE | LOT 13 RUDDELLS 1ST ADD. |  |  | Non-Lead - Other | No |  | 0 | Installation date is after the lead ban |  |  |  |  | Non-Lead - Other |  |  | Installation date is after the lead ban |  |  |  |  | Non-Lead |  |  |  | Domestic
MTR_019691 | 18662 110TH PL SE | LOT 17 RUDDELLS 1ST ADD. |  |  | Non-Lead - Other | No |  | 0 | Installation date is after the lead ban |  |  |  |  | Non-Lead - Other |  |  | Installation date is after the lead ban |  |  |  |  | Non-Lead |  |  |  | Domestic
MTR_019704 | 11257 SE 186TH ST | L 1 B 4 WALHAVEN |  |  | Non-Lead Plastic | Unknown |  | 0 | Field inspection only with no records | Yes | Visual inspection at meter pit | 2023-09-29 |  | Non-Lead Copper |  |  | Field inspection only with no records | Yes | Visual inspection at meter pit | 2023-09-29 |  | Non-Lead |  |  |  | Domestic
MTR_019705 | 18624 114TH AVE SE | 9919-001225 |  |  | Non-Lead - Other | No |  | 0 | Installation date is after the lead ban |  |  |  |  | Non-Lead - Other |  |  | Installation date is after the lead ban |  |  |  |  | Non-Lead |  |  |  | Domestic
MTR_019707 | 11419 SE 186TH ST | L4 B3 WALLHAVEN |  |  | Non-Lead - Other | No |  | 0 | Installation date is after the lead ban |  |  |  |  | Non-Lead - Other |  |  | Installation date is after the lead ban |  |  |  |  | Non-Lead |  |  |  | Domestic
MTR_019708 | 11427 SE 186TH ST | L 3 B 3 WALHAVEN |  |  | Non-Lead - Other | Unknown |  | 0 | Statistical analysis |  |  |  |  | Non-Lead - Other |  |  | Statistical analysis |  |  |  |  | Non-Lead |  |  |  | Domestic
MTR_019709 | 11435 SE 186TH ST | L 2 B 3 WALHAVEN |  |  | Non-Lead - Other | Unknown |  | 0 | Statistical analysis |  |  |  |  | Non-Lead - Other |  |  | Statistical analysis |  |  |  |  | Non-Lead |  |  |  | Domestic
MTR_019720 | 18628 109TH AVE SE | LOT 10 PANTHER LAKE ESTATES |  |  | Non-Lead - Other | No |  | 0 | Installation date is after the lead ban |  |  |  |  | Non-Lead - Other |  |  | Installation date is after the lead ban |  |  |  |  | Non-Lead |  |  |  | Domestic
MTR_019725 | 10933 SE 186TH ST | L 5 B 2 WALHAVEN NO 2 |  |  | Non-Lead - Other | Unknown |  | 0 | Statistical analysis |  |  |  |  | Non-Lead - Other |  |  | Statistical analysis |  |  |  |  | Non-Lead |  |  |  | Domestic
MTR_011907 | 16815 106TH AVE SE | EAST 140 LOT 7 BLOCK 3 AKERS FARM S #5 |  |  | Non-Lead - Other | No | 1999-03-24 | 0 | Rectified Plan |  |  |  |  | Non-Lead - Other |  |  | Statistical analysis |  |  |  |  | Non-Lead |  |  |  | Domestic
MTR_019727 | 10856 SE 192ND ST | LOT 11 PANTHER LAKE GARDEN TRACTS |  |  | Non-Lead Plastic | Unknown |  | 0 | Field inspection only with no records | Yes | Visual inspection at meter pit | 2023-01-27 |  | Non-Lead Plastic |  |  | Field inspection only with no records | Yes | Visual inspection at meter pit | 2023-01-27 |  | Non-Lead |  |  |  | Assumed
MTR_019730 | 10814 SE 192ND ST | TL 161 E1/2 SEC 32-23-5 |  |  | Non-Lead - Other | Unknown |  | 0 | Statistical analysis |  |  |  |  | Non-Lead - Other |  |  | Statistical analysis |  |  |  |  | Non-Lead |  |  |  | Assumed
MTR_028277 | 22007 129TH PL SE | LOT 41 SUMMER GLEN EAST (STRATHMORE ) |  |  | Non-Lead - Other | No | 1995-08-28 | 0 | Installation date is after the lead ban |  |  |  |  | Non-Lead Plastic |  |  | Field inspection only with no records | Yes | Visual inspection at meter pit | 2022-12-30 |  | Non-Lead |  |  |  | Domestic
MTR_004559 | 23211 118TH PL SE | LOT 20 PINERIDGE |  |  | Non-Lead - Other | No | 2008-09-03 | 0 | Rectified Plan | No |  |  |  | Non-Lead - Other |  |  | Installation date is after the lead ban |  |  |  |  | Non-Lead |  |  |  | Domestic
MTR_019738 | 10941 SE 189TH ST | LOT 2 BENSON WOODS |  |  | Non-Lead - Other | No |  | 0 | Installation date is after the lead ban |  |  |  |  | Non-Lead - Other |  |  | Installation date is after the lead ban |  |  |  |  | Non-Lead |  |  |  | Domestic
MTR_022461 | 10859 SE 192ND ST | 9919-002820 |  |  | Non-Lead - Other | Unknown |  | 0 | Statistical analysis |  |  |  |  | Non-Lead - Other |  |  | Statistical analysis |  |  |  |  | Non-Lead |  |  |  | Assumed
MTR_022463 | 11043 SE 192ND ST | 9919-003010 |  |  | Non-Lead - Other | Unknown |  | 0 | Statistical analysis |  |  |  |  | Non-Lead - Other |  |  | Statistical analysis |  |  |  |  | Non-Lead |  |  |  | Assumed
MTR_022464 | 11061 SE 192ND ST | 9919-003030 |  |  | Non-Lead - Other | Unknown |  | 0 | Statistical analysis |  |  |  |  | Non-Lead - Other |  |  | Statistical analysis |  |  |  |  | Non-Lead |  |  |  | Assumed
MTR_022465 | 11215 SE 192ND ST | TL 280 S-T-R 05-22-05 |  |  | Non-Lead - Other | Unknown |  | 0 | Statistical analysis |  |  |  |  | Non-Lead - Other |  |  | Statistical analysis |  |  |  |  | Non-Lead |  |  |  | Assumed
MTR_022468 | 19402 108TH AVE SE | N66 OF TR 14 PANTHER LK |  |  | Non-Lead - Other | Unknown |  | 0 | Statistical analysis |  |  |  |  | Non-Lead - Other |  |  | Statistical analysis |  |  |  |  | Non-Lead |  |  |  | Assumed
MTR_019742 | 10828 SE 190TH PL | LOT 11 PANTHER LAKE GARDEN TRACTS |  |  | Non-Lead - Other | Unknown |  | 0 | Statistical analysis |  |  |  |  | Non-Lead - Other |  |  | Statistical analysis |  |  |  |  | Non-Lead |  |  |  | Domestic
MTR_027327 | 23921 135TH PL SE | LOT 2 MERIDIAN EAST |  |  | Non-Lead Plastic | No | 1988-04-01 | 0 | Field inspection only with no records | Yes | Visual inspection at meter pit | 2023-10-28 |  | Non-Lead Plastic |  |  | Field inspection only with no records | Yes | Visual inspection at meter pit | 2023-10-28 |  | Non-Lead |  |  |  | Domestic
MTR_027329 | 23427 134TH CT SE | LOT 10 BIRCHWOOD ACRES |  |  | Non-Lead - Plastic | No | 1995-10-18 | 1 | Rectified Plan | No |  |  |  | Non-Lead - Other |  |  | Installation date is after the lead ban |  |  |  |  | Non-Lead |  |  |  | Domestic
MTR_027330 | 13203 SE 233RD ST | LOT 1 WILDWOOD ESTATES #1 |  |  | Non-Lead Plastic | No |  | 0 | Field inspection only with no records | Yes | Visual inspection at meter pit | 2023-10-28 |  | Non-Lead Plastic |  |  | Field inspection only with no records | Yes | Visual inspection at meter pit | 2023-10-28 |  | Non-Lead |  |  |  | Domestic
MTR_019743 | 11206 SE 188TH PL | LOT 42 CHINQUAPIN RIDGE |  |  | Non-Lead - Other | No | 1995-09-19 | 0 | Installation date is after the lead ban |  |  |  |  | Non-Lead - Other |  |  | Installation date is after the lead ban |  |  |  |  | Non-Lead |  |  |  | Domestic
MTR_022469 | 11214 SE 196TH ST | TAX LOT 72 S-T-R NE 1/4 5-22-5 |  |  | Non-Lead - Other | Unknown |  | 0 | Statistical analysis |  |  |  |  | Non-Lead - Other |  |  | Statistical analysis |  |  |  |  | Non-Lead |  |  |  | Assumed
MTR_022471 | 10810 SE 196TH ST | LOT 2 KCSP 784083 |  |  | Non-Lead - Other | Unknown |  | 0 | Statistical analysis |  |  |  |  | Non-Lead - Other |  |  | Statistical analysis |  |  |  |  | Non-Lead |  |  |  | Assumed
MTR_019748 | 18802 111TH PL SE | L3 GARDENVIEW EST |  |  | Non-Lead - Other | No |  | 0 | Installation date is after the lead ban |  |  |  |  | Non-Lead - Other |  |  | Installation date is after the lead ban |  |  |  |  | Non-Lead |  |  |  | Domestic
MTR_019751 | 18710 111TH PL SE | LOT35 RUDDELLS 1ST ADDN |  |  | Non-Lead Plastic | No |  | 0 | Field inspection only with no records | Yes | Visual inspection at meter pit | 2023-09-29 |  | Non-Lead Plastic |  |  | Field inspection only with no records | Yes | Visual inspection at meter pit | 2023-09-29 |  | Non-Lead |  |  |  | Domestic
MTR_019753 | 11047 SE 187TH CT | LOT 33 RUDDELLS 1ST ADD |  |  | Non-Lead Plastic | No |  | 0 | Field inspection only with no records | Yes | Visual inspection at meter pit | 2023-09-29 |  | Non-Lead Plastic |  |  | Field inspection only with no records | Yes | Visual inspection at meter pit | 2023-09-29 |  | Non-Lead |  |  |  | Domestic
MTR_019756 | 18822 110TH CT SE | LOT 14 GARDENVIEW ESTATES |  |  | Non-Lead - Other | No |  | 0 | Installation date is after the lead ban |  |  |  |  | Non-Lead - Other |  |  | Installation date is after the lead ban |  |  |  |  | Non-Lead |  |  |  | Domestic
MTR_018872 | 10382 SE 187TH PL | LOT 54 FREDERICKS PLACE |  |  | Non-Lead - Other | No | 1995-09-21 | 0 | Installation date is after the lead ban |  |  |  |  | Non-Lead - Other |  |  | Installation date is after the lead ban |  |  |  |  | Non-Lead |  |  |  | Domestic
MTR_023276 | 21220 95TH CT S | LOT 10 EVERGREEN HILLS |  |  | Non-Lead - Other | No |  | 0 | Installation date is after the lead ban |  |  |  |  | Non-Lead - Other |  |  | Installation date is after the lead ban |  |  |  |  | Non-Lead |  |  |  | Domestic
MTR_023277 | 21217 95TH CT S | LOT 11 EVERGREEN HILLS |  |  | Non-Lead - Other | No |  | 0 | Installation date is after the lead ban |  |  |  |  | Non-Lead - Other |  |  | Installation date is after the lead ban |  |  |  |  | Non-Lead |  |  |  | Domestic
MTR_023278 | 21211 95TH CT S | LOT 12 EVERGREEN HILLS |  |  | Non-Lead - Other | No |  | 0 | Installation date is after the lead ban |  |  |  |  | Non-Lead - Other |  |  | Installation date is after the lead ban |  |  |  |  | Non-Lead |  |  |  | Domestic
MTR_023279 | 21224 95TH PL S | LOT 13 EVERGREEN HILLS |  |  | Non-Lead - Other | No |  | 0 | Installation date is after the lead ban |  |  |  |  | Non-Lead - Other |  |  | Installation date is after the lead ban |  |  |  |  | Non-Lead |  |  |  | Domestic
MTR_023280 | 21223 95TH PL S | LOT 14 EVERGREEN HILLS |  |  | Non-Lead - Other | No |  | 0 | Installation date is after the lead ban |  |  |  |  | Non-Lead - Other |  |  | Installation date is after the lead ban |  |  |  |  | Non-Lead |  |  |  | Domestic
MTR_023170 | 21311 98TH AVE S | L 46 WESTVIEW TERRACE 3 |  |  | Non-Lead - Other | No | 2008-10-29 | 0 | Rectified Plan |  |  |  |  | Non-Lead - Other |  |  | Statistical analysis |  |  |  |  | Non-Lead |  |  |  | Domestic
MTR_023171 | 21321 98TH AVE S | L 45 WESTVIEW TERRACE 3 |  |  | Non-Lead - Other | No | 2008-10-29 | 0 | Rectified Plan |  |  |  |  | Non-Lead - Other |  |  | Statistical analysis |  |  |  |  | Non-Lead |  |  |  | Domestic
MTR_019769 | 19139 114TH PL SE | LOT 1 KING CO S.P #S90S0205 (EAST HILL COURT) |  |  | Non-Lead Plastic | No | 1995-10-02 | 0 | Field inspection only with no records | Yes | Visual inspection at meter pit | 2023-09-29 |  | Non-Lead Plastic |  |  | Field inspection only with no records | Yes | Visual inspection at meter pit | 2023-09-29 |  | Non-Lead |  |  |  | Domestic
MTR_023285 | 9406 S 213TH ST | LOT 3 CITY OF KENT SHORT PLAT #87-9 |  |  | Non-Lead - Other | No |  | 0 | Installation date is after the lead ban |  |  |  |  | Non-Lead - Other |  |  | Installation date is after the lead ban |  |  |  |  | Non-Lead |  |  |  | Assumed
MTR_019774 | 11026 SE 186TH PL | LOT4 RUDDELLS 1ST ADDN |  |  | Non-Lead - Other | No |  | 0 | Installation date is after the lead ban |  |  |  |  | Non-Lead - Other |  |  | Installation date is after the lead ban |  |  |  |  | Non-Lead |  |  |  | Domestic
MTR_015736 | 10130 SE CARR RD | PAR A T/L78 SEC 32-23-5 |  |  | Non-Lead - Other | Unknown |  | 0 | Statistical analysis |  |  |  |  | Non-Lead - Other |  |  | Statistical analysis |  |  |  |  | Non-Lead |  |  |  | Domestic
MTR_018227 | 14108 SE 182ND ST | LOT 81 FAIRWOOD FIRS |  |  | Non-Lead Plastic | No |  | 0 | Field inspection only with no records | Yes | Visual inspection at meter pit | 2023-10-14 |  | Non-Lead Plastic |  |  | Field inspection only with no records | Yes | Visual inspection at meter pit | 2023-10-14 |  | Non-Lead |  |  |  | Assumed
MTR_018228 | 14102 SE 182ND ST | LOT 82 FAIRWOOD FIRS |  |  | Non-Lead - Other | No | 1986-05-01 | 0 | Installation date is after the lead ban |  |  |  |  | Non-Lead - Other |  |  | Installation date is after the lead ban |  |  |  |  | Non-Lead |  |  |  | Domestic
MTR_018229 | 18118 141ST AVE SE | LOT 83 FAIRWOOD FIRS |  |  | Non-Lead Plastic | No | 1986-05-01 | 0 | Field inspection only with no records | Yes | Visual inspection at meter pit | 2023-11-30 |  | Non-Lead - Other |  |  | Installation date is after the lead ban |  |  |  |  | Non-Lead |  |  |  | Domestic
MTR_018230 | 18112 141ST AVE SE | LOT 84 FAIRWOOD FIRS |  |  | Non-Lead - Other | No | 1986-05-01 | 0 | Installation date is after the lead ban |  |  |  |  | Non-Lead - Other |  |  | Installation date is after the lead ban |  |  |  |  | Non-Lead |  |  |  | Domestic
MTR_018231 | SPRK'LR FAIRWOOD FIRS-TRCT C | SPRK'LR FAIRWOOD FIRS-TRCT C |  |  | Non-Lead - Other | Unknown |  | 0 | Statistical analysis |  |  |  |  | Non-Lead - Other |  |  | Statistical analysis |  |  |  |  | Non-Lead |  |  |  | Assumed
MTR_019782 | 11019 SE 186TH ST | L 8 B 2 WALHAVEN NO 2 |  |  | Non-Lead Plastic | Unknown |  | 0 | Field inspection only with no records | Yes | Visual inspection at meter pit | 2023-11-27 |  | Non-Lead Plastic |  |  | Field inspection only with no records | Yes | Visual inspection at meter pit | 2023-11-27 |  | Non-Lead |  |  |  | Domestic
MTR_019783 | 11025 SE 186TH ST | L 9 B 2 WALHAVEN NO 2 |  |  | Non-Lead - Other | Unknown |  | 0 | Statistical analysis |  |  |  |  | Non-Lead - Other |  |  | Statistical analysis |  |  |  |  | Non-Lead |  |  |  | Domestic
MTR_019784 | 11033 SE 186TH ST | LOT 10 BLOCK 2 WALHAVEN #2 |  |  | Non-Lead Plastic | Unknown |  | 0 | Field inspection only with no records | Yes | Visual inspection at meter pit | 2023-09-29 |  | Non-Lead Plastic |  |  | Field inspection only with no records | Yes | Visual inspection at meter pit | 2023-09-29 |  | Non-Lead |  |  |  | Domestic
MTR_019785 | 11055 SE 186TH ST | L 13 B 2 WALHAVEN NO 2 |  |  | Non-Lead Plastic | Unknown |  | 0 | Field inspection only with no records | Yes | Visual inspection at meter pit | 2023-09-29 |  | Non-Lead Plastic |  |  | Field inspection only with no records | Yes | Visual inspection at meter pit | 2023-09-29 |  | Non-Lead |  |  |  | Domestic
MTR_015932 | 14414 SE 184TH PL | LOT 17 FAIRWOOD FIRS #2 |  |  | Non-Lead - Other | No | 1988-09-27 | 0 | Installation date is after the lead ban |  |  |  |  | Non-Lead - Other |  |  | Installation date is after the lead ban |  |  |  |  | Non-Lead |  |  |  | Domestic
MTR_015933 | 14408 SE 184TH PL | LOT 18 FAIRWOOD FIRS 2 |  |  | Non-Lead Plastic | No | 1988-09-27 | 0 | Field inspection only with no records | Yes | Visual inspection at meter pit | 2023-10-14 |  | Non-Lead Plastic |  |  | Field inspection only with no records | Yes | Visual inspection at meter pit | 2023-10-14 |  | Non-Lead |  |  |  | Domestic
MTR_015934 | 14402 SE 184TH PL | LOT 19 FAIRWOOD FIRS #2 |  |  | Non-Lead - Other | No | 1988-09-27 | 0 | Installation date is after the lead ban |  |  |  |  | Non-Lead - Other |  |  | Installation date is after the lead ban |  |  |  |  | Non-Lead |  |  |  | Domestic
MTR_015935 | 14322 SE 184TH PL | LOT 8 FAIRWOOD POND ESTATES |  |  | Non-Lead Plastic | No | 1989-02-10 | 0 | Field inspection only with no records | Yes | Visual inspection at meter pit | 2023-10-14 |  | Non-Lead Plastic |  |  | Field inspection only with no records | Yes | Visual inspection at meter pit | 2023-10-14 |  | Non-Lead |  |  |  | Domestic
MTR_015936 | 14316 SE 184TH PL | LOT 7 FAIRWOOD POND ESTATES |  |  | Non-Lead - Other | No | 1989-02-10 | 0 | Installation date is after the lead ban |  |  |  |  | Non-Lead - Other |  |  | Installation date is after the lead ban |  |  |  |  | Non-Lead |  |  |  | Domestic
MTR_018236 | 18023 140TH CT SE | LOT 89 FAIRWOOD FIRS |  |  | Non-Lead - Other | No | 1986-05-01 | 0 | Installation date is after the lead ban |  |  |  |  | Non-Lead - Other |  |  | Installation date is after the lead ban |  |  |  |  | Non-Lead |  |  |  | Domestic
MTR_018237 | 18027 140TH CT SE | LOT 90 FAIRWOOD FIRS |  |  | Non-Lead - Other | No | 1986-05-01 | 0 | Installation date is after the lead ban |  |  |  |  | Non-Lead - Other |  |  | Installation date is after the lead ban |  |  |  |  | Non-Lead |  |  |  | Domestic
MTR_018273 | 18115 143RD AVE SE | LOT 59 FAIRWOOD FIRS |  |  | Non-Lead - Other | No | 1986-05-01 | 0 | Installation date is after the lead ban |  |  |  |  | Non-Lead - Other |  |  | Installation date is after the lead ban |  |  |  |  | Non-Lead |  |  |  | Domestic
MTR_018274 | 144TH SE/182 BETW LOTS 60/59 | 144TH SE/182 BETW LOTS 60/59 |  |  | Non-Lead - Other | Unknown |  | 0 | Statistical analysis |  |  |  |  | Non-Lead - Other |  |  | Statistical analysis |  |  |  |  | Non-Lead |  |  |  | Assumed
MTR_018275 | 18211 143RD AVE SE | LOT 61 FAIRWOOD FIRS |  |  | Non-Lead - Other | No | 1986-05-01 | 0 | Installation date is after the lead ban |  |  |  |  | Non-Lead - Other |  |  | Installation date is after the lead ban |  |  |  |  | Non-Lead |  |  |  | Domestic
MTR_018238 | 14202 SE 183RD ST | LOT 64 FAIRWOOD FIRS |  |  | Non-Lead - Other | No | 1986-05-01 | 0 | Installation date is after the lead ban |  |  |  |  | Non-Lead - Other |  |  | Installation date is after the lead ban |  |  |  |  | Non-Lead |  |  |  | Domestic
MTR_018239 | 18113 141ST AVE SE | LOT 5 FAIRWOOD FIRS |  |  | Non-Lead - Other | No | 1986-05-01 | 0 | Installation date is after the lead ban |  |  |  |  | Non-Lead - Other |  |  | Installation date is after the lead ban |  |  |  |  | Non-Lead |  |  |  | Domestic
MTR_017421 | 11620 SE 180TH ST | L9 B1 NW GARDEN TR 1 |  |  | Non-Lead Plastic | No | 1975-08-05 | 0 | Field inspection only with no records | Yes | Visual inspection at meter pit | 2023-10-13 |  | Non-Lead Plastic |  |  | Field inspection only with no records | Yes | Visual inspection at meter pit | 2023-10-13 |  | Non-Lead |  |  |  | Assumed
MTR_025691 | 12771 SE 211TH ST | LOT 9 LAUREL SPRINGS |  |  | Non-Lead - Other | No | 2003-12-11 | 0 | Installation date is after the lead ban |  |  |  |  | Non-Lead Plastic |  |  | Field inspection only with no records | Yes | Visual inspection at meter pit | 2023-01-20 |  | Non-Lead |  |  |  | Domestic
MTR_004651 | 23627 127TH CT SE | LOT 15 WINSBERG HAVEN (FIELDSTONE) |  |  | Non-Lead - Other | No | 1995-08-22 | 0 | Rectified Plan | No |  |  |  | Non-Lead Plastic |  |  | Field inspection only with no records | Yes | Visual inspection at meter pit | 2022-12-23 |  | Non-Lead |  |  |  | Domestic
MTR_012569 | 18227 169TH AVE SE | LOT 49 TROVITSKY PARK 2 |  |  | Non-Lead - Other | No | 2003-03-14 | 4 | Rectified Plan | No |  |  |  | Non-Lead - Other |  |  | Installation date is after the lead ban |  |  |  |  | Non-Lead |  |  |  | Domestic
MTR_024849 | 20220 140TH AVE SE | LOT 1 K.C.SHORT PLAT #387010(TAX LO T 301 3-22-5) |  |  | Non-Lead - Other | No |  | 0 | Installation date is after the lead ban |  |  |  |  | Non-Lead - Other |  |  | Installation date is after the lead ban |  |  |  |  | Non-Lead |  |  |  | Assumed
MTR_016180 | 17829 162ND AVE SE | LOT 49 CANDLEWOOD RIDGE #3 |  |  | Non-Lead Plastic | No | 1977-07-13 | 1 | Field inspection only with no records | Yes | Visual inspection at meter pit | 2023-11-30 |  | Non-Lead Plastic |  |  | Field inspection only with no records | Yes | Visual inspection at meter pit | 2023-11-30 |  | Non-Lead |  |  |  | Domestic
MTR_019256 | 9485 S 196TH PL | LOT 3 OLYMPIC PEAK ESTATES |  |  | Non-Lead - Other | No | 2004-07-14 | 0 | Installation date is after the lead ban |  |  |  |  | Non-Lead - Other |  |  | Installation date is after the lead ban |  |  |  |  | Non-Lead |  |  |  | Domestic
MTR_019260 | 9442 S 196TH PL | LOT 25 SHADY ESTATES |  |  | Non-Lead - Other | No | 2004-07-14 | 0 | Installation date is after the lead ban |  |  |  |  | Non-Lead - Other |  |  | Installation date is after the lead ban |  |  |  |  | Non-Lead |  |  |  | Domestic
MTR_023682 | 10225 SE 224TH ST | LOT 3 MANZ ADDITION |  |  | Non-Lead - Other | No |  | 0 | Installation date is after the lead ban |  |  |  |  | Non-Lead - Other |  |  | Installation date is after the lead ban |  |  |  |  | Non-Lead |  |  |  | Assumed
MTR_004662 | 20205 124TH AVE SE | TL55 W1/2 SEC 4-22-5 |  |  | Non-Lead - Other | Unknown |  | 0 | Statistical analysis |  |  |  |  | Non-Lead Plastic |  |  | Field inspection only with no records | Yes | Visual inspection at meter pit | 2023-01-14 |  | Non-Lead |  |  |  | Assumed
MTR_011884 | 17022 105TH AVE SE | LOT 12 BLK 3 AKERS FARMS 5 |  |  | Non-Lead - Other | No |  | 0.75 | Installation date is after the lead ban |  |  |  |  | Non-Lead - Other |  |  | Installation date is after the lead ban |  |  |  |  | Non-Lead |  |  |  | Assumed
MTR_027755 | 12010 SE 222ND PL | L96 MEADOWGREEN EST |  |  | Non-Lead Plastic | No |  | 0 | Field inspection only with no records | Yes | Visual inspection at meter pit | 2023-09-02 |  | Non-Lead Plastic |  |  | Field inspection only with no records | Yes | Visual inspection at meter pit | 2023-09-02 |  | Non-Lead |  |  |  | Domestic
MTR_014549 | 12210 SE PETROVITSKY RD | BUILDING 6-STONEBROOK APARTMENTS |  |  | Non-Lead - Other | No | 2004-04-02 | 1.5 | Installation date is after the lead ban |  |  |  |  | Non-Lead - Other |  |  | Installation date is after the lead ban |  |  |  |  | Non-Lead |  |  |  | Fire
MTR_022472 | 19384 113TH PL SE | LOT 19 PANTHER MEADOWS |  |  | Non-Lead - Other | No | 2004-07-26 | 0 | Installation date is after the lead ban |  |  |  |  | Non-Lead - Other |  |  | Installation date is after the lead ban |  |  |  |  | Non-Lead |  |  |  | Domestic
MTR_019790 | 18927 108TH LN SE | LOT 2 BELGROVE @ RENTON PH 1 |  |  | Non-Lead - Other | No | 2004-06-30 | 0 | Installation date is after the lead ban |  |  |  |  | Non-Lead - Other |  |  | Installation date is after the lead ban |  |  |  |  | Non-Lead |  |  |  | Domestic
MTR_019791 | 18923 108TH LN SE | LOT 4 BELGROVE @ RENTON PH 1 |  |  | Non-Lead Plastic | No | 2004-06-30 | 0 | Field inspection only with no records | Yes | Visual inspection at meter pit | 2023-09-29 |  | Non-Lead Plastic |  |  | Field inspection only with no records | Yes | Visual inspection at meter pit | 2023-09-29 |  | Non-Lead |  |  |  | Domestic
MTR_019792 | 18925 108TH LN SE | LOT 3 BELGROVE @ RENTON PH 1 |  |  | Non-Lead Plastic | No | 2004-06-30 | 0 | Field inspection only with no records | Yes | Visual inspection at meter pit | 2023-09-29 |  | Non-Lead Plastic |  |  | Field inspection only with no records | Yes | Visual inspection at meter pit | 2023-09-29 |  | Non-Lead |  |  |  | Domestic
MTR_022126 | 12135 SE 186TH ST | LOT 18 AURIA WOODS |  |  | Non-Lead - Other | No | 2004-03-31 | 0 | Rectified Plan | No |  |  |  | Non-Lead - Other |  |  | Installation date is after the lead ban |  |  |  |  | Non-Lead |  |  |  | Domestic
MTR_019794 | 11128 SE 189TH PL | LOT 1 CHRISTIAN SHORT PLAT |  |  | Non-Lead - Other | No | 1996-10-07 | 0 | Installation date is after the lead ban |  |  |  |  | Non-Lead - Other |  |  | Installation date is after the lead ban |  |  |  |  | Non-Lead |  |  |  | Domestic
MTR_023593 | 22210 98TH PL S | LOT 13 WILLOW WAY |  |  | Non-Lead - Other | No | 1995-07-26 | 0 | Installation date is after the lead ban |  |  |  |  | Non-Lead - Other |  |  | Installation date is after the lead ban |  |  |  |  | Non-Lead |  |  |  | Domestic
MTR_004680 | 20819 144TH AVE SE | LOT 3 MAPLE CREST |  |  | Non-Lead Plastic | No |  | 1 | Field inspection only with no records | Yes | Visual inspection at meter pit | 2023-11-04 |  | Non-Lead Copper |  |  | Field inspection only with no records | Yes | Visual inspection at meter pit | 2023-11-04 |  | Non-Lead |  |  |  | Domestic
MTR_029129 | 22415 104TH AVE SE | LOT 7 MANZ ADD. |  |  | Non-Lead - Other | No | 2006-03-28 | 0 | Installation date is after the lead ban |  |  |  |  | Non-Lead - Other |  |  | Installation date is after the lead ban |  |  |  |  | Non-Lead |  |  |  | Domestic
MTR_029130 | 10326 SE 225TH ST | LOT 8 MANZ ADD. |  |  | Non-Lead - Other | No | 2006-03-28 | 0 | Installation date is after the lead ban |  |  |  |  | Non-Lead Plastic |  |  | Field inspection only with no records | Yes | Visual inspection at meter pit | 2023-08-18 |  | Non-Lead |  |  |  | Domestic
MTR_029811 | 23882 140TH LN SE | LOT 40 VILLAGE AT SOOS CREEK |  |  | Non-Lead - Other | No |  | 0 | Installation date is after the lead ban |  |  |  |  | Non-Lead - Other |  |  | Installation date is after the lead ban |  |  |  |  | Non-Lead |  |  |  | Assumed
MTR_029814 | 23870 140TH LN SE | LOT 37 THE VILLAGE AT SOOS CREEK |  |  | Non-Lead - Other | No |  | 0 | Installation date is after the lead ban |  |  |  |  | Non-Lead - Other |  |  | Installation date is after the lead ban |  |  |  |  | Non-Lead |  |  |  | Assumed
MTR_029815 | 23850 140TH LN SE | LOT 36 THE VILLAGE AT SOOS CREEK |  |  | Non-Lead Plastic | No |  | 0 | Field inspection only with no records | Yes | Visual inspection at meter pit | 2023-06-15 |  | Non-Lead Plastic |  |  | Field inspection only with no records | Yes | Visual inspection at meter pit | 2023-06-15 |  | Non-Lead |  |  |  | Assumed
MTR_004694 | 13515 SE 208TH ST | L. A. SEC 10 22 5 |  |  | Non-Lead Plastic | Unknown |  | 0 | Field inspection only with no records | Yes | Visual inspection at meter pit | 2023-11-30 |  | Non-Lead Plastic |  |  | Field inspection only with no records | Yes | Visual inspection at meter pit | 2023-11-30 |  | Non-Lead |  |  |  | Assumed
MTR_024406 | 20402 132ND AVE SE | PARCEL #0322059346 4-22-5 |  |  | Non-Lead Plastic | No | 1995-08-03 | 0 | Field inspection only with no records | Yes | Visual inspection at meter pit | 2023-11-30 |  | Non-Lead Plastic |  |  | Field inspection only with no records | Yes | Visual inspection at meter pit | 2023-11-30 |  | Non-Lead |  |  |  | Domestic
MTR_024330 | 22012 103RD PL SE | E128.76 S477+ N81+ TR 21 UNEEDAN |  |  | Non-Lead - Other | Unknown |  | 0 | Statistical analysis |  |  |  |  | Non-Lead - Other |  |  | Statistical analysis |  |  |  |  | Non-Lead |  |  |  | Domestic
MTR_019795 | ON SE 192ND & 113TH WAY SE | ON SE 192ND & 113TH WAY SE |  |  | Non-Lead Plastic | No | 1995-09-19 | 0 | Field inspection only with no records | Yes | Visual inspection at meter pit | 2023-09-29 |  | Non-Lead Plastic |  |  | Field inspection only with no records | Yes | Visual inspection at meter pit | 2023-09-29 |  | Non-Lead |  |  |  | Irrigation
MTR_024334 | 22210 104TH PL SE | E128.90 S467 N83.93 TR 45 UNEEDA |  |  | Non-Lead - Other | Unknown |  | 0 | Statistical analysis |  |  |  |  | Non-Lead - Other |  |  | Statistical analysis |  |  |  |  | Non-Lead |  |  |  | Assumed
MTR_027331 | 13917 SE 237TH PL | LOT 16 JANES PLACE |  |  | Non-Lead - Other | No | 1989-01-13 | 0 | Installation date is after the lead ban |  |  |  |  | Non-Lead - Other |  |  | Installation date is after the lead ban |  |  |  |  | Non-Lead |  |  |  | Domestic
MTR_027332 | 13926 SE 237TH PL | LOT 1 JANES PLACE |  |  | Non-Lead Plastic | No | 1989-01-13 | 0 | Field inspection only with no records | Yes | Visual inspection at meter pit | 2023-10-20 |  | Non-Lead Plastic |  |  | Field inspection only with no records | Yes | Visual inspection at meter pit | 2023-10-20 |  | Non-Lead |  |  |  | Domestic
MTR_027335 | 13908 SE 237TH PL | LOT 4 JANES PLACE |  |  | Non-Lead Plastic | No | 1989-01-13 | 0 | Field inspection only with no records | Yes | Visual inspection at meter pit | 2023-10-20 |  | Non-Lead Plastic |  |  | Field inspection only with no records | Yes | Visual inspection at meter pit | 2023-10-20 |  | Non-Lead |  |  |  | Domestic
MTR_029817 | 23837 140TH LN SE | LOT 2 THE VILLAGE AT SOOS CREEK |  |  | Non-Lead Plastic | No |  | 0 | Field inspection only with no records | Yes | Visual inspection at meter pit | 2023-10-20 |  | Non-Lead Plastic |  |  | Field inspection only with no records | Yes | Visual inspection at meter pit | 2023-10-20 |  | Non-Lead |  |  |  | Assumed
MTR_029818 | 23839 140TH LN SE | LOT 3 THE VILLAGE AT SOOS CREEK |  |  | Non-Lead Plastic | No |  | 0 | Field inspection only with no records | Yes | Visual inspection at meter pit | 2023-10-20 |  | Non-Lead Plastic |  |  | Field inspection only with no records | Yes | Visual inspection at meter pit | 2023-10-20 |  | Non-Lead |  |  |  | Assumed
MTR_029819 | 23847 140TH LN SE | LOT 5 VILLAGE AT SOOS CREEK |  |  | Non-Lead - Other | No |  | 0 | Installation date is after the lead ban |  |  |  |  | Non-Lead - Other |  |  | Installation date is after the lead ban |  |  |  |  | Non-Lead |  |  |  | Assumed
MTR_029820 | 14142 SE 238TH LN | LOT 14 THE VILLAGE AT SOOS CREEK |  |  | Non-Lead Plastic | No |  | 0 | Field inspection only with no records | Yes | Visual inspection at meter pit | 2023-06-15 |  | Non-Lead Plastic |  |  | Field inspection only with no records | Yes | Visual inspection at meter pit | 2023-06-15 |  | Non-Lead |  |  |  | Assumed
MTR_029821 | 14138 SE 238TH LN | LOT 15 THE VILLAGE AT SOOS CREEK |  |  | Non-Lead - Other | No |  | 0 | Installation date is after the lead ban |  |  |  |  | Non-Lead - Other |  |  | Installation date is after the lead ban |  |  |  |  | Non-Lead |  |  |  | Assumed
MTR_029824 | 14028 SE 238TH LN | LOT 19 THE VILLAGE AT SOOS CREEK |  |  | Non-Lead Plastic | No |  | 0 | Field inspection only with no records | Yes | Visual inspection at meter pit | 2023-10-20 |  | Non-Lead Plastic |  |  | Field inspection only with no records | Yes | Visual inspection at meter pit | 2023-10-20 |  | Non-Lead |  |  |  | Assumed
MTR_029828 | 14014 SE 238TH LN | LOT 24 THE VILLAGE AT SOOS CREEK |  |  | Non-Lead - Other | No |  | 0 | Installation date is after the lead ban |  |  |  |  | Non-Lead - Other |  |  | Installation date is after the lead ban |  |  |  |  | Non-Lead |  |  |  | Assumed
MTR_029829 | 14008 SE 238TH LN | LOT 25 THE VILLAGE AT SOOS CREEK |  |  | Non-Lead - Other | No |  | 0 | Installation date is after the lead ban |  |  |  |  | Non-Lead - Other |  |  | Installation date is after the lead ban |  |  |  |  | Non-Lead |  |  |  | Assumed
MTR_029830 | 23848 140TH LN SE | LOT 35 THE VILLAGE AT SOOS CREEK |  |  | Non-Lead - Other | No |  | 0 | Installation date is after the lead ban |  |  |  |  | Non-Lead - Other |  |  | Installation date is after the lead ban |  |  |  |  | Non-Lead |  |  |  | Assumed
MTR_027337 | 23900 138TH AVE SE | LOT 45 NORTHPEAK CREST |  |  | Non-Lead - Other | No | 1979-07-01 | 0 | Installation date is after the lead ban |  |  |  |  | Non-Lead - Other |  |  | Installation date is after the lead ban |  |  |  |  | Non-Lead |  |  |  | Domestic
MTR_027338 | 23818 138TH AVE SE | LOT 44 NORTHPEAK CREST |  |  | Non-Lead Plastic | No | 1979-07-01 | 0 | Field inspection only with no records | Yes | Visual inspection at meter pit | 2023-10-20 |  | Non-Lead Plastic |  |  | Field inspection only with no records | Yes | Visual inspection at meter pit | 2023-10-20 |  | Non-Lead |  |  |  | Domestic
MTR_027339 | 23812 138TH AVE SE | LOT 43 NORTHPEAK CREST |  |  | Non-Lead - Other | No | 1979-07-01 | 0 | Installation date is after the lead ban |  |  |  |  | Non-Lead - Other |  |  | Installation date is after the lead ban |  |  |  |  | Non-Lead |  |  |  | Domestic
MTR_027342 | 23708 138TH AVE SE | LOT 39 NORTHPEAK CREST |  |  | Non-Lead - Other | No | 1979-07-01 | 0 | Installation date is after the lead ban |  |  |  |  | Non-Lead - Other |  |  | Installation date is after the lead ban |  |  |  |  | Non-Lead |  |  |  | Domestic
MTR_027343 | 13336 SE 233RD ST | L 47 WILDWOOD EST 1 |  |  | Non-Lead Plastic | No |  | 0 | Field inspection only with no records | Yes | Visual inspection at meter pit | 2023-10-27 |  | Non-Lead Plastic |  |  | Field inspection only with no records | Yes | Visual inspection at meter pit | 2023-10-27 |  | Non-Lead |  |  |  | Domestic
MTR_027344 | 13328 SE 233RD ST | L 48 WILDWOOD EST 1 |  |  | Non-Lead Plastic | No |  | 0 | Field inspection only with no records | Yes | Visual inspection at meter pit | 2023-08-18 |  | Non-Lead Plastic |  |  | Field inspection only with no records | Yes | Visual inspection at meter pit | 2023-08-18 |  | Non-Lead |  |  |  | Domestic
MTR_024337 | 22213 105TH AVE SE | 9908-010575 |  |  | Non-Lead - Other | Unknown |  | 0 | Statistical analysis |  |  |  |  | Non-Lead Plastic |  |  | Field inspection only with no records | Yes | Visual inspection at meter pit | 2023-01-07 |  | Non-Lead |  |  |  | Domestic
MTR_024338 | 22219 105TH AVE SE | 9908-010580 |  |  | Non-Lead - Other | Unknown |  | 0 | Statistical analysis |  |  |  |  | Non-Lead - Other |  |  | Statistical analysis |  |  |  |  | Non-Lead |  |  |  | Domestic
MTR_024340 | 22255 105TH AVE SE | PTN OF TRACT 46 ORCHARD TRACTS |  |  | Non-Lead - Other | Unknown |  | 0 | Statistical analysis |  |  |  |  | Non-Lead - Other |  |  | Statistical analysis |  |  |  |  | Non-Lead |  |  |  | Domestic
MTR_023683 | 10224 SE 224TH ST | S 291 OF LOT 43 UNEEDAN ORCHARDS L ESS W 158.77' |  |  | Non-Lead - Other | No | 2000-12-08 | 0 | Rectified Plan |  |  |  |  | Non-Lead - Other |  |  | Statistical analysis |  |  |  |  | Non-Lead |  |  |  | Domestic
MTR_027348 | 23230 134TH AVE SE | L 32 WILDWOOD EST 1 |  |  | Non-Lead - Other | No |  | 0 | Installation date is after the lead ban |  |  |  |  | Non-Lead - Other |  |  | Installation date is after the lead ban |  |  |  |  | Non-Lead |  |  |  | Domestic
MTR_027351 | 23202 134TH AVE SE | L 36 WILDWOOD EST 1 |  |  | Non-Lead - Other | No |  | 0 | Installation date is after the lead ban |  |  |  |  | Non-Lead Plastic |  |  | Field inspection only with no records | Yes | Visual inspection at meter pit | 2023-01-07 |  | Non-Lead |  |  |  | Domestic
MTR_027352 | 13366 SE 232ND PL | L 37 WILDWOOD EST 1 |  |  | Non-Lead - Other | No |  | 0 | Installation date is after the lead ban |  |  |  |  | Non-Lead - Other |  |  | Installation date is after the lead ban |  |  |  |  | Non-Lead |  |  |  | Domestic
MTR_027353 | 13362 SE 232ND PL | L 38 WILDWOOD EST 1 |  |  | Non-Lead Plastic | No |  | 0 | Field inspection only with no records | Yes | Visual inspection at meter pit | 2023-08-17 |  | Non-Lead Plastic |  |  | Field inspection only with no records | Yes | Visual inspection at meter pit | 2023-08-17 |  | Non-Lead |  |  |  | Domestic
MTR_027354 | 23616 138TH AVE SE | LOT 36 NORTHPEAK CREST |  |  | Non-Lead Plastic | No | 1979-07-01 | 0 | Field inspection only with no records | Yes | Visual inspection at meter pit | 2023-11-04 |  | Non-Lead Copper |  |  | Field inspection only with no records | Yes | Visual inspection at meter pit | 2023-11-04 |  | Non-Lead |  |  |  | Domestic
MTR_027356 | 23606 138TH AVE SE | LOT 34 NORTHPEAK CREST |  |  | Non-Lead - Other | No | 1979-07-01 | 0 | Installation date is after the lead ban |  |  |  |  | Non-Lead - Other |  |  | Installation date is after the lead ban |  |  |  |  | Non-Lead |  |  |  | Domestic |  |  | Yes
MTR_027357 | 23602 138TH AVE SE | LOT 33 NORTHPEAK CREST |  |  | Non-Lead - Other | No | 1979-07-01 | 0 | Installation date is after the lead ban |  |  |  |  | Non-Lead - Other |  |  | Installation date is after the lead ban |  |  |  |  | Non-Lead |  |  |  | Domestic
MTR_027358 | 23603 138TH AVE SE | LOT 32 NORTHPEAK CREST |  |  | Non-Lead Plastic | No | 1979-07-01 | 0 | Field inspection only with no records | Yes | Visual inspection at meter pit | 2023-11-04 |  | Non-Lead Plastic |  |  | Field inspection only with no records | Yes | Visual inspection at meter pit | 2023-11-04 |  | Non-Lead |  |  |  | Domestic
MTR_027359 | 13417 SE 233RD ST | L 18 WILDWOOD ESTATES 1 |  |  | Non-Lead - Other | No |  | 0 | Installation date is after the lead ban |  |  |  |  | Non-Lead - Other |  |  | Installation date is after the lead ban |  |  |  |  | Non-Lead |  |  |  | Domestic
MTR_027360 | 13720 SE 233RD ST | L24 WILDWOOD #2 |  |  | Non-Lead Plastic | No | 1975-07-25 | 1 | Field inspection only with no records | Yes | Visual inspection at meter pit | 2023-11-04 |  | Non-Lead Copper |  |  | Field inspection only with no records | Yes | Visual inspection at meter pit | 2023-11-04 |  | Non-Lead |  |  |  | Domestic
MTR_027364 | 13606 SE 233RD ST | LOT 29 WILDWOOD ESTATES #2 |  |  | Non-Lead Plastic | No | 1975-07-25 | 1 | Field inspection only with no records | Yes | Visual inspection at meter pit | 2023-11-04 |  | Non-Lead Copper |  |  | Field inspection only with no records | Yes | Visual inspection at meter pit | 2023-11-04 |  | Non-Lead |  |  |  | Domestic
MTR_027365 | 13605 SE 232ND ST | LOT 30 WILDWOOD #2 |  |  | Non-Lead - Plastic | No | 1975-07-25 | 1 | Converted CAD | No |  |  |  | Non-Lead - Other |  |  | Installation date is after the lead ban |  |  |  |  | Non-Lead |  |  |  | Domestic
MTR_028787 | 22320 113TH AVE SE | L 10 JOHN VELKOFF ADD 2 |  |  | Non-Lead - Other | No | 2000-11-03 | 0 | Rectified Plan |  |  |  |  | Non-Lead - Other |  |  | Statistical analysis |  |  |  |  | Non-Lead |  |  |  | Domestic
MTR_029834 | 14127 SE 238TH LN | LOT 42 THE VILLAGE AT SOOS CREEK |  |  | Non-Lead Plastic | No |  | 0 | Field inspection only with no records | Yes | Visual inspection at meter pit | 2023-10-20 |  | Non-Lead Plastic |  |  | Field inspection only with no records | Yes | Visual inspection at meter pit | 2023-10-20 |  | Non-Lead |  |  |  | Assumed
MTR_026742 | 13621 SE 231ST ST | LOT 4 QUIET VALLEY |  |  | Non-Lead Plastic | No |  | 0 | Field inspection only with no records | Yes | Visual inspection at meter pit | 2023-11-04 |  | Non-Lead Plastic |  |  | Field inspection only with no records | Yes | Visual inspection at meter pit | 2023-11-04 |  | Non-Lead |  |  |  | Domestic
MTR_026745 | 13626 SE 231ST ST | L8 QUIET VALLEY |  |  | Non-Lead - Other | No |  | 0 | Installation date is after the lead ban |  |  |  |  | Non-Lead - Other |  |  | Installation date is after the lead ban |  |  |  |  | Non-Lead |  |  |  | Domestic
MTR_026746 | 13620 SE 231ST ST | LOT 9 QUIET VALLEY |  |  | Non-Lead - Other | No |  | 0 | Installation date is after the lead ban |  |  |  |  | Non-Lead - Other |  |  | Installation date is after the lead ban |  |  |  |  | Non-Lead |  |  |  | Domestic
MTR_026747 | 13614 SE 231ST ST | LOT 10 QUIET VALLEY |  |  | Non-Lead Plastic | No |  | 0 | Field inspection only with no records | Yes | Visual inspection at meter pit | 2023-10-26 |  | Non-Lead Plastic |  |  | Field inspection only with no records | Yes | Visual inspection at meter pit | 2023-10-26 |  | Non-Lead |  |  |  | Domestic
MTR_026749 | 13602 SE 231ST ST | LOT 12 QUIET VALLEY |  |  | Non-Lead - Other | No |  | 0 | Installation date is after the lead ban |  |  |  |  | Non-Lead - Other |  |  | Installation date is after the lead ban |  |  |  |  | Non-Lead |  |  |  | Domestic
MTR_026751 | 23031 136TH PL SE | LOT 14 QUIET VALLEY |  |  | Non-Lead - Other | No |  | 0 | Installation date is after the lead ban |  |  |  |  | Non-Lead - Other |  |  | Installation date is after the lead ban |  |  |  |  | Non-Lead |  |  |  | Assumed
MTR_027366 | 13358 SE 232ND PL | L 39 WILDWOOD EST 1 |  |  | Non-Lead - Other | No |  | 0 | Installation date is after the lead ban |  |  |  |  | Non-Lead - Other |  |  | Installation date is after the lead ban |  |  |  |  | Non-Lead |  |  |  | Domestic
MTR_027368 | 13350 SE 232ND PL | L 41 WILDWOOD EST 1 |  |  | Non-Lead - Other | No |  | 0 | Installation date is after the lead ban |  |  |  |  | Non-Lead - Other |  |  | Installation date is after the lead ban |  |  |  |  | Non-Lead |  |  |  | Domestic
MTR_027369 | 13355 SE 232ND PL | L 43 WILDWOOD EST 1 |  |  | Non-Lead - Other | No |  | 0 | Installation date is after the lead ban |  |  |  |  | Non-Lead - Other |  |  | Installation date is after the lead ban |  |  |  |  | Non-Lead |  |  |  | Domestic
MTR_027372 | 13526 SE 233RD ST | L48 WILDWOOD #2 |  |  | Non-Lead Plastic | No | 1975-07-25 | 1 | Field inspection only with no records | Yes | Visual inspection at meter pit | 2023-11-04 |  | Non-Lead Plastic |  |  | Field inspection only with no records | Yes | Visual inspection at meter pit | 2023-11-04 |  | Non-Lead |  |  |  | Domestic
MTR_027374 | 13510 SE 233RD ST | LOT 50 WILDWOOD #2 |  |  | Non-Lead - Plastic | No | 1975-07-25 | 1 | Converted CAD | No |  |  |  | Non-Lead - Other |  |  | Installation date is after the lead ban |  |  |  |  | Non-Lead |  |  |  | Domestic
MTR_027377 | 23112 135TH AVE SE | LOT 5 BLOCK 2 STARCREST #3 |  |  | Non-Lead - Other | Unknown |  | 0 | Statistical analysis |  |  |  |  | Non-Lead - Other |  |  | Statistical analysis |  |  |  |  | Non-Lead |  |  |  | Domestic
MTR_024026 | 20845 101ST AVE SE | 9908-006070 |  |  | Non-Lead - Other | Unknown |  | 0 | Statistical analysis |  |  |  |  | Non-Lead - Other |  |  | Statistical analysis |  |  |  |  | Non-Lead |  |  |  | Domestic
MTR_024027 | 20851 101ST AVE SE | L 37 GUINN CREST |  |  | Non-Lead - Other | Unknown |  | 0 | Statistical analysis |  |  |  |  | Non-Lead - Other |  |  | Statistical analysis |  |  |  |  | Non-Lead |  |  |  | Domestic
MTR_024030 | 10012 SE 212TH ST | 9908-006125 |  |  | Non-Lead - Other | No |  | 0 | Installation date is after the lead ban |  |  |  |  | Non-Lead - Other |  |  | Installation date is after the lead ban |  |  |  |  | Non-Lead |  |  |  | Domestic
MTR_027378 | 23608 137TH AVE SE | LOT 23 NORTHPEAK CREST |  |  | Non-Lead Plastic | No | 1979-07-01 | 0 | Field inspection only with no records | Yes | Visual inspection at meter pit | 2023-11-04 |  | Non-Lead Plastic |  |  | Field inspection only with no records | Yes | Visual inspection at meter pit | 2023-11-04 |  | Non-Lead |  |  |  | Domestic
MTR_024031 | 21004 101ST AVE SE | L 30 GUINN CREST |  |  | Non-Lead - Other | Unknown |  | 0 | Statistical analysis |  |  |  |  | Non-Lead - Other |  |  | Statistical analysis |  |  |  |  | Non-Lead |  |  |  | Domestic
MTR_024032 | 20854 101ST AVE SE | L 31 GUINN CREST |  |  | Non-Lead - Other | Unknown |  | 0 | Statistical analysis |  |  |  |  | Non-Lead - Other |  |  | Statistical analysis |  |  |  |  | Non-Lead |  |  |  | Domestic
MTR_024033 | 20844 101ST AVE SE | L 32 GUINN CREST |  |  | Non-Lead - Other | Unknown |  | 0 | Statistical analysis |  |  |  |  | Non-Lead - Other |  |  | Statistical analysis |  |  |  |  | Non-Lead |  |  |  | Domestic
MTR_024034 | 20836 101ST AVE SE | L 33 GUINN CREST |  |  | Non-Lead - Other | Unknown |  | 0 | Statistical analysis |  |  |  |  | Non-Lead - Other |  |  | Statistical analysis |  |  |  |  | Non-Lead |  |  |  | Domestic
MTR_024035 | 10109 SE 208TH ST | TL 180 SEC. 8-22-5 |  |  | Non-Lead - Other | Unknown |  | 0 | Statistical analysis |  |  |  |  | Non-Lead Plastic |  |  | Field inspection only with no records | Yes | Visual inspection at meter pit | 2023-01-14 |  | Non-Lead |  |  |  | Assumed
MTR_024040 | 20855 102ND AVE SE | L 18 GUINN CREST |  |  | Non-Lead - Other | Unknown |  | 0 | Statistical analysis |  |  |  |  | Non-Lead - Other |  |  | Statistical analysis |  |  |  |  | Non-Lead |  |  |  | Assumed
MTR_023686 | 22241 100TH AVE SE | LOT 1 SH. PL. 1278053 |  |  | Non-Lead - Other | No | 2000-12-08 | 0 | Installation date is after the lead ban |  |  |  |  | Non-Lead - Other |  |  | Installation date is after the lead ban |  |  |  |  | Non-Lead |  |  |  | Domestic
MTR_004821 | 22401 100TH AVE SE | NE 1/4 OF NE 1/4 OF NE 1/4 18-22-5 LESS S 396' |  |  | Non-Lead - Other | Unknown |  | 0.75 | Statistical analysis |  |  |  |  | Non-Lead - Other |  |  | Statistical analysis |  |  |  |  | Non-Lead |  |  |  | Assumed
MTR_024043 | 21049 103RD AVE SE | LOT 17 STONEPINE |  |  | Non-Lead - Other | No |  | 0 | Installation date is after the lead ban |  |  |  |  | Non-Lead - Other |  |  | Installation date is after the lead ban |  |  |  |  | Non-Lead |  |  |  | Assumed
MTR_024044 | 21042 102ND AVE SE | LOT 14 GUINN CREST #1 |  |  | Non-Lead - Other | No |  | 0 | Installation date is after the lead ban |  |  |  |  | Non-Lead - Other |  |  | Installation date is after the lead ban |  |  |  |  | Non-Lead |  |  |  | Assumed
MTR_024045 | 21038 102ND AVE SE | 9908-005870 |  |  | Non-Lead - Other | Unknown |  | 0 | Statistical analysis |  |  |  |  | Non-Lead - Other |  |  | Statistical analysis |  |  |  |  | Non-Lead |  |  |  | Assumed
MTR_024046 | 21032 102ND AVE SE | L 12 GUINN CREST |  |  | Copper | Unknown |  | 0 | Relative Placement | Yes | Visual inspection at the meter pit | 2024-01-31 |  | Copper |  |  | Field inspection only with no records | Yes | Visual inspection at the meter pit | 2024-01-31 |  | Non-Lead |  |  |  | Assumed
MTR_024048 | 20860 102ND AVE SE | LOT 9 GUINN CREST |  |  | Non-Lead - Other | Unknown |  | 0 | Statistical analysis |  |  |  |  | Non-Lead - Other |  |  | Statistical analysis |  |  |  |  | Non-Lead |  |  |  | Assumed
MTR_029836 | 23844 140TH LN SE | LOT 33 THE VILLAGE AT SOOS CREEK |  |  | Non-Lead - Other | No |  | 0 | Installation date is after the lead ban |  |  |  |  | Non-Lead - Other |  |  | Installation date is after the lead ban |  |  |  |  | Non-Lead |  |  |  | Assumed
MTR_029837 | 23838 140TH LN SE | LOT 32 THE VILLAGE AT SOOS CREEK |  |  | Non-Lead - Other | No |  | 0 | Installation date is after the lead ban |  |  |  |  | Non-Lead - Other |  |  | Installation date is after the lead ban |  |  |  |  | Non-Lead |  |  |  | Assumed
MTR_027384 | 13836 SE 237TH PL | LOT 6 JANES PLACE |  |  | Non-Lead - Other | No | 1989-01-13 | 0 | Installation date is after the lead ban |  |  |  |  | Non-Lead - Other |  |  | Installation date is after the lead ban |  |  |  |  | Non-Lead |  |  |  | Domestic
MTR_027387 | 13812 SE 237TH PL | LOT 9 JANES PLACE |  |  | Non-Lead - Other | No | 1989-01-13 | 0 | Installation date is after the lead ban |  |  |  |  | Non-Lead - Other |  |  | Installation date is after the lead ban |  |  |  |  | Non-Lead |  |  |  | Domestic
MTR_027388 | 13804 SE 237TH PL | LOT 38 NORTHPEAK CREST |  |  | Non-Lead Plastic | No | 1979-07-01 | 0 | Field inspection only with no records | Yes | Visual inspection at meter pit | 2023-10-20 |  | Non-Lead Plastic |  |  | Field inspection only with no records | Yes | Visual inspection at meter pit | 2023-10-20 |  | Non-Lead |  |  |  | Domestic
MTR_027389 | 23622 138TH AVE SE | LOT 37 NORTH PEAK CREST |  |  | Non-Lead Plastic | No | 1979-07-01 | 0 | Field inspection only with no records | Yes | Visual inspection at meter pit | 2023-10-20 |  | Non-Lead Plastic |  |  | Field inspection only with no records | Yes | Visual inspection at meter pit | 2023-10-20 |  | Non-Lead |  |  |  | Domestic
MTR_023688 | 10015 SE 224TH ST | TL116 W1/2 SEC. 17-22-5 |  |  | Non-Lead - Other | No | 2000-12-08 | 0 | Rectified Plan |  |  |  |  | Non-Lead - Other |  |  | Statistical analysis |  |  |  |  | Non-Lead |  |  |  | Domestic
MTR_023689 | 10035 SE 224TH ST | 9908-014170 |  |  | Non-Lead - Other | No | 2000-12-08 | 0 | Installation date is after the lead ban |  |  |  |  | Non-Lead - Other |  |  | Installation date is after the lead ban |  |  |  |  | Non-Lead |  |  |  | Domestic
MTR_023690 | 10047 SE 224TH ST | TL103 W1/2 SEC. 17-22-5 |  |  | Non-Lead - Other | No | 2000-12-08 | 0 | Rectified Plan |  |  |  |  | Non-Lead - Other |  |  | Statistical analysis |  |  |  |  | Non-Lead |  |  |  | Domestic
MTR_023691 | 10215 SE 224TH ST | 9908-014190 |  |  | Non-Lead - Other | No | 2000-12-08 | 0 | Installation date is after the lead ban |  |  |  |  | Non-Lead - Other |  |  | Installation date is after the lead ban |  |  |  |  | Non-Lead |  |  |  | Domestic
MTR_023692 | 10235 SE 224TH ST | TL87 W1/2 SEC. 17-22-5 |  |  | Non-Lead - Other | No | 2000-12-08 | 0 | Rectified Plan |  |  |  |  | Non-Lead Plastic |  |  | Field inspection only with no records | Yes | Visual inspection at meter pit | 2023-01-14 |  | Non-Lead |  |  |  | Domestic
MTR_023693 | 10255 SE 224TH ST | LOT 6 MANZ ADDN |  |  | Non-Lead - Other | No | 2006-03-28 | 0 | Installation date is after the lead ban |  |  |  |  | Non-Lead Plastic |  |  | Field inspection only with no records | Yes | Visual inspection at meter pit | 2023-01-14 |  | Non-Lead |  |  |  | Domestic
MTR_027390 | 23809 137TH AVE SE | LOT 9 NORTHPEAK CREST |  |  | Non-Lead - Other | No | 1979-07-01 | 0 | Installation date is after the lead ban |  |  |  |  | Non-Lead - Other |  |  | Installation date is after the lead ban |  |  |  |  | Non-Lead |  |  |  | Domestic |  |  | Yes
MTR_027392 | 13616 SE 239TH ST | LOT 7 NORTHPEAK CREST |  |  | Non-Lead - Other | No | 1979-07-01 | 0 | Installation date is after the lead ban |  |  |  |  | Non-Lead - Other |  |  | Installation date is after the lead ban |  |  |  |  | Non-Lead |  |  |  | Domestic
MTR_027393 | 13610 SE 239TH ST | LOT 6 NORTHPEAK CREST |  |  | Non-Lead - Other | No | 1979-07-01 | 0 | Installation date is after the lead ban |  |  |  |  | Non-Lead - Other |  |  | Installation date is after the lead ban |  |  |  |  | Non-Lead |  |  |  | Domestic
MTR_027394 | 13604 SE 239TH ST | LOT 5 NORTHPEAK CREST |  |  | Non-Lead - Other | No | 1979-07-01 | 0 | Installation date is after the lead ban |  |  |  |  | Non-Lead - Other |  |  | Installation date is after the lead ban |  |  |  |  | Non-Lead |  |  |  | Domestic
MTR_027395 | 13603 SE 239TH ST | LOT 4 NORTHPEAK CREST |  |  | Non-Lead - Other | No | 1979-07-01 | 0 | Installation date is after the lead ban |  |  |  |  | Non-Lead - Other |  |  | Installation date is after the lead ban |  |  |  |  | Non-Lead |  |  |  | Domestic
MTR_023695 | 10056 SE 224TH ST | 9908-010735 |  |  | Non-Lead - Other | No | 2000-12-08 | 0 | Installation date is after the lead ban |  |  |  |  | Non-Lead - Other |  |  | Installation date is after the lead ban |  |  |  |  | Non-Lead |  |  |  | Domestic
MTR_023698 | 22324 100TH AVE SE | 9908-010777 |  |  | Non-Lead - Other | No | 2000-12-08 | 0 | Rectified Plan |  |  |  |  | Non-Lead - Other |  |  | Statistical analysis |  |  |  |  | Non-Lead |  |  |  | Domestic
MTR_023699 | 22240 100TH AVE SE | 9908-010779 |  |  | Non-Lead - Other | No | 2000-12-08 | 0 | Installation date is after the lead ban |  |  |  |  | Non-Lead - Other |  |  | Installation date is after the lead ban |  |  |  |  | Non-Lead |  |  |  | Domestic
MTR_027397 | 23911 138TH AVE SE | LOT 50 NORTHPEAK CREST |  |  | Non-Lead Plastic | No | 1979-07-01 | 0 | Field inspection only with no records | Yes | Visual inspection at meter pit | 2023-10-20 |  | Non-Lead Plastic |  |  | Field inspection only with no records | Yes | Visual inspection at meter pit | 2023-10-20 |  | Non-Lead |  |  |  | Domestic
MTR_027399 | 23914 138TH AVE SE | LOT 48 NORTHPEAK CREST |  |  | Non-Lead - Other | No | 1979-07-01 | 0 | Installation date is after the lead ban |  |  |  |  | Non-Lead - Other |  |  | Installation date is after the lead ban |  |  |  |  | Non-Lead |  |  |  | Domestic
MTR_024341 | 22139 103RD PL SE | E128.76 N538+ S15 TR 21 UNEEDAN ORCHARD |  |  | Non-Lead - Other | Unknown |  | 0 | Statistical analysis |  |  |  |  | Non-Lead - Other |  |  | Statistical analysis |  |  |  |  | Non-Lead |  |  |  | Domestic
MTR_024342 | 22207 104TH PL SE | W128.63 S520 TR 45 UNEEDAN ORCHAR |  |  | Non-Lead - Other | Unknown |  | 0 | Statistical analysis |  |  |  |  | Non-Lead - Other |  |  | Statistical analysis |  |  |  |  | Non-Lead |  |  |  | Domestic
MTR_024343 | 22219 104TH PL SE | W128.63 N190.75 S320 TR 45 UNEEDA N ORCHARDS |  |  | Non-Lead Plastic | Unknown |  | 0 | Converted CAD | Yes | Visual inspection at the meter pit | 2024-02-01 |  | Non-Lead Plastic |  |  | Field inspection only with no records | Yes | Visual inspection at the meter pit | 2024-02-01 |  | Non-Lead |  |  |  | Domestic
MTR_024344 | 22233 104TH PL SE | W128.63 N290.75 S200 TR 45 UNEED |  |  | Non-Lead Plastic | Unknown |  | 0 | Relative Placement | Yes | Visual inspection at the meter pit | 2024-02-01 |  | Non-Lead Plastic |  |  | Field inspection only with no records | Yes | Visual inspection at the meter pit | 2024-02-01 |  | Non-Lead |  |  |  | Assumed
MTR_030332 | 20843 144TH AVE SE | L6 MAPLE CREST |  |  | Non-Lead - Plastic | Unknown |  | 1 | Converted CAD |  |  |  |  | Non-Lead - Other |  |  | Statistical analysis |  |  |  |  | Non-Lead |  |  |  | Domestic
MTR_030333 | 21204 142ND AVE SE | L10 HOMESTEAD HILLS |  |  | Non-Lead - Other | No |  | 0 | Installation date is after the lead ban |  |  |  |  | Non-Lead - Other |  |  | Installation date is after the lead ban |  |  |  |  | Non-Lead |  |  |  | Assumed
MTR_030334 | 20828 142ND AVE SE | LOT 1 KING COUNTY SHORT PLAT #78600 8 |  |  | Non-Lead - Other | Unknown |  | 0 | Statistical analysis |  |  |  |  | Non-Lead - Other |  |  | Statistical analysis |  |  |  |  | Non-Lead |  |  |  | Domestic
MTR_030335 | 14241 SE 208TH ST | LOT 1 MAPLE CREST |  |  | Non-Lead - Other | Unknown |  | 0 | Statistical analysis |  |  |  |  | Non-Lead - Other |  |  | Statistical analysis |  |  |  |  | Non-Lead |  |  |  | Assumed
MTR_030336 | 20908 135TH PL SE | LOT 20 CRYSTAL GLEN |  |  | Non-Lead - Other | No |  | 0 | Installation date is after the lead ban |  |  |  |  | Non-Lead - Other |  |  | Installation date is after the lead ban |  |  |  |  | Non-Lead |  |  |  | Domestic
MTR_030337 | 20812 135TH AVE SE | LOT 22 CRYSTAL GLEN |  |  | Non-Lead - Other | No |  | 0 | Installation date is after the lead ban |  |  |  |  | Non-Lead - Other |  |  | Installation date is after the lead ban |  |  |  |  | Non-Lead |  |  |  | Domestic
MTR_030338 | 20804 135TH AVE SE | L23 CRYSTAL GLEN |  |  | Non-Lead Plastic | No | 1998-08-03 | 0 | Field inspection only with no records | Yes | Visual inspection at meter pit | 2023-11-04 |  | Non-Lead Plastic |  |  | Field inspection only with no records | Yes | Visual inspection at meter pit | 2023-11-04 |  | Non-Lead |  |  |  | Domestic
MTR_030339 | 20825 142ND AVE SE | LOT 2 HOMESTEAD HILLS |  |  | Non-Lead Plastic | No |  | 1 | Field inspection only with no records | Yes | Visual inspection at meter pit | 2023-10-18 |  | Non-Lead Plastic |  |  | Field inspection only with no records | Yes | Visual inspection at meter pit | 2023-10-18 |  | Non-Lead |  |  |  | Domestic
MTR_030340 | 20851 144TH AVE SE | LOT MAPLE CREST |  |  | Non-Lead - Plastic | Unknown |  | 1 | Converted CAD |  |  |  |  | Non-Lead - Other |  |  | Statistical analysis |  |  |  |  | Non-Lead |  |  |  | Domestic
MTR_030341 | 14415 SE 208TH ST | TL82 E1/2 SEC 10-22-5 |  |  | Non-Lead - Other | Unknown |  | 0 | Statistical analysis |  |  |  |  | Galvanized Requiring Replacement |  |  | Field inspection only with no records | Yes | Visual inspection at meter pit | 2023-10-18 |  | Galvanized Requiring Replacement |  |  |  | Domestic
MTR_030342 | 14433 SE 208TH ST | TL76 E1/2 SEC 10-22-5 |  |  | Non-Lead Plastic | Unknown |  | 0 | Field inspection only with no records | Yes | Visual inspection at meter pit | 2023-11-04 |  | Non-Lead Plastic |  |  | Field inspection only with no records | Yes | Visual inspection at meter pit | 2023-11-04 |  | Non-Lead |  |  |  | Domestic
MTR_030343 | 21039 142ND AVE SE | L8 HOMESTEAD HILL EST. |  |  | Non-Lead - Copper | Unknown |  | 1.25 | Converted CAD | No |  |  |  | Non-Lead - Other |  |  | Statistical analysis |  |  |  |  | Non-Lead |  |  |  | Domestic
MTR_030344 | 21213 142ND AVE SE | LOT 2 HOMESTEAD HILLS #2 |  |  | Non-Lead - Other | No |  | 1 | Installation date is after the lead ban |  |  |  |  | Non-Lead - Other |  |  | Installation date is after the lead ban |  |  |  |  | Non-Lead |  |  |  | Domestic
MTR_029841 | 23851 140TH LANE SE | LOT 7 VILLAGE AT SOOS CREEK |  |  | Non-Lead Plastic | No |  | 0 | Field inspection only with no records | Yes | Visual inspection at meter pit | 2023-10-20 |  | Non-Lead Plastic |  |  | Field inspection only with no records | Yes | Visual inspection at meter pit | 2023-10-20 |  | Non-Lead |  |  |  | Assumed
MTR_029842 | 23853 140TH LN SE | LOT 8 VILLAGE AT SOOS CREEK |  |  | Non-Lead Plastic | No |  | 0 | Field inspection only with no records | Yes | Visual inspection at meter pit | 2023-10-20 |  | Non-Lead Plastic |  |  | Field inspection only with no records | Yes | Visual inspection at meter pit | 2023-10-20 |  | Non-Lead |  |  |  | Assumed
MTR_021598 | 19609 133RD AVE SE | LOT 53 FOREST TRAILS 3 |  |  | Non-Lead - Other | No |  | 0 | Rectified Plan | No |  |  |  | Non-Lead - Other |  |  | Installation date is after the lead ban |  |  |  |  | Non-Lead |  |  |  | Domestic
MTR_029845 | 14146 SE 238TH LN | LOT 12 THE VILLAGE AT SOOS CREEK |  |  | Non-Lead - Other | No |  | 0 | Installation date is after the lead ban |  |  |  |  | Non-Lead - Other |  |  | Installation date is after the lead ban |  |  |  |  | Non-Lead |  |  |  | Assumed
MTR_027405 | 13329 SE 233RD ST | L 12 WILDWOOD EST 1 |  |  | Non-Lead - Other | No |  | 0 | Installation date is after the lead ban |  |  |  |  | Non-Lead Copper |  |  | Field inspection only with no records | Yes | Visual inspection at meter pit | 2023-01-10 |  | Non-Lead |  |  |  | Domestic
MTR_027406 | 13339 SE 233RD ST | L 14 WILDWOOD EST 1 |  |  | Non-Lead Plastic | No |  | 0 | Field inspection only with no records | Yes | Visual inspection at meter pit | 2023-10-28 |  | Non-Lead Plastic |  |  | Field inspection only with no records | Yes | Visual inspection at meter pit | 2023-10-28 |  | Non-Lead |  |  |  | Domestic
MTR_026753 | 13211 SE 230TH ST | L2 SH PL STARCR ADDN |  |  | Non-Lead Plastic | No |  | 0 | Field inspection only with no records | Yes | Visual inspection at meter pit | 2023-10-27 |  | Non-Lead - Other |  |  | Installation date is after the lead ban |  |  |  |  | Non-Lead |  |  |  | Assumed
MTR_028303 | 21840 132ND AVE SE | TAX LOT 31 SEC 10-22-5 |  |  | Non-Lead - Other | Unknown |  | 0 | Statistical analysis |  |  |  |  | Non-Lead - Other |  |  | Statistical analysis |  |  |  |  | Non-Lead |  |  |  | Assumed
MTR_004905 | 21420 132ND AVE SE | TL 73 SEC. 10-22-5 |  |  | Non-Lead Plastic | Unknown |  | 0 | Field inspection only with no records | Yes | Visual inspection at meter pit | 2023-10-27 |  | Non-Lead Plastic |  |  | Field inspection only with no records | Yes | Visual inspection at meter pit | 2023-10-27 |  | Non-Lead |  |  |  | Assumed
MTR_026756 | 13240 SE 231ST ST | LOT 6 BLK3 STARCREST |  |  | Non-Lead Plastic | Unknown |  | 0 | Field inspection only with no records | Yes | Visual inspection at meter pit | 2023-10-27 |  | Non-Lead Plastic |  |  | Field inspection only with no records | Yes | Visual inspection at meter pit | 2023-10-27 |  | Non-Lead |  |  |  | Assumed
MTR_026757 | 13251 SE 231ST ST | LOT 13 STARCREST #3 |  |  | Non-Lead - Other | Unknown |  | 0 | Statistical analysis |  |  |  |  | Non-Lead - Other |  |  | Statistical analysis |  |  |  |  | Non-Lead |  |  |  | Assumed
MTR_026758 | 13401 SE 231ST ST | L14 BLK 1 STARCREST 3RD ADDN |  |  | Non-Lead Plastic | No |  | 0 | Field inspection only with no records | Yes | Visual inspection at meter pit | 2023-10-27 |  | Non-Lead Plastic |  |  | Field inspection only with no records | Yes | Visual inspection at meter pit | 2023-10-27 |  | Non-Lead |  |  |  | Assumed
MTR_026759 | 13425 SE 231ST ST | LOT 16 STARCREST |  |  | Non-Lead Plastic | Unknown |  | 0 | Field inspection only with no records | Yes | Visual inspection at meter pit | 2023-08-30 |  | Non-Lead Plastic |  |  | Field inspection only with no records | Yes | Visual inspection at meter pit | 2023-08-30 |  | Non-Lead |  |  |  | Assumed
MTR_026760 | 13435 SE 231ST ST | LOT 17 STARCREST |  |  | Non-Lead - Other | Unknown |  | 0 | Statistical analysis |  |  |  |  | Non-Lead - Other |  |  | Statistical analysis |  |  |  |  | Non-Lead |  |  |  | Assumed
MTR_004915 | 21048 132ND AVE SE | TAX LOT 120 SEC10-22-5 |  |  | Non-Lead - Other | No |  | 0.75 | Installation date is after the lead ban |  |  |  |  | Non-Lead - Other |  |  | Installation date is after the lead ban |  |  |  |  | Non-Lead |  |  |  | Assumed
MTR_027410 | 13823 SE 237TH PL | LOT 12 JANES PLACE |  |  | Non-Lead - Other | No | 1989-01-13 | 0 | Installation date is after the lead ban |  |  |  |  | Non-Lead - Other |  |  | Installation date is after the lead ban |  |  |  |  | Non-Lead |  |  |  | Domestic
MTR_027415 | 13204 SE 233RD ST | L 62 WILDWOOD EST 1 |  |  | Non-Lead - Other | No |  | 0 | Installation date is after the lead ban |  |  |  |  | Non-Lead - Other |  |  | Installation date is after the lead ban |  |  |  |  | Non-Lead |  |  |  | Assumed
MTR_027416 | 23262 132ND PL SE | L 57 WILDWOOD EST 1 |  |  | Non-Lead Plastic | No |  | 0 | Field inspection only with no records | Yes | Visual inspection at meter pit | 2023-10-27 |  | Non-Lead Plastic |  |  | Field inspection only with no records | Yes | Visual inspection at meter pit | 2023-10-27 |  | Non-Lead |  |  |  | Domestic
MTR_026761 | 23120 132ND AVE SE | 9920-018620 |  |  | Non-Lead - Other | No |  | 0 | Installation date is after the lead ban |  |  |  |  | Non-Lead - Other |  |  | Installation date is after the lead ban |  |  |  |  | Non-Lead |  |  |  | Assumed
MTR_026762 | 23030 132ND AVE SE | L 2 B 3 STARCREST |  |  | Non-Lead - Other | No |  | 0 | Installation date is after the lead ban |  |  |  |  | Non-Lead - Other |  |  | Installation date is after the lead ban |  |  |  |  | Non-Lead |  |  |  | Assumed
MTR_027417 | 23123 135TH AVE SE | L 26 WILDWOOD EST |  |  | Non-Lead Plastic | No |  | 0 | Field inspection only with no records | Yes | Visual inspection at meter pit | 2023-10-27 |  | Non-Lead Plastic |  |  | Field inspection only with no records | Yes | Visual inspection at meter pit | 2023-10-27 |  | Non-Lead |  |  |  | Domestic
MTR_027418 | 23131 135TH AVE SE | L 27 WILDWOOD EST |  |  | Non-Lead - Other | No |  | 0 | Installation date is after the lead ban |  |  |  |  | Non-Lead - Other |  |  | Installation date is after the lead ban |  |  |  |  | Non-Lead |  |  |  | Domestic
MTR_027419 | 23139 135TH AVE SE | LOT 28 WILDWOOD #1 |  |  | Non-Lead - Other | No |  | 0 | Installation date is after the lead ban |  |  |  |  | Non-Lead - Other |  |  | Installation date is after the lead ban |  |  |  |  | Non-Lead |  |  |  | Domestic
MTR_027420 | 23143 135TH AVE SE | L 29 WILDWOOD EST 1 |  |  | Non-Lead Plastic | No |  | 0 | Field inspection only with no records | Yes | Visual inspection at meter pit | 2023-10-27 |  | Non-Lead Plastic |  |  | Field inspection only with no records | Yes | Visual inspection at meter pit | 2023-10-27 |  | Non-Lead |  |  |  | Domestic
MTR_027421 | 13410 SE 233RD ST | L 31 WILDWOOD EST 1 |  |  | Non-Lead Plastic | No |  | 0 | Field inspection only with no records | Yes | Visual inspection at meter pit | 2023-11-21 |  | Non-Lead Plastic |  |  | Field inspection only with no records | Yes | Visual inspection at meter pit | 2023-11-21 |  | Non-Lead |  |  |  | Domestic
MTR_026764 | 13224 SE 230TH ST | LOT 2&3 STARCREST ADD |  |  | Non-Lead - Other | Unknown |  | 0 | Statistical analysis |  |  |  |  | Non-Lead - Other |  |  | Statistical analysis |  |  |  |  | Non-Lead |  |  |  | Assumed
MTR_027422 | 23251 133RD AVE SE | LOT 54 WILDWOOD ESTATES #1 |  |  | Non-Lead - Other | No |  | 0 | Installation date is after the lead ban |  |  |  |  | Non-Lead - Other |  |  | Installation date is after the lead ban |  |  |  |  | Non-Lead |  |  |  | Domestic
MTR_027423 | 23255 133RD AVE SE | L 55 WILDWOOD EST 1 |  |  | Non-Lead - Other | No |  | 0 | Installation date is after the lead ban |  |  |  |  | Non-Lead - Other |  |  | Installation date is after the lead ban |  |  |  |  | Non-Lead |  |  |  | Domestic
MTR_027425 | 23254 132ND PL SE | LOT 58 WILDWOOD ESTATES |  |  | Non-Lead Plastic | No |  | 0 | Field inspection only with no records | Yes | Visual inspection at meter pit | 2023-10-27 |  | Non-Lead Plastic |  |  | Field inspection only with no records | Yes | Visual inspection at meter pit | 2023-10-27 |  | Non-Lead |  |  |  | Domestic
MTR_024347 | 22020 103RD PL SE | E128.76 S411+ N147+ TR 21 UNEEDAN ORCHARDS |  |  | Non-Lead - Other | Unknown |  | 0 | Statistical analysis |  |  |  |  | Non-Lead - Other |  |  | Statistical analysis |  |  |  |  | Non-Lead |  |  |  | Domestic
MTR_024351 | 22107 103RD PL SE | E128.76"" N279+ S279+ TR 21 UNEEDA N ORCHARDS |  |  | Non-Lead - Other | Unknown |  | 0 | Statistical analysis |  |  |  |  | Non-Lead - Other |  |  | Statistical analysis |  |  |  |  | Non-Lead |  |  |  | Domestic
MTR_024352 | 22131 103RD PL SE | E128.76"" N477+ S81+ TR 21 UNEEDAN ORCHARDS |  |  | Non-Lead - Other | Unknown |  | 0 | Statistical analysis |  |  |  |  | Non-Lead Plastic |  |  | Field inspection only with no records | Yes | Visual inspection at meter pit | 2023-01-07 |  | Non-Lead |  |  |  | Domestic
MTR_024353 | 22254 105TH AVE SE | 9908-009040 |  |  | Non-Lead Plastic | Unknown |  | 0 | Converted CAD | Yes | Visual inspection at the meter pit | 2024-02-01 |  | Non-Lead Plastic |  |  | Field inspection only with no records | Yes | Visual inspection at the meter pit | 2024-02-01 |  | Non-Lead |  |  |  | Domestic
MTR_024354 | 22242 105TH AVE SE | 9908-009045 |  |  | Non-Lead - Other | Unknown |  | 0 | Statistical analysis |  |  |  |  | Non-Lead - Other |  |  | Statistical analysis |  |  |  |  | Non-Lead |  |  |  | Domestic
MTR_024357 | 10448 SE 222ND ST | L1 B SHORT PLAT 379137 |  |  | Non-Lead - Other | No |  | 0 | Installation date is after the lead ban |  |  |  |  | Non-Lead - Other |  |  | Installation date is after the lead ban |  |  |  |  | Non-Lead |  |  |  | Assumed
MTR_024358 | 10440 SE 222ND ST | L2-B KCSP 379137 |  |  | Non-Lead - Other | No |  | 0 | Installation date is after the lead ban |  |  |  |  | Non-Lead - Other |  |  | Installation date is after the lead ban |  |  |  |  | Non-Lead |  |  |  | Assumed
MTR_024359 | 22144 104TH PL SE | E.128.55 LESS N 482.5 TR. 20 UNEED AN ORCHARD |  |  | Non-Lead - Other | Unknown |  | 0 | Statistical analysis |  |  |  |  | Non-Lead Plastic |  |  | Field inspection only with no records | Yes | Visual inspection at meter pit | 2023-01-07 |  | Non-Lead |  |  |  | Domestic
MTR_024361 | 22128 104TH PL SE | E 128.55 LESS S222.16 LESS N332.5 TR.20 UNEEDAN O |  |  | Non-Lead - Other | Unknown |  | 0 | Statistical analysis |  |  |  |  | Non-Lead - Other |  |  | Statistical analysis |  |  |  |  | Non-Lead |  |  |  | Assumed
MTR_024364 | 22019 104TH PL SE | PTN N262.5 TR 20 UNEEDAN ORCHARD |  |  | Non-Lead - Other | No |  | 0 | Installation date is after the lead ban |  |  |  |  | Non-Lead - Other |  |  | Installation date is after the lead ban |  |  |  |  | Non-Lead |  |  |  | Assumed
MTR_027427 | 23807 138TH AVE SE | LOT 69 NORTHPEAK CREST |  |  | Non-Lead - Other | No | 1979-07-01 | 0 | Installation date is after the lead ban |  |  |  |  | Non-Lead - Other |  |  | Installation date is after the lead ban |  |  |  |  | Non-Lead |  |  |  | Domestic |  |  | Yes
MTR_027429 | 13716 SE 239TH ST | LOT 54 NORTHPEAK CREST |  |  | Non-Lead Plastic | No | 1979-07-01 | 0 | Field inspection only with no records | Yes | Visual inspection at meter pit | 2023-11-04 |  | Non-Lead Plastic |  |  | Field inspection only with no records | Yes | Visual inspection at meter pit | 2023-11-04 |  | Non-Lead |  |  |  | Domestic
MTR_027431 | 13700 SE 239TH ST | LOT 56 NORTHPEAK CREST |  |  | Non-Lead - Other | No | 1979-07-01 | 0 | Installation date is after the lead ban |  |  |  |  | Non-Lead - Other |  |  | Installation date is after the lead ban |  |  |  |  | Non-Lead |  |  |  | Domestic
MTR_024049 | 20850 102ND AVE SE | LOT 8 GUINN CREST |  |  | Non-Lead - Other | Unknown |  | 0 | Statistical analysis |  |  |  |  | Non-Lead - Other |  |  | Statistical analysis |  |  |  |  | Non-Lead |  |  |  | Assumed
MTR_024050 | 20840 102ND AVE SE | L7 GUINN CREST |  |  | Non-Lead - Other | Unknown |  | 0 | Statistical analysis |  |  |  |  | Non-Lead - Other |  |  | Statistical analysis |  |  |  |  | Non-Lead |  |  |  | Assumed
MTR_024053 | 10204 SE 208TH PL | LOT 4 QUINN CREST |  |  | Non-Lead - Other | Unknown |  | 0 | Statistical analysis |  |  |  |  | Non-Lead - Other |  |  | Statistical analysis |  |  |  |  | Non-Lead |  |  |  | Assumed
MTR_024054 | 10122 SE 208TH PL | L 3 GUINN CREST |  |  | Non-Lead - Other | Unknown |  | 0 | Statistical analysis |  |  |  |  | Non-Lead - Other |  |  | Statistical analysis |  |  |  |  | Non-Lead |  |  |  | Assumed
MTR_004979 | 10717 SE 211TH ST | L C TL 46 8-22-5 |  |  | Non-Lead - Other | No |  | 0 | Installation date is after the lead ban |  |  |  |  | Non-Lead - Other |  |  | Installation date is after the lead ban |  |  |  |  | Non-Lead |  |  |  | Assumed
MTR_023355 | 10020 SE 216TH ST | 9908-007105 |  |  | Non-Lead - Other | Unknown |  | 0 | Statistical analysis |  |  |  |  | Non-Lead - Other |  |  | Statistical analysis |  |  |  |  | Non-Lead |  |  |  | Domestic
MTR_023357 | 10005 SE 216TH ST | W 1/2 TL 88 8-22-5 |  |  | Non-Lead - Other | Unknown |  | 0 | Statistical analysis |  |  |  |  | Non-Lead - Other |  |  | Statistical analysis |  |  |  |  | Non-Lead |  |  |  | Domestic
MTR_023358 | 10023 SE 216TH ST | E 1/2 TL 88 8-22-5 |  |  | Non-Lead - Other | Unknown |  | 0 | Statistical analysis |  |  |  |  | Non-Lead - Other |  |  | Statistical analysis |  |  |  |  | Non-Lead |  |  |  | Domestic
MTR_023594 | 22207 98TH PL S | LOT 3 WILLOW WAY |  |  | Non-Lead - Other | No | 1995-07-26 | 0 | Installation date is after the lead ban |  |  |  |  | Non-Lead - Other |  |  | Installation date is after the lead ban |  |  |  |  | Non-Lead |  |  |  | Domestic
MTR_027434 | 13506 SE 239TH ST | LOT 6 MERIDIAN EAST |  |  | Non-Lead - Other | No | 1988-04-01 | 0 | Installation date is after the lead ban |  |  |  |  | Non-Lead - Other |  |  | Installation date is after the lead ban |  |  |  |  | Non-Lead |  |  |  | Domestic
MTR_027435 | 13507 SE 239TH ST | LOT 5 MERIDIAN EAST |  |  | Non-Lead - Other | No | 1988-04-01 | 0 | Installation date is after the lead ban |  |  |  |  | Non-Lead - Other |  |  | Installation date is after the lead ban |  |  |  |  | Non-Lead |  |  |  | Domestic
MTR_027437 | 23915 135TH PL SE | LOT 3 MERIDIAN EAST |  |  | Non-Lead Plastic | No | 1988-04-01 | 0 | Field inspection only with no records | Yes | Visual inspection at meter pit | 2023-11-04 |  | Non-Lead Plastic |  |  | Field inspection only with no records | Yes | Visual inspection at meter pit | 2023-11-04 |  | Non-Lead |  |  |  | Domestic
MTR_023067 | 21012 100TH AVE SE | LOT 51 GUINN CREST |  |  | Non-Lead - Other | No | 2003-04-23 | 0 | Installation date is after the lead ban |  |  |  |  | Non-Lead - Other |  |  | Installation date is after the lead ban |  |  |  |  | Non-Lead |  |  |  | Domestic
MTR_023070 | 20820 100TH AVE SE | LOT 57 GUINN CREST #2 |  |  | Non-Lead - Other | No | 2003-04-23 | 0 | Installation date is after the lead ban |  |  |  |  | Non-Lead - Other |  |  | Installation date is after the lead ban |  |  |  |  | Non-Lead |  |  |  | Domestic
MTR_024056 | 21001 103RD AVE SE | LOT 11 STONEPINE |  |  | Non-Lead - Other | No |  | 0 | Installation date is after the lead ban |  |  |  |  | Non-Lead - Other |  |  | Installation date is after the lead ban |  |  |  |  | Non-Lead |  |  |  | Domestic
MTR_024061 | 21041 103RD AVE SE | LOT 16 STONEPINE |  |  | Non-Lead - Other | No |  | 0 | Installation date is after the lead ban |  |  |  |  | Non-Lead - Other |  |  | Installation date is after the lead ban |  |  |  |  | Non-Lead |  |  |  | Domestic
MTR_029848 | 23622 140TH AVE SE | LOT 2 KING CO SHORT PLAT #S92S0054 |  |  | Non-Lead - Other | No | 1995-07-25 | 0 | Installation date is after the lead ban |  |  |  |  | Non-Lead - Other |  |  | Installation date is after the lead ban |  |  |  |  | Non-Lead |  |  |  | Domestic
MTR_027439 | 13703 SE 239TH ST | LOT 52 NORTHPEAK CREST |  |  | Non-Lead - Other | No | 1979-07-01 | 0 | Installation date is after the lead ban |  |  |  |  | Non-Lead - Other |  |  | Installation date is after the lead ban |  |  |  |  | Non-Lead |  |  |  | Domestic
MTR_027440 | 13413 SE 233RD ST | L 17 WILDWOOD ESTATES 1 |  |  | Non-Lead - Other | No |  | 0 | Installation date is after the lead ban |  |  |  |  | Non-Lead - Other |  |  | Installation date is after the lead ban |  |  |  |  | Non-Lead |  |  |  | Domestic
MTR_027442 | 23308 135TH AVE SE | L 20 WILDWOOD ESTATES 1 |  |  | Non-Lead Plastic | No |  | 0 | Field inspection only with no records | Yes | Visual inspection at meter pit | 2023-10-28 |  | Non-Lead Plastic |  |  | Field inspection only with no records | Yes | Visual inspection at meter pit | 2023-10-28 |  | Non-Lead |  |  |  | Domestic
MTR_027446 | 23623 137TH AVE SE | LOT 16 NORTHPEAK CREST |  |  | Non-Lead - Other | No | 1979-07-01 | 0 | Installation date is after the lead ban |  |  |  |  | Non-Lead - Other |  |  | Installation date is after the lead ban |  |  |  |  | Non-Lead |  |  |  | Domestic
MTR_027447 | 23707 137TH AVE SE | LOT 14 NORTHPEAK CREST |  |  | Non-Lead Plastic | No | 1979-07-01 | 0 | Field inspection only with no records | Yes | Visual inspection at meter pit | 2023-11-30 |  | Non-Lead Plastic |  |  | Field inspection only with no records | Yes | Visual inspection at meter pit | 2023-11-30 |  | Non-Lead |  |  |  | Domestic
MTR_027448 | 23725 137TH AVE SE | L11 NORTHPEAK CREST |  |  | Non-Lead Plastic | No | 1979-07-01 | 0 | Field inspection only with no records | Yes | Visual inspection at meter pit | 2023-11-04 |  | Non-Lead Plastic |  |  | Field inspection only with no records | Yes | Visual inspection at meter pit | 2023-11-04 |  | Non-Lead |  |  |  | Domestic
MTR_027449 | 23803 137TH AVE SE | LOT 10 NORTHPEAK CREST |  |  | Non-Lead - Other | No | 1979-07-01 | 0 | Installation date is after the lead ban |  |  |  |  | Non-Lead - Other |  |  | Installation date is after the lead ban |  |  |  |  | Non-Lead |  |  |  | Domestic
MTR_023832 | 10505 SE 218TH ST | 9908-007370 |  |  | Non-Lead - Other | No | 2004-04-20 | 0 | Rectified Plan |  |  |  |  | Non-Lead - Other |  |  | Statistical analysis |  |  |  |  | Non-Lead |  |  |  | Domestic
MTR_023835 | 21636 105TH PL SE | L 5 B 1 MTVIEW PARK |  |  | Non-Lead - Other | No | 2004-04-20 | 0 | Rectified Plan |  |  |  |  | Non-Lead - Other |  |  | Statistical analysis |  |  |  |  | Non-Lead |  |  |  | Domestic
MTR_023836 | 21622 105TH PL SE | L3 B 1 MT.VIEW PARK |  |  | Non-Lead - Other | No | 2004-04-20 | 0 | Rectified Plan |  |  |  |  | Non-Lead Plastic |  |  | Field inspection only with no records | Yes | Visual inspection at meter pit | 2023-01-14 |  | Non-Lead |  |  |  | Domestic
MTR_023837 | 10521 SE 216TH ST | L 1 B 1 MT.VIEW PARK |  |  | Non-Lead - Other | No | 2004-04-20 | 0 | Rectified Plan |  |  |  |  | Non-Lead - Other |  |  | Statistical analysis |  |  |  |  | Non-Lead |  |  |  | Domestic
MTR_023839 | 21925 105TH AVE SE | L 8 B 1 MT.VIEW PARK 2 |  |  | Non-Lead - Other | No | 2004-04-20 | 0 | Installation date is after the lead ban |  |  |  |  | Non-Lead - Other |  |  | Installation date is after the lead ban |  |  |  |  | Non-Lead |  |  |  | Domestic
MTR_023840 | 10501 SE 220TH ST | L 9 B 1 MT.VIEW PARK 2 |  |  | Non-Lead - Other | No | 2004-04-20 | 0 | Installation date is after the lead ban |  |  |  |  | Non-Lead - Other |  |  | Installation date is after the lead ban |  |  |  |  | Non-Lead |  |  |  | Domestic
MTR_023841 | 10513 SE 220TH ST | L 11 B 1 MT.VIEW PARK 2 |  |  | Non-Lead - Other | No | 2004-04-20 | 0 | Rectified Plan |  |  |  |  | Non-Lead - Other |  |  | Statistical analysis |  |  |  |  | Non-Lead |  |  |  | Domestic
MTR_023842 | 10519 SE 220TH ST | L 12 B 1 MT.VIEW PARK 2 |  |  | Non-Lead - Other | No | 2004-04-20 | 0 | Rectified Plan |  |  |  |  | Non-Lead - Other |  |  | Statistical analysis |  |  |  |  | Non-Lead |  |  |  | Domestic
MTR_024062 | 10236 SE 213TH PL | LOT 28 OLYMPIC VIEW HEIGHTS 2 |  |  | Non-Lead - Other | No |  | 0 | Installation date is after the lead ban |  |  |  |  | Non-Lead - Other |  |  | Installation date is after the lead ban |  |  |  |  | Non-Lead |  |  |  | Domestic
MTR_024063 | 10214 SE 213TH PL | L 31 OLYMPIC VIEW HTS 2 |  |  | Non-Lead - Other | No |  | 0 | Installation date is after the lead ban |  |  |  |  | Non-Lead - Other |  |  | Installation date is after the lead ban |  |  |  |  | Non-Lead |  |  |  | Domestic
MTR_024066 | 21224 102ND AVE SE | L 3 B 2 OLYMPIC VIEW HTS |  |  | Non-Lead - Other | Unknown |  | 0 | Statistical analysis |  |  |  |  | Non-Lead - Other |  |  | Statistical analysis |  |  |  |  | Non-Lead |  |  |  | Domestic
MTR_024067 | 21219 102ND AVE SE | L 4 B 2 OLYMPIC VIEW HTS |  |  | Non-Lead - Other | Unknown |  | 0 | Statistical analysis |  |  |  |  | Non-Lead - Other |  |  | Statistical analysis |  |  |  |  | Non-Lead |  |  |  | Domestic
MTR_027450 | 23611 138TH AVE SE | LOT 30 NORTHPEAK CREST |  |  | Non-Lead - Other | No | 1979-07-01 | 0 | Installation date is after the lead ban |  |  |  |  | Non-Lead - Other |  |  | Installation date is after the lead ban |  |  |  |  | Non-Lead |  |  |  | Domestic
MTR_027451 | 23617 138TH AVE SE | LOT 29 NORTHPEAK CREST |  |  | Non-Lead Plastic | No | 1979-07-01 | 0 | Field inspection only with no records | Yes | Visual inspection at meter pit | 2023-11-19 |  | Non-Lead Plastic |  |  | Field inspection only with no records | Yes | Visual inspection at meter pit | 2023-11-19 |  | Non-Lead |  |  |  | Domestic
MTR_027452 | 23705 138TH AVE SE | LOT 65 NORTHPEAK CREST |  |  | Non-Lead Plastic | No | 1979-07-01 | 0 | Field inspection only with no records | Yes | Visual inspection at meter pit | 2023-11-04 |  | Non-Lead Plastic |  |  | Field inspection only with no records | Yes | Visual inspection at meter pit | 2023-11-04 |  | Non-Lead |  |  |  | Domestic
MTR_023845 | 21615 105TH PL SE | L2 B2 MT VIEW PARK |  |  | Non-Lead Plastic | No | 2004-04-20 | 0 | Rectified Plan | Yes | Visual inspection at the meter pit | 2024-02-01 |  | Non-Lead Plastic |  |  | Field inspection only with no records | Yes | Visual inspection at the meter pit | 2024-02-01 |  | Non-Lead |  |  |  | Domestic
MTR_023847 | 21637 105TH PL SE | L 5 B 2 MT.VIEW PARK |  |  | Non-Lead - Other | No | 2004-04-20 | 0 | Rectified Plan |  |  |  |  | Non-Lead - Other |  |  | Statistical analysis |  |  |  |  | Non-Lead |  |  |  | Domestic
MTR_023848 | 21630 104TH PL SE | L 7 B 2 MT.VIEW PARK |  |  | Non-Lead - Other | No | 2004-04-20 | 0 | Rectified Plan |  |  |  |  | Non-Lead - Other |  |  | Statistical analysis |  |  |  |  | Non-Lead |  |  |  | Domestic
MTR_023849 | 21620 104TH PL SE | L 8 B 2 MT.VIEW PARK |  |  | Non-Lead - Other | No | 2004-04-20 | 0 | Rectified Plan |  |  |  |  | Non-Lead - Other |  |  | Statistical analysis |  |  |  |  | Non-Lead |  |  |  | Domestic
MTR_027456 | 13720 SE 237TH PL | LOT 28 NORTHPEAK CREST |  |  | Non-Lead - Other | No | 1979-07-01 | 0 | Installation date is after the lead ban |  |  |  |  | Non-Lead - Other |  |  | Installation date is after the lead ban |  |  |  |  | Non-Lead |  |  |  | Domestic
MTR_027457 | 13712 SE 237TH PL | LOT 27 NORTHPEAK CREST |  |  | Non-Lead - Other | No | 1979-07-01 | 0 | Installation date is after the lead ban |  |  |  |  | Non-Lead - Other |  |  | Installation date is after the lead ban |  |  |  |  | Non-Lead |  |  |  | Domestic
MTR_027460 | 23612 137TH AVE SE | LOT 24 NORTHPEAK CREST |  |  | Non-Lead - Other | No | 1979-07-01 | 0 | Installation date is after the lead ban |  |  |  |  | Non-Lead - Other |  |  | Installation date is after the lead ban |  |  |  |  | Non-Lead |  |  |  | Domestic
MTR_023851 | 10427 SE 218TH ST | LOT 8 BLOCK 3 MOUNTAIN VIEW PARK |  |  | Non-Lead - Other | No | 2004-04-20 | 0 | Rectified Plan |  |  |  |  | Non-Lead - Other |  |  | Statistical analysis |  |  |  |  | Non-Lead |  |  |  | Domestic
MTR_023852 | 10426 SE 219TH ST | L 1 B 1 MT.VIEW PARK 2 |  |  | Non-Lead Plastic | No | 2004-04-20 | 0 | Rectified Plan | Yes | Visual inspection at the meter pit | 2024-02-01 |  | Non-Lead Plastic |  |  | Field inspection only with no records | Yes | Visual inspection at the meter pit | 2024-02-01 |  | Non-Lead |  |  |  | Domestic
MTR_023853 | 10418 SE 219TH ST | L 2 B 1 MT.VIEW PARK 2 |  |  | Non-Lead - Other | No | 2004-04-20 | 0 | Rectified Plan |  |  |  |  | Non-Lead - Other |  |  | Statistical analysis |  |  |  |  | Non-Lead |  |  |  | Domestic
MTR_023854 | 10412 SE 219TH ST | L 3 B 1 MT.VIEW PARK 2 |  |  | Non-Lead - Other | No | 2004-04-20 | 0 | Installation date is after the lead ban |  |  |  |  | Non-Lead - Other |  |  | Installation date is after the lead ban |  |  |  |  | Non-Lead |  |  |  | Domestic
MTR_024068 | 10345 SE 209TH PL | LOT 66 STONEPINE |  |  | Non-Lead - Other | No |  | 0 | Installation date is after the lead ban |  |  |  |  | Non-Lead - Other |  |  | Installation date is after the lead ban |  |  |  |  | Non-Lead |  |  |  | Domestic
MTR_024069 | 20846 103RD CT SE | LOT 67 STONEPINE |  |  | Non-Lead - Other | No |  | 0 | Installation date is after the lead ban |  |  |  |  | Non-Lead - Other |  |  | Installation date is after the lead ban |  |  |  |  | Non-Lead |  |  |  | Assumed
MTR_024071 | 20830 103RD CT SE | LOT 70 STONEPINE |  |  | Non-Lead - Other | No |  | 0 | Installation date is after the lead ban |  |  |  |  | Non-Lead - Other |  |  | Installation date is after the lead ban |  |  |  |  | Non-Lead |  |  |  | Domestic
MTR_024072 | 20834 103RD CT SE | LOT 69 STONEPINE |  |  | Non-Lead - Other | No |  | 0 | Installation date is after the lead ban |  |  |  |  | Non-Lead - Other |  |  | Installation date is after the lead ban |  |  |  |  | Non-Lead |  |  |  | Domestic
MTR_024073 | 20826 103RD CT SE | LOT 71 STONEPINE |  |  | Non-Lead - Other | No |  | 0 | Installation date is after the lead ban |  |  |  |  | Non-Lead - Other |  |  | Installation date is after the lead ban |  |  |  |  | Non-Lead |  |  |  | Domestic
MTR_024074 | 10321 SE 210TH PL | LOT 48 STONEPINE |  |  | Non-Lead - Other | No |  | 0 | Installation date is after the lead ban |  |  |  |  | Non-Lead - Other |  |  | Installation date is after the lead ban |  |  |  |  | Non-Lead |  |  |  | Domestic
MTR_024076 | 10333 SE 210TH PL | LOT 50 STONEPINE |  |  | Non-Lead - Other | No |  | 0 | Installation date is after the lead ban |  |  |  |  | Non-Lead - Other |  |  | Installation date is after the lead ban |  |  |  |  | Non-Lead |  |  |  | Domestic
MTR_024078 | 10334 SE 210TH PL | LOT 53 STONEPINE |  |  | Non-Lead - Other | No |  | 0 | Installation date is after the lead ban |  |  |  |  | Non-Lead - Other |  |  | Installation date is after the lead ban |  |  |  |  | Non-Lead |  |  |  | Domestic
MTR_024079 | 20852 102ND PL SE | LOT 78 STONEPINE |  |  | Non-Lead - Other | No |  | 0 | Installation date is after the lead ban |  |  |  |  | Non-Lead - Other |  |  | Installation date is after the lead ban |  |  |  |  | Non-Lead |  |  |  | Assumed
MTR_024080 | 20842 102ND PL SE | LOT 79 STONEPINE |  |  | Non-Lead - Other | No |  | 0 | Installation date is after the lead ban |  |  |  |  | Non-Lead - Other |  |  | Installation date is after the lead ban |  |  |  |  | Non-Lead |  |  |  | Domestic
MTR_024082 | 20803 102ND PL SE | LOT 1 STONEPINE |  |  | Non-Lead - Other | No |  | 0 | Installation date is after the lead ban |  |  |  |  | Non-Lead - Other |  |  | Installation date is after the lead ban |  |  |  |  | Non-Lead |  |  |  | Domestic
MTR_024083 | 20811 102ND PL SE | LOT 2 STONEPINE |  |  | Non-Lead - Other | No |  | 0 | Installation date is after the lead ban |  |  |  |  | Non-Lead - Other |  |  | Installation date is after the lead ban |  |  |  |  | Non-Lead |  |  |  | Domestic
MTR_024084 | 20819 102ND PL SE | LOT 3 STONEPINE |  |  | Non-Lead - Other | No |  | 0 | Installation date is after the lead ban |  |  |  |  | Non-Lead - Other |  |  | Installation date is after the lead ban |  |  |  |  | Non-Lead |  |  |  | Domestic
MTR_024365 | 22133 104TH PL SE | W128.63 LESS N340.75 LESS S165 T |  |  | Non-Lead - Other | Unknown |  | 0 | Statistical analysis |  |  |  |  | Non-Lead Plastic |  |  | Field inspection only with no records | Yes | Visual inspection at meter pit | 2023-01-07 |  | Non-Lead |  |  |  | Domestic
MTR_024367 | 22138 103RD PL SE | E 128.76 LESS S15 LESS N 543+ TR |  |  | Non-Lead - Other | Unknown |  | 0 | Statistical analysis |  |  |  |  | Non-Lead - Other |  |  | Statistical analysis |  |  |  |  | Non-Lead |  |  |  | Domestic
MTR_024369 | 22114 103RD PL SE | E128.76 S213+ N345+ TR 21 UNEEDA N ORCHARD |  |  | Non-Lead - Other | Unknown |  | 0 | Statistical analysis |  |  |  |  | Non-Lead - Other |  |  | Statistical analysis |  |  |  |  | Non-Lead |  |  |  | Domestic
MTR_024085 | 10075 SE 213TH PL | LOT 6 BLOCK 1 OLYMPIC VIEW HEIGHTS |  |  | Non-Lead - Other | Unknown |  | 0 | Statistical analysis |  |  |  |  | Non-Lead - Other |  |  | Statistical analysis |  |  |  |  | Non-Lead |  |  |  | Domestic
MTR_024088 | 10207 SE 213TH PL | 9908-001880 |  |  | Non-Lead - Other | Unknown |  | 0 | Statistical analysis |  |  |  |  | Non-Lead - Other |  |  | Statistical analysis |  |  |  |  | Non-Lead |  |  |  | Domestic
MTR_024089 | 10223 SE 213TH PL | L2 OLYMPIC VIEW HTS 2 |  |  | Non-Lead - Other | No |  | 0 | Installation date is after the lead ban |  |  |  |  | Non-Lead - Other |  |  | Installation date is after the lead ban |  |  |  |  | Non-Lead |  |  |  | Domestic
MTR_024090 | 10247 SE 213TH PL | LOT 5 OLYMPIC VIEW HEIGHTS #2 |  |  | Non-Lead - Other | No |  | 0 | Installation date is after the lead ban |  |  |  |  | Non-Lead - Other |  |  | Installation date is after the lead ban |  |  |  |  | Non-Lead |  |  |  | Domestic
MTR_024290 | 21643 98TH AVE S | LOT 1 KCSP 1284005 |  |  | Non-Lead - Other | No |  | 0 | Installation date is after the lead ban |  |  |  |  | Non-Lead - Other |  |  | Installation date is after the lead ban |  |  |  |  | Non-Lead |  |  |  | Assumed
MTR_024292 | 21647 98TH AVE S | LOT 2 KCSP 1284005 |  |  | Non-Lead - Other | No |  | 0 | Installation date is after the lead ban |  |  |  |  | Non-Lead - Other |  |  | Installation date is after the lead ban |  |  |  |  | Non-Lead |  |  |  | Assumed
MTR_024294 | 21717 96TH PL S | LOT 3 SH. PL. 577102 |  |  | Non-Lead - Other | No |  | 0 | Installation date is after the lead ban |  |  |  |  | Non-Lead - Other |  |  | Installation date is after the lead ban |  |  |  |  | Non-Lead |  |  |  | Domestic
MTR_024295 | 21737 96TH PL S | LOT 1 SHORT PLAT 577102 |  |  | Non-Lead - Other | No |  | 0 | Installation date is after the lead ban |  |  |  |  | Non-Lead - Other |  |  | Installation date is after the lead ban |  |  |  |  | Non-Lead |  |  |  | Domestic
MTR_023856 | 21613 104TH PL SE | L 2 B 3 MT.VIEW PARK |  |  | Non-Lead - Other | No | 2004-04-20 | 0 | Rectified Plan |  |  |  |  | Non-Lead - Other |  |  | Statistical analysis |  |  |  |  | Non-Lead |  |  |  | Domestic
MTR_023857 | 21629 104TH PL SE | L 4 B 3 MT.VIEW PARK |  |  | Non-Lead - Other | No | 2004-04-20 | 0 | Rectified Plan |  |  |  |  | Non-Lead - Other |  |  | Statistical analysis |  |  |  |  | Non-Lead |  |  |  | Domestic
MTR_024296 | 21606 98TH AVE S | LOT 19 VERDE MESA |  |  | Non-Lead - Other | Unknown |  | 0 | Statistical analysis |  |  |  |  | Non-Lead - Other |  |  | Statistical analysis |  |  |  |  | Non-Lead |  |  |  | Assumed
MTR_005108 | 21605 100TH AVE SE | L 1 VERDE MESA |  |  | Non-Lead - Other | Unknown |  | 0 | Statistical analysis |  |  |  |  | Non-Lead - Other |  |  | Statistical analysis |  |  |  |  | Non-Lead |  |  |  | Assumed
MTR_005109 | 21611 100TH AVE SE | LOT 2 VERDE MESA |  |  | Non-Lead - Other | Unknown |  | 1.5 | Statistical analysis |  |  |  |  | Non-Lead - Other |  |  | Statistical analysis |  |  |  |  | Non-Lead |  |  |  | Domestic
MTR_023287 | 21310 94TH PL S | LOT 1 GARRISON HEIGHTS |  |  | Non-Lead - Other | No |  | 0 | Installation date is after the lead ban |  |  |  |  | Non-Lead - Other |  |  | Installation date is after the lead ban |  |  |  |  | Non-Lead |  |  |  | Assumed
MTR_023071 | 21616 95TH PL S | LOT 6 KENTWOOD 8 |  |  | Non-Lead - Other | No |  | 0 | Installation date is after the lead ban |  |  |  |  | Galvanized Requiring Replacement |  |  | Field inspection only with no records | Yes | Visual inspection at meter pit | 2023-01-25 |  | Galvanized Requiring Replacement |  |  |  | Domestic
MTR_023290 | 21432 94TH CT S | LOT 20 GARRISON HEIGHTS |  |  | Non-Lead - Other | No |  | 0 | Installation date is after the lead ban |  |  |  |  | Non-Lead - Other |  |  | Installation date is after the lead ban |  |  |  |  | Non-Lead |  |  |  | Assumed
MTR_021728 | 19915 137TH AVE SE | L 30 SOOS CREEK MEADOWS |  |  | Non-Lead - Other | No |  | 0 | Rectified Plan | No |  |  |  | Non-Lead - Other |  |  | Installation date is after the lead ban |  |  |  |  | Non-Lead |  |  |  | Domestic
MTR_021625 | 13820 SE 200TH ST | LOT1 STAFFORD HANSELL#11 |  |  | Non-Lead - Other | No |  | 0 | Installation date is after the lead ban |  |  |  |  | Non-Lead - Other |  |  | Installation date is after the lead ban |  |  |  |  | Non-Lead |  |  |  | Domestic
MTR_021785 | 13349 SE 197TH ST | LOT 28 FOREST TRAILS #2 |  |  | Non-Lead - Other | No |  | 0 | Installation date is after the lead ban |  |  |  |  | Non-Lead - Other |  |  | Installation date is after the lead ban |  |  |  |  | Non-Lead |  |  |  | Assumed
MTR_021449 | 14418 SE 198TH CT | LOT 74 RUDDELLS 3RD ADD. |  |  | Non-Lead - Other | No |  | 0 | Installation date is after the lead ban |  |  |  |  | Non-Lead - Other |  |  | Installation date is after the lead ban |  |  |  |  | Non-Lead |  |  |  | Domestic
MTR_021618 | 19915 133RD AVE SE | L29 FOREST TRAILS #1 |  |  | Non-Lead - Other | No |  | 0 | Rectified Plan | No |  |  |  | Non-Lead - Other |  |  | Installation date is after the lead ban |  |  |  |  | Non-Lead |  |  |  | Domestic
MTR_021619 | 19921 133RD AVE SE | L30 FOREST TRAILS #1 |  |  | Non-Lead - Other | No |  | 0 | Rectified Plan | No |  |  |  | Non-Lead - Other |  |  | Installation date is after the lead ban |  |  |  |  | Non-Lead |  |  |  | Domestic
MTR_021620 | 19925 133RD AVE SE | L31 FOREST TRAILS #1 |  |  | Non-Lead - Other | No |  | 0 | Rectified Plan | No |  |  |  | Non-Lead - Other |  |  | Installation date is after the lead ban |  |  |  |  | Non-Lead |  |  |  | Domestic
MTR_021770 | 19620 134TH CT SE | LOT 7 FOREST TRAILS #5 |  |  | Non-Lead - Other | No |  | 0 | Rectified Plan | No |  |  |  | Non-Lead - Other |  |  | Installation date is after the lead ban |  |  |  |  | Non-Lead |  |  |  | Domestic
MTR_021771 | 19621 134TH CT SE | LOT 8 FOREST TRAILS #5 |  |  | Non-Lead - Other | No |  | 0 | Rectified Plan | No |  |  |  | Non-Lead - Other |  |  | Installation date is after the lead ban |  |  |  |  | Non-Lead |  |  |  | Domestic
MTR_021773 | 19631 134TH CT SE | LOT 10 FOREST TRAILS #5 |  |  | Non-Lead - Other | No |  | 0 | Rectified Plan | No |  |  |  | Non-Lead - Other |  |  | Installation date is after the lead ban |  |  |  |  | Non-Lead |  |  |  | Domestic
MTR_021774 | 19641 134TH CT SE | LOT 11 FOREST TRAILS 5 |  |  | Non-Lead - Other | No |  | 0 | Rectified Plan | No |  |  |  | Non-Lead - Other |  |  | Installation date is after the lead ban |  |  |  |  | Non-Lead |  |  |  | Domestic
MTR_021647 | 13813 SE 195TH CT | L23 STAFFORD HANSELL #11 |  |  | Non-Lead - Other | No |  | 0 | Installation date is after the lead ban |  |  |  |  | Non-Lead - Other |  |  | Installation date is after the lead ban |  |  |  |  | Non-Lead |  |  |  | Domestic
MTR_021650 | 13804 SE 195TH CT | L26 STAFFORD HANSELL 11 |  |  | Non-Lead - Other | No |  | 0 | Installation date is after the lead ban |  |  |  |  | Non-Lead - Other |  |  | Installation date is after the lead ban |  |  |  |  | Non-Lead |  |  |  | Domestic
MTR_021651 | 19504 138TH AVE SE | L27 STAFFORD HANSELL 11 |  |  | Non-Lead - Other | No |  | 0 | Converted CAD | No |  |  |  | Non-Lead - Other |  |  | Installation date is after the lead ban |  |  |  |  | Non-Lead |  |  |  | Domestic
MTR_021588 | 19403 133RD AVE SE | LOT 44 FOREST TRAILS #3 |  |  | Non-Lead - Other | No |  | 0 | Rectified Plan | No |  |  |  | Non-Lead - Other |  |  | Installation date is after the lead ban |  |  |  |  | Non-Lead |  |  |  | Domestic
MTR_021590 | 19419 133RD AVE SE | LOT 46 FOREST TRAILS #3 |  |  | Non-Lead - Other | No |  | 0 | Rectified Plan | No |  |  |  | Non-Lead - Other |  |  | Installation date is after the lead ban |  |  |  |  | Non-Lead |  |  |  | Domestic
MTR_021778 | 13332 SE 197TH ST | LOT 21 FOREST TRAILS #2 |  |  | Non-Lead - Other | No |  | 0 | Installation date is after the lead ban |  |  |  |  | Non-Lead - Other |  |  | Installation date is after the lead ban |  |  |  |  | Non-Lead |  |  |  | Assumed
MTR_021779 | 13324 SE 197TH ST | LOT 22 FOREST TRAILS #2 |  |  | Non-Lead - Other | No |  | 0 | Installation date is after the lead ban |  |  |  |  | Non-Lead - Other |  |  | Installation date is after the lead ban |  |  |  |  | Non-Lead |  |  |  | Assumed
MTR_021780 | 13316 SE 197TH ST | LOT 23 FOREST TRAILS #2 |  |  | Non-Lead - Other | No |  | 0 | Installation date is after the lead ban |  |  |  |  | Non-Lead - Other |  |  | Installation date is after the lead ban |  |  |  |  | Non-Lead |  |  |  | Assumed
MTR_025693 | 12740 SE 211TH ST | LOT 16 LAUREL SPRINGS |  |  | Non-Lead - Other | No | 2003-12-11 | 0 | Installation date is after the lead ban |  |  |  |  | Non-Lead - Other |  |  | Installation date is after the lead ban |  |  |  |  | Non-Lead |  |  |  | Domestic
MTR_021743 | 19902 133RD AVE SE | LOT 12 FOREST TRAILS #1 |  |  | Non-Lead - Other | No |  | 0 | Rectified Plan | No |  |  |  | Non-Lead - Other |  |  | Installation date is after the lead ban |  |  |  |  | Non-Lead |  |  |  | Domestic
MTR_028603 | 12343 SE 219TH PL | LOT 15 PARKWAY ESTATES |  |  | Non-Lead - Other | No | 1978-07-26 | 0 | Installation date is after the lead ban |  |  |  |  | Non-Lead - Other |  |  | Installation date is after the lead ban |  |  |  |  | Non-Lead |  |  |  | Domestic
MTR_021747 | 19811 133RD PL SE | LOT 2 FOREST TRAILS #2 |  |  | Non-Lead - Other | No |  | 0 | Installation date is after the lead ban |  |  |  |  | Non-Lead - Other |  |  | Installation date is after the lead ban |  |  |  |  | Non-Lead |  |  |  | Assumed
MTR_024689 | 20227 137TH AVE SE | LOT 51 FOREST GLEN SOUTH |  |  | Non-Lead - Other | No |  | 0 | Installation date is after the lead ban |  |  |  |  | Non-Lead - Other |  |  | Installation date is after the lead ban |  |  |  |  | Non-Lead |  |  |  | Domestic
MTR_024690 | 20235 137TH AVE SE | LOT 52 FOREST GLEN SOUTH |  |  | Non-Lead - Other | No |  | 0 | Installation date is after the lead ban |  |  |  |  | Non-Lead - Other |  |  | Installation date is after the lead ban |  |  |  |  | Non-Lead |  |  |  | Domestic
MTR_024691 | 13703 SE 202ND PL | LOT 1 FOREST GLEN SOUTH |  |  | Non-Lead - Other | No |  | 0 | Installation date is after the lead ban |  |  |  |  | Non-Lead - Other |  |  | Installation date is after the lead ban |  |  |  |  | Non-Lead |  |  |  | Domestic
MTR_024692 | 13711 SE 202ND PL | L 2 FOREST GLEN SOUTH |  |  | Non-Lead - Other | No |  | 0 | Installation date is after the lead ban |  |  |  |  | Non-Lead - Other |  |  | Installation date is after the lead ban |  |  |  |  | Non-Lead |  |  |  | Domestic
MTR_024694 | 13727 SE 202ND PL | LOT 4 FOREST GLEN SOUTH |  |  | Non-Lead - Other | No |  | 0 | Installation date is after the lead ban |  |  |  |  | Non-Lead - Other |  |  | Installation date is after the lead ban |  |  |  |  | Non-Lead |  |  |  | Domestic
MTR_021764 | 19648 134TH CT SE | LOT 1 FOREST TRAILS #5 |  |  | Non-Lead - Other | No |  | 0 | Rectified Plan | No |  |  |  | Non-Lead - Other |  |  | Installation date is after the lead ban |  |  |  |  | Non-Lead |  |  |  | Domestic
MTR_021765 | 19642 134TH CT SE | LOT 2 FOREST TRAILS #5 |  |  | Non-Lead - Other | No |  | 0 | Rectified Plan | No |  |  |  | Non-Lead - Other |  |  | Installation date is after the lead ban |  |  |  |  | Non-Lead |  |  |  | Domestic
MTR_021878 | 19332 133RD PL SE | LOT 9 FOREST TRAILS #4 |  |  | Non-Lead - Other | No |  | 0 | Rectified Plan | No |  |  |  | Non-Lead - Other |  |  | Installation date is after the lead ban |  |  |  |  | Non-Lead |  |  |  | Domestic
MTR_021879 | 19324 133RD PL SE | LOT 10 FOREST TRAILS #4 |  |  | Non-Lead - Other | No |  | 0 | Rectified Plan | No |  |  |  | Non-Lead - Other |  |  | Installation date is after the lead ban |  |  |  |  | Non-Lead |  |  |  | Domestic
MTR_021880 | 19316 133RD PL SE | LOT 11 FOREST TRAILS 4 |  |  | Non-Lead - Other | No |  | 0 | Rectified Plan | No |  |  |  | Non-Lead - Other |  |  | Installation date is after the lead ban |  |  |  |  | Non-Lead |  |  |  | Domestic
MTR_021881 | 13327 SE 193RD ST | LOT 12 FOREST TRAILS 4 |  |  | Non-Lead - Other | No |  | 0 | Rectified Plan | No |  |  |  | Non-Lead - Other |  |  | Installation date is after the lead ban |  |  |  |  | Non-Lead |  |  |  | Domestic
MTR_021883 | 19309 134TH AVE SE | LOT 14 FOREST TRAILS #4 |  |  | Non-Lead - Other | No |  | 0 | Rectified Plan | No |  |  |  | Non-Lead - Other |  |  | Installation date is after the lead ban |  |  |  |  | Non-Lead |  |  |  | Domestic
MTR_023240 | 21207 97TH PL S | L45 WESTVIEW TERR. #2 |  |  | Non-Lead - Other | No | 2008-10-29 | 0 | Rectified Plan |  |  |  |  | Non-Lead Plastic |  |  | Field inspection only with no records | Yes | Visual inspection at meter pit | 2023-01-20 |  | Non-Lead |  |  |  | Domestic
MTR_021658 | 19318 138TH AVE SE | LOT 19 ROCK CREEK |  |  | Non-Lead - Other | No |  | 0 | Rectified Plan | No |  |  |  | Non-Lead - Other |  |  | Installation date is after the lead ban |  |  |  |  | Non-Lead |  |  |  | Domestic
MTR_024642 | 20154 128TH AVE SE | L32 LINDA HIGHLANDS |  |  | Non-Lead - Other | No |  | 0 | Installation date is after the lead ban |  |  |  |  | Non-Lead - Other |  |  | Installation date is after the lead ban |  |  |  |  | Non-Lead |  |  |  | Domestic
MTR_024644 | 20130 128TH AVE SE | L34 LINDA HIGHLANDS |  |  | Non-Lead - Other | No |  | 0 | Installation date is after the lead ban |  |  |  |  | Non-Lead - Other |  |  | Installation date is after the lead ban |  |  |  |  | Non-Lead |  |  |  | Domestic
MTR_024640 | 20149 128TH AVE SE | L30 LINDA HIGHLANDS |  |  | Non-Lead - Other | No |  | 0 | Installation date is after the lead ban |  |  |  |  | Non-Lead - Other |  |  | Installation date is after the lead ban |  |  |  |  | Non-Lead |  |  |  | Domestic
MTR_021930 | 13300 SE 193RD ST | L 35 FOREST TRAILS 3 |  |  | Non-Lead - Other | No |  | 0 | Converted CAD | No |  |  |  | Non-Lead - Other |  |  | Installation date is after the lead ban |  |  |  |  | Non-Lead |  |  |  | Domestic
MTR_022142 | 12010 SE 186TH ST | LOT 2 AURIA WOODS |  |  | Non-Lead - Other | No | 2004-03-31 | 0 | Rectified Plan | No |  |  |  | Non-Lead - Other |  |  | Installation date is after the lead ban |  |  |  |  | Non-Lead |  |  |  | Domestic
MTR_022141 | 12016 SE 186TH ST | LOT 3 AURIA WOODS |  |  | Non-Lead - Other | No | 2004-03-31 | 0 | Rectified Plan | No |  |  |  | Non-Lead - Other |  |  | Installation date is after the lead ban |  |  |  |  | Non-Lead |  |  |  | Domestic
MTR_014360 | FIRE METER BTWN LOTS 23 & 24 G VW | FIRE METER BTWN LOTS 23 & 24 GLACIER VIEW |  |  | Non-Lead - Other | No | 2005-10-28 | 4 | Statistical analysis |  |  |  |  | Non-Lead - Other |  |  | Statistical analysis |  |  |  |  | Non-Lead |  |  |  | Fire
MTR_019661 | 18965 108TH LN SE | LOT 22 BELGROVE @ RENTON PH 2 |  |  | Non-Lead - Other | No | 2004-06-30 | 0 | Installation date is after the lead ban |  |  |  |  | Non-Lead - Other |  |  | Installation date is after the lead ban |  |  |  |  | Non-Lead |  |  |  | Domestic
MTR_019662 | 18963 108TH LN SE | LOT 21 BELGROVE @ RENTON PH 2 |  |  | Non-Lead Plastic | No | 2004-06-30 | 0 | Field inspection only with no records | Yes | Visual inspection at meter pit | 2023-09-29 |  | Non-Lead Plastic |  |  | Field inspection only with no records | Yes | Visual inspection at meter pit | 2023-09-29 |  | Non-Lead |  |  |  | Domestic
MTR_019663 | 18959 108TH LN SE | LOT 19 BELGROVE @ RENTON PH 2 |  |  | Non-Lead Plastic | No | 2004-06-30 | 0 | Field inspection only with no records | Yes | Visual inspection at meter pit | 2023-08-14 |  | Non-Lead Plastic |  |  | Field inspection only with no records | Yes | Visual inspection at meter pit | 2023-08-14 |  | Non-Lead |  |  |  | Domestic
MTR_012557 | 18221 168TH WAY SE | LOT 19 TROVITSKY PARK 2 |  |  | Non-Lead - Other | No | 2003-03-14 | 4 | Rectified Plan | No |  |  |  | Non-Lead - Other |  |  | Installation date is after the lead ban |  |  |  |  | Non-Lead |  |  |  | Domestic
MTR_025680 | 12765 SE 211TH ST | LOT 8 LAUREL SPRINGS |  |  | Non-Lead - Other | No | 2003-12-11 | 0 | Installation date is after the lead ban |  |  |  |  | Non-Lead - Other |  |  | Installation date is after the lead ban |  |  |  |  | Non-Lead |  |  |  | Domestic
MTR_022777 | 19209 121ST PL SE | LOT 2 GOLDEN HILLS |  |  | Non-Lead - Other | No | 1978-07-26 | 0 | Installation date is after the lead ban |  |  |  |  | Non-Lead - Other |  |  | Installation date is after the lead ban |  |  |  |  | Non-Lead |  |  |  | Domestic
MTR_004295 | 10405 SE 172ND ST-STORAGE & LAUNDRY | LOT 150 SEC 29-23-5 |  |  | Non-Lead - Other | No |  | 0.75 | Installation date is after the lead ban |  |  |  |  | Non-Lead - Other |  |  | Installation date is after the lead ban |  |  |  |  | Non-Lead |  |  |  | Assumed
MTR_017402 | E SIDE OF 120TH AVE & 180TH SE | E SIDE OF 120TH AVE SE & 180TH |  |  | Non-Lead Plastic | No | 1975-08-05 | 0 | Field inspection only with no records | Yes | Visual inspection at meter pit | 2023-11-30 |  | Non-Lead Plastic |  |  | Field inspection only with no records | Yes | Visual inspection at meter pit | 2023-11-30 |  | Non-Lead |  |  |  | Assumed
MTR_024960 | 11910 SE 210TH PL | LOT 23 VILLA ESTATES |  |  | Non-Lead - Plastic | No | 1977-08-01 | 1 | Rectified Plan | No |  |  |  | Non-Lead - Other |  |  | Installation date is after the lead ban |  |  |  |  | Non-Lead |  |  |  | Domestic
MTR_019665 | 18917 112TH PL SE | LOT 49 CHINQUAPIN RIDGE #2 |  |  | Non-Lead - Other | No | 1995-09-19 | 0 | Installation date is after the lead ban |  |  |  |  | Non-Lead - Other |  |  | Installation date is after the lead ban |  |  |  |  | Non-Lead |  |  |  | Domestic
MTR_023769 | 22027 101ST PL SE | LOT 17 KARA 3 |  |  | Non-Lead - Other | No | 2003-08-27 | 0 | Installation date is after the lead ban |  |  |  |  | Non-Lead - Other |  |  | Installation date is after the lead ban |  |  |  |  | Non-Lead |  |  |  | Domestic
MTR_028328 | 12907 SE 216TH PL | LOT 16 BEGONIA PLACE |  |  | Non-Lead - Other | No | 2001-02-23 | 0 | Installation date is after the lead ban |  |  |  |  | Non-Lead - Other |  |  | Installation date is after the lead ban |  |  |  |  | Non-Lead |  |  |  | Domestic
MTR_029384 | 22420 108TH PL SE | L 83 OXFORD ADD |  |  | Non-Lead - Other | Unknown |  | 0 | Statistical analysis |  |  |  |  | Non-Lead - Other |  |  | Statistical analysis |  |  |  |  | Non-Lead |  |  |  | Domestic
MTR_028329 | 21613 129TH AVE SE | LOT 20 BEGONIA PLACE |  |  | Non-Lead - Other | No | 2001-02-23 | 0 | Installation date is after the lead ban |  |  |  |  | Non-Lead - Other |  |  | Installation date is after the lead ban |  |  |  |  | Non-Lead |  |  |  | Domestic
MTR_021994 | 19454 140TH AVE SE | TL 236 SEC 3-22-5 |  |  | Non-Lead - Other | Unknown |  | 0 | Rectified Plan | No |  |  |  | Non-Lead - Other |  |  | Statistical analysis |  |  |  |  | Non-Lead |  |  |  | Domestic
MTR_021992 | 19600 140TH AVE SE | 9931-007300 |  |  | Non-Lead - Other | No |  | 0 | Rectified Plan | No |  |  |  | Non-Lead - Other |  |  | Installation date is after the lead ban |  |  |  |  | Non-Lead |  |  |  | Domestic
MTR_021993 | 19460 140TH AVE SE | TL 163 SEC 3-22-5 |  |  | Non-Lead Plastic | Unknown |  | 0 | Rectified Plan | Yes | Visual inspection at the meter pit | 2024-02-29 |  | Non-Lead Plastic |  |  | Field inspection only with no records | Yes | Visual inspection at the meter pit | 2024-02-29 |  | Non-Lead |  |  |  | Domestic
MTR_022728 | 11633 SE 199TH ST | LOT 21 SPRING HILL WEST |  |  | Non-Lead - Other | No | 2004-03-09 | 0 | Installation date is after the lead ban |  |  |  |  | Non-Lead - Other |  |  | Installation date is after the lead ban |  |  |  |  | Non-Lead |  |  |  | Domestic
MTR_025681 | 12776 SE 211TH ST | LOT 22 LAUREL SPRINGS |  |  | Non-Lead - Other | No | 2003-12-11 | 0 | Installation date is after the lead ban |  |  |  |  | Non-Lead - Other |  |  | Installation date is after the lead ban |  |  |  |  | Non-Lead |  |  |  | Domestic
MTR_015851 | 14416 SE 188TH WAY | LOT 21 BOLLMAN PLAT |  |  | Non-Lead - Other | No | 2003-03-05 | 0 | Installation date is after the lead ban |  |  |  |  | Non-Lead - Other |  |  | Installation date is after the lead ban |  |  |  |  | Non-Lead |  |  |  | Domestic
MTR_022140 | 12022 SE 186TH ST | LOT 4 AURIA WOODS |  |  | Non-Lead Plastic | No | 2004-03-31 | 0 | Field inspection only with no records | Yes | Visual inspection at meter pit | 2023-09-30 |  | Non-Lead Plastic |  |  | Field inspection only with no records | Yes | Visual inspection at meter pit | 2023-09-30 |  | Non-Lead |  |  |  | Domestic
MTR_022452 | 19383 113TH PL SE | LOT 54 PANTHER MEADOWS |  |  | Non-Lead Plastic | No | 2004-07-26 | 0 | Field inspection only with no records | Yes | Visual inspection at meter pit | 2023-09-30 |  | Non-Lead Plastic |  |  | Field inspection only with no records | Yes | Visual inspection at meter pit | 2023-09-30 |  | Non-Lead |  |  |  | Domestic
MTR_022453 | 19377 113TH PL SE | LOT 55 PANTHER MEADOWS |  |  | Non-Lead - Other | No | 2004-07-26 | 0 | Installation date is after the lead ban |  |  |  |  | Non-Lead Plastic |  |  | Field inspection only with no records | Yes | Visual inspection at meter pit | 2023-09-30 |  | Non-Lead |  |  |  | Domestic
MTR_022454 | 19378 113TH PL SE | LOT 20 PANTHER MEADOWS |  |  | Non-Lead Plastic | No | 2004-07-26 | 0 | Field inspection only with no records | Yes | Visual inspection at meter pit | 2023-09-29 |  | Non-Lead Plastic |  |  | Field inspection only with no records | Yes | Visual inspection at meter pit | 2023-09-29 |  | Non-Lead |  |  |  | Domestic
MTR_023784 | 22031 102ND PL SE | LOT 7 ANNANDALE |  |  | Non-Lead - Other | No | 2004-07-27 | 0 | Installation date is after the lead ban |  |  |  |  | Non-Lead - Other |  |  | Installation date is after the lead ban |  |  |  |  | Non-Lead |  |  |  | Domestic
MTR_026739 | 23003 135TH AVE SE | L 6 BK3 STARCREST ADD |  |  | Non-Lead - Other | No | 2005-06-17 | 0 | Rectified Plan |  |  |  |  | Non-Lead - Other |  |  | Statistical analysis |  |  |  |  | Non-Lead |  |  |  | Domestic
MTR_014545 | 12210 SE PETROVITSKY RD | BUILDING 7-STONEBROOK APARTMENTS |  |  | Non-Lead - Other | No | 2004-04-02 | 1.5 | Installation date is after the lead ban |  |  |  |  | Non-Lead - Other |  |  | Installation date is after the lead ban |  |  |  |  | Non-Lead |  |  |  | Fire
MTR_025684 | 12782 SE 211TH ST | LOT 23 LAUREL SPRINGS |  |  | Non-Lead - Other | No | 2003-12-11 | 0 | Installation date is after the lead ban |  |  |  |  | Non-Lead Plastic |  |  | Field inspection only with no records | Yes | Visual inspection at meter pit | 2023-01-20 |  | Non-Lead |  |  |  | Domestic
MTR_014546 | 12210 SE PETROVITSKY RD | BUILDING 1-STONEBROOK APARTMENTS |  |  | Non-Lead - Other | No | 2004-04-02 | 1.5 | Installation date is after the lead ban |  |  |  |  | Non-Lead - Other |  |  | Installation date is after the lead ban |  |  |  |  | Non-Lead |  |  |  | Fire
MTR_024890 | 13530 SE 208TH ST | TAX LOT 260 SW 3-22-5 |  |  | Non-Lead - Other | Unknown |  | 0 | Statistical analysis |  |  |  |  | Non-Lead - Other |  |  | Statistical analysis |  |  |  |  | Non-Lead |  |  |  | Assumed
MTR_024811 | 14010 SE 201ST ST | L6 BLK1 FOWLERS ADD. |  |  | Non-Lead - Other | Unknown |  | 0 | Statistical analysis |  |  |  |  | Non-Lead - Other |  |  | Statistical analysis |  |  |  |  | Non-Lead |  |  |  | Assumed
MTR_024818 | 14041 SE 201ST ST | LOT 6 BLOCK 2 FOWLERS ADDITION |  |  | Non-Lead - Other | Unknown |  | 0 | Statistical analysis |  |  |  |  | Non-Lead - Other |  |  | Statistical analysis |  |  |  |  | Non-Lead |  |  |  | Assumed
MTR_025132 | 12415 SE 211TH PL | L22 GLENCARIN # 1 |  |  | Non-Lead - Other | No | 1968-03-08 | 0 | Installation date is after the lead ban |  |  |  |  | Non-Lead - Other |  |  | Installation date is after the lead ban |  |  |  |  | Non-Lead |  |  |  | Domestic
MTR_025133 | 12409 SE 211TH PL | L21 GLENCARIN # 1 |  |  | Non-Lead - Other | No | 1968-03-08 | 0 | Installation date is after the lead ban |  |  |  |  | Non-Lead - Other |  |  | Installation date is after the lead ban |  |  |  |  | Non-Lead |  |  |  | Domestic
MTR_021804 | 13310 SE 198TH ST | LOT 47 FOREST TRAILS #2 |  |  | Non-Lead - Other | No |  | 0 | Installation date is after the lead ban |  |  |  |  | Non-Lead - Other |  |  | Installation date is after the lead ban |  |  |  |  | Non-Lead |  |  |  | Assumed
MTR_021358 | 14005 SE 194TH ST | L1 ECHO GLEN |  |  | Non-Lead - Other | No |  | 0 | Installation date is after the lead ban |  |  |  |  | Non-Lead - Other |  |  | Installation date is after the lead ban |  |  |  |  | Non-Lead |  |  |  | Domestic
MTR_004321 | 21008 132ND AVE SE | TAX LOT 109 10-22-5 |  |  | Non-Lead - Other | No |  | 0.75 | Installation date is after the lead ban |  |  |  |  | Non-Lead - Other |  |  | Installation date is after the lead ban |  |  |  |  | Non-Lead |  |  |  | Assumed
MTR_015852 | 18432 140TH AVE SE |  |  |  | Non-Lead - Other | No | 2004-11-04 | 0 | Installation date is after the lead ban |  |  |  |  | Non-Lead - Other |  |  | Installation date is after the lead ban |  |  |  |  | Non-Lead |  |  |  | Domestic
MTR_015853 | 14033 SE 185TH PL | TAX LOT 201 34-23-5 |  |  | Non-Lead - Other | No | 2004-11-04 | 0 | Installation date is after the lead ban |  |  |  |  | Non-Lead - Other |  |  | Installation date is after the lead ban |  |  |  |  | Non-Lead |  |  |  | Domestic
MTR_015854 | 18520 140TH AVE SE | TL72 SEC 34-23-5 |  |  | Non-Lead - Other | No | 2004-11-04 | 0 | Rectified Plan |  |  |  |  | Non-Lead - Other |  |  | Statistical analysis |  |  |  |  | Non-Lead |  |  |  | Domestic
MTR_015856 | 14009 SE 187TH ST | 9925-000670 |  |  | Non-Lead - Other | No | 2004-11-04 | 0 | Rectified Plan |  |  |  |  | Non-Lead - Other |  |  | Statistical analysis |  |  |  |  | Non-Lead |  |  |  | Domestic
MTR_021988 | 19628 140TH AVE SE | TAX LOT 161 03-22-5 |  |  | Non-Lead - Other | No | 2004-11-04 | 0 | Rectified Plan | No |  |  |  | Non-Lead - Other |  |  | Statistical analysis |  |  |  |  | Non-Lead |  |  |  | Domestic
MTR_021990 | 19616 140TH AVE SE | TL182 SEC 3-22-5 |  |  | Non-Lead Plastic | No | 2004-11-04 | 0 | Rectified Plan | Yes | Visual inspection at the meter pit | 2024-04-02 |  | Non-Lead Plastic |  |  | Field inspection only with no records | Yes | Visual inspection at the meter pit | 2024-04-02 |  | Non-Lead |  |  |  | Domestic
MTR_021991 | 19608 140TH AVE SE | PARCEL L OF SHORT PLAT |  |  | Non-Lead - Other | Unknown |  | 0 | Rectified Plan | No |  |  |  | Non-Lead - Other |  |  | Statistical analysis |  |  |  |  | Non-Lead |  |  |  | Domestic
MTR_021257 | 14020 SE 197TH PL | 9931-007220 |  |  | Non-Lead - Other | Unknown |  | 0 | Statistical analysis |  |  |  |  | Non-Lead - Other |  |  | Statistical analysis |  |  |  |  | Non-Lead |  |  |  | Assumed
MTR_023770 | 22023 101ST PL SE | LOT 16 KARA 3 |  |  | Non-Lead - Other | No | 2003-08-27 | 0 | Installation date is after the lead ban |  |  |  |  | Non-Lead - Other |  |  | Installation date is after the lead ban |  |  |  |  | Non-Lead |  |  |  | Domestic
MTR_012556 | 18213 168TH WAY SE | LOT 18 TROVITSKY PARK 2 |  |  | Non-Lead - Other | No | 2003-03-14 | 4 | Rectified Plan | No |  |  |  | Non-Lead Plastic |  |  | Field inspection only with no records | Yes | Visual inspection at meter pit | 2023-01-28 |  | Non-Lead |  |  |  | Domestic
MTR_022750 | 11730 SE 200TH ST | LOT 1 SPRING HILL WEST |  |  | Non-Lead - Other | No | 2004-03-09 | 0 | Installation date is after the lead ban |  |  |  |  | Non-Lead - Other |  |  | Installation date is after the lead ban |  |  |  |  | Non-Lead |  |  |  | Domestic
MTR_015858 | 14728 SE 187TH CT | LOT 12 FAIRHAVEN 3 |  |  | Non-Lead Plastic | No | 2004-03-12 | 0 | Field inspection only with no records | Yes | Visual inspection at meter pit | 2023-10-13 |  | Non-Lead Plastic |  |  | Field inspection only with no records | Yes | Visual inspection at meter pit | 2023-10-13 |  | Non-Lead |  |  |  | Domestic
MTR_025685 | 12786 SE 211TH ST | LOT 24 LAUREL SPRINGS |  |  | Non-Lead - Other | No | 2003-12-11 | 0 | Installation date is after the lead ban |  |  |  |  | Non-Lead - Other |  |  | Installation date is after the lead ban |  |  |  |  | Non-Lead |  |  |  | Domestic
MTR_024858 | 20209 143RD PL SE | TL121 E1/2 SEC 3-22-5 |  |  | Non-Lead - Other | No |  | 0 | Installation date is after the lead ban |  |  |  |  | Non-Lead - Other |  |  | Installation date is after the lead ban |  |  |  |  | Non-Lead |  |  |  | Assumed
MTR_024860 | 20223 143RD PL SE | TL115 E1/2 SEC 3-22-5 |  |  | Non-Lead - Other | Unknown |  | 0 | Statistical analysis |  |  |  |  | Non-Lead - Other |  |  | Statistical analysis |  |  |  |  | Non-Lead |  |  |  | Assumed
MTR_024861 | 20241 143RD PL SE | TAX LOT 131 3-22-5 |  |  | Non-Lead - Other | No |  | 0 | Installation date is after the lead ban |  |  |  |  | Non-Lead - Other |  |  | Installation date is after the lead ban |  |  |  |  | Non-Lead |  |  |  | Assumed
MTR_016867 | 15224 SE 178TH PL | LOT 17 CANDLEWOOD RIDGE #5 |  |  | Non-Lead - Other | No | 1978-02-01 | 0 | Installation date is after the lead ban |  |  |  |  | Non-Lead - Other |  |  | Installation date is after the lead ban |  |  |  |  | Non-Lead |  |  |  | Domestic
MTR_019086 | 10028 SE 190TH ST | LOT 5 HI VIEW HEIGHTS |  |  | Non-Lead - Other | No |  | 0 | Installation date is after the lead ban |  |  |  |  | Non-Lead - Other |  |  | Installation date is after the lead ban |  |  |  |  | Non-Lead |  |  |  | Assumed
MTR_024823 | 14219 SE 201ST ST | L3 BLK4 FOWLERS ADD. |  |  | Non-Lead - Other | Unknown |  | 0 | Statistical analysis |  |  |  |  | Non-Lead - Other |  |  | Statistical analysis |  |  |  |  | Non-Lead |  |  |  | Assumed
MTR_024825 | 20105 143RD PL SE | L5 BLK4 FOWLERS ADD. |  |  | Non-Lead Plastic | Unknown |  | 0 | Field inspection only with no records | Yes | Visual inspection at meter pit | 2023-11-11 |  | Non-Lead Plastic |  |  | Field inspection only with no records | Yes | Visual inspection at meter pit | 2023-11-11 |  | Non-Lead |  |  |  | Assumed
MTR_024828 | 14228 SE 202ND ST | L7 BLK4 FOWLERS ADD. |  |  | Non-Lead - Other | Unknown |  | 0 | Statistical analysis |  |  |  |  | Non-Lead - Other |  |  | Statistical analysis |  |  |  |  | Non-Lead |  |  |  | Assumed
MTR_024829 | 14220 SE 202ND ST | L8 BLK4 FOWLERS ADD. |  |  | Non-Lead Plastic | Unknown |  | 0 | Field inspection only with no records | Yes | Visual inspection at meter pit | 2023-11-11 |  | Non-Lead Plastic |  |  | Field inspection only with no records | Yes | Visual inspection at meter pit | 2023-11-11 |  | Non-Lead |  |  |  | Assumed
MTR_024824 | 14227 SE 201ST ST | L4 BLK4 FOWLERS ADD. |  |  | Non-Lead Plastic | Unknown |  | 0 | Field inspection only with no records | Yes | Visual inspection at meter pit | 2023-01-28 |  | Non-Lead Plastic |  |  | Field inspection only with no records | Yes | Visual inspection at meter pit | 2023-01-28 |  | Non-Lead |  |  |  | Assumed
MTR_024838 | 14012 SE 202ND ST | L15 BLK2 FOWLERS ADD. |  |  | Non-Lead - Other | No |  | 0 | Installation date is after the lead ban |  |  |  |  | Non-Lead - Other |  |  | Installation date is after the lead ban |  |  |  |  | Non-Lead |  |  |  | Assumed
MTR_012561 | 18253 168TH WAY SE | LOT 23 TROVITSKY PARK 2 |  |  | Non-Lead - Other | No | 2003-03-14 | 4 | Rectified Plan | No |  |  |  | Non-Lead - Other |  |  | Installation date is after the lead ban |  |  |  |  | Non-Lead |  |  |  | Domestic
MTR_019666 | 18876 108TH LN SE | LOT 56 BELGROVE @ RENTON PH.3 |  |  | Non-Lead Plastic | No | 2004-06-30 | 0 | Field inspection only with no records | Yes | Visual inspection at meter pit | 2023-09-30 |  | Non-Lead Plastic |  |  | Field inspection only with no records | Yes | Visual inspection at meter pit | 2023-09-30 |  | Non-Lead |  |  |  | Domestic
MTR_022115 | 12009 SE 186TH ST | LOT 29 AURIA WOODS |  |  | Non-Lead - Other | No | 2004-03-31 | 0 | Rectified Plan | No |  |  |  | Non-Lead - Other |  |  | Installation date is after the lead ban |  |  |  |  | Non-Lead |  |  |  | Domestic
MTR_011913 | 3401 BENSON DR S | LOT 46 WINSPER 2 |  |  | Non-Lead Plastic | No |  | 0.75 | Field inspection only with no records | Yes | Visual inspection at meter pit | 2023-02-03 |  | Non-Lead Plastic |  |  | Field inspection only with no records | Yes | Visual inspection at meter pit | 2023-02-03 |  | Non-Lead |  |  |  | Assumed
MTR_024866 | 20222 142ND AVE SE | TL96 E1/2 SEC 3-22-5 |  |  | Non-Lead Plastic | Unknown |  | 0 | Field inspection only with no records | Yes | Visual inspection at meter pit | 2023-11-30 |  | Non-Lead Plastic |  |  | Field inspection only with no records | Yes | Visual inspection at meter pit | 2023-11-30 |  | Non-Lead |  |  |  | Assumed
MTR_024869 | 20259 142ND AVE SE | TL146 E1/2 SEC 3-22-5 |  |  | Non-Lead Plastic | Unknown |  | 0 | Field inspection only with no records | Yes | Visual inspection at meter pit | 2023-11-30 |  | Non-Lead Plastic |  |  | Field inspection only with no records | Yes | Visual inspection at meter pit | 2023-11-30 |  | Non-Lead |  |  |  | Assumed
MTR_015861 | 18916 140TH AVE SE | 9925-000580 |  |  | Non-Lead Plastic | No | 2004-11-04 | 0 | Field inspection only with no records | Yes | Visual inspection at meter pit | 2023-10-13 |  | Non-Lead Plastic |  |  | Field inspection only with no records | Yes | Visual inspection at meter pit | 2023-10-13 |  | Non-Lead |  |  |  | Domestic
MTR_015862 | 14034 SE 190TH ST | 9925-000520 |  |  | Non-Lead - Other | No | 2004-11-04 | 0 | Rectified Plan |  |  |  |  | Non-Lead - Other |  |  | Statistical analysis |  |  |  |  | Non-Lead |  |  |  | Domestic
MTR_015863 | 19008 140TH AVE SE | TAX LOT 55 34-23-5 |  |  | Non-Lead - Other | No | 2004-11-04 | 0 | Statistical analysis |  |  |  |  | Non-Lead - Other |  |  | Statistical analysis |  |  |  |  | Non-Lead |  |  |  | Domestic
MTR_015864 | 18928 140TH AVE SE | 9925-000530 |  |  | Non-Lead - Other | No | 2004-11-04 | 0 | Installation date is after the lead ban |  |  |  |  | Non-Lead - Other |  |  | Installation date is after the lead ban |  |  |  |  | Non-Lead |  |  |  | Domestic
MTR_022118 | 12031 SE 186TH ST | LOT 26 AURIA WOODS |  |  | Non-Lead - Other | No | 2004-03-31 | 0 | Rectified Plan | No |  |  |  | Non-Lead - Other |  |  | Installation date is after the lead ban |  |  |  |  | Non-Lead |  |  |  | Domestic
MTR_022130 | 12146 SE 186TH ST | LOT 14 AURIA WOODS |  |  | Non-Lead Plastic | No | 2004-03-31 | 0 | Field inspection only with no records | Yes | Visual inspection at meter pit | 2023-09-30 |  | Non-Lead Plastic |  |  | Field inspection only with no records | Yes | Visual inspection at meter pit | 2023-09-30 |  | Non-Lead |  |  |  | Domestic
MTR_011355 | 3013 KENNEWICK AVE SE | LOT 1 NASON SHORT PLAT |  |  | Non-Lead - Other | No |  | 0.75 | Installation date is after the lead ban |  |  |  |  | Non-Lead - Other |  |  | Installation date is after the lead ban |  |  |  |  | Non-Lead |  |  |  | Assumed
MTR_011357 | 1724 SE 30TH PL | LOT 6 NASON SHORT PLAT |  |  | Non-Lead - Other | No |  | 0.75 | Installation date is after the lead ban |  |  |  |  | Non-Lead - Other |  |  | Installation date is after the lead ban |  |  |  |  | Non-Lead |  |  |  | Assumed
MTR_024851 | 14013 SE 202ND ST | TR2 SHORT SUB 476024 |  |  | Non-Lead - Other | No |  | 0 | Installation date is after the lead ban |  |  |  |  | Non-Lead - Other |  |  | Installation date is after the lead ban |  |  |  |  | Non-Lead |  |  |  | Assumed
MTR_024852 | 20211 140TH PL SE | LOT 1 K.C.SHORT PLAT #577048 (TAX L OT 306 3-22-5) |  |  | Non-Lead - Other | No |  | 0 | Installation date is after the lead ban |  |  |  |  | Non-Lead - Other |  |  | Installation date is after the lead ban |  |  |  |  | Non-Lead |  |  |  | Assumed
MTR_024854 | 20212 140TH PL SE | LOT 2 K.C.SHORT PLAT #577048 (TAX LOT 307 3-22-5) |  |  | Non-Lead Plastic | No |  | 0 | Field inspection only with no records | Yes | Visual inspection at meter pit | 2023-11-17 |  | Non-Lead Plastic |  |  | Field inspection only with no records | Yes | Visual inspection at meter pit | 2023-11-17 |  | Non-Lead |  |  |  | Assumed
MTR_024856 | 14055 SE 202ND ST | LOT 1 K.C.SHORT PLAT #376077 |  |  | Non-Lead - Other | No |  | 0 | Installation date is after the lead ban |  |  |  |  | Non-Lead - Other |  |  | Installation date is after the lead ban |  |  |  |  | Non-Lead |  |  |  | Assumed
MTR_015711 | 912 S 38TH CT | LOT 30 SUNNYBROOK |  |  | Non-Lead - Other | No | 2004-01-22 | 0 | Installation date is after the lead ban |  |  |  |  | Non-Lead - Other |  |  | Installation date is after the lead ban |  |  |  |  | Non-Lead |  |  |  | Domestic
MTR_015865 | 18424 140TH AVE SE | 9925-002070 |  |  | Non-Lead Plastic | No | 2004-11-04 | 0 | Field inspection only with no records | Yes | Visual inspection at meter pit | 2023-10-13 |  | Non-Lead Plastic |  |  | Field inspection only with no records | Yes | Visual inspection at meter pit | 2023-10-13 |  | Non-Lead |  |  |  | Domestic
MTR_017934 | 18012 140TH AVE SE | 9925-003400 |  |  | Non-Lead Plastic | No | 2004-11-04 | 0 | Rectified Plan | Yes | Visual inspection at the meter pit | 2024-02-23 |  | Non-Lead Plastic |  |  | Field inspection only with no records | Yes | Visual inspection at the meter pit | 2024-02-23 |  | Non-Lead |  |  |  | Domestic
MTR_024013 | 10314 SE 213TH PL | LOT 24 OLYMPIC VIEW HEIGHTS #2 |  |  | Non-Lead - Other | No |  | 0 | Installation date is after the lead ban |  |  |  |  | Non-Lead - Other |  |  | Installation date is after the lead ban |  |  |  |  | Non-Lead |  |  |  | Domestic
MTR_024015 | 10246 SE 213TH PL | LOT 27 OLYMPIC VIEW HEIGHTS #2 |  |  | Non-Lead - Other | No |  | 0 | Installation date is after the lead ban |  |  |  |  | Non-Lead - Other |  |  | Installation date is after the lead ban |  |  |  |  | Non-Lead |  |  |  | Domestic
MTR_029387 | 11405 SE 226TH ST | LOT 95 KENTON FIRS |  |  | Non-Lead - Other | Unknown |  | 0 | Statistical analysis |  |  |  |  | Non-Lead Plastic |  |  | Field inspection only with no records | Yes | Visual inspection at meter pit | 2023-01-29 |  | Non-Lead |  |  |  | Domestic
MTR_024017 | 21323 103RD PL SE | L7 OLYMPIC VIEW HTS 2 |  |  | Non-Lead - Other | No |  | 0.75 | Installation date is after the lead ban |  |  |  |  | Non-Lead - Other |  |  | Installation date is after the lead ban |  |  |  |  | Non-Lead |  |  |  | Domestic
MTR_022457 | 19415 113TH PL SE | LOT 50 PANTHER MEADOWS |  |  | Non-Lead Plastic | No | 2004-07-26 | 0 | Field inspection only with no records | Yes | Visual inspection at meter pit | 2023-09-30 |  | Non-Lead Plastic |  |  | Field inspection only with no records | Yes | Visual inspection at meter pit | 2023-09-30 |  | Non-Lead |  |  |  | Domestic
MTR_019334 | 9530 S 200TH ST | W PTN TR5 SPBRK ACRE TR |  |  | Non-Lead - Other | Unknown |  | 0 | Statistical analysis |  |  |  |  | Non-Lead - Other |  |  | Statistical analysis |  |  |  |  | Non-Lead |  |  |  | Assumed
MTR_022459 | 19371 113TH PL SE | LOT 56 PANTHER MEADOWS |  |  | Non-Lead - Other | No | 2004-07-26 | 0 | Installation date is after the lead ban |  |  |  |  | Non-Lead Plastic |  |  | Field inspection only with no records | Yes | Visual inspection at meter pit | 2023-09-30 |  | Non-Lead |  |  |  | Domestic
MTR_014547 | 12210 SE PETROVITSKY RD | BUILDING 2-STONEBROOK APARTMENTS |  |  | Non-Lead - Other | No | 2004-04-02 | 1.5 | Statistical analysis |  |  |  |  | Non-Lead - Other |  |  | Statistical analysis |  |  |  |  | Non-Lead |  |  |  | Fire
MTR_014548 | 12210 SE PETROVITSKY RD | BUILDING 3-STONEBROOK APARTMENTS |  |  | Non-Lead - Other | No | 2004-04-02 | 1.5 | Statistical analysis |  |  |  |  | Non-Lead - Other |  |  | Statistical analysis |  |  |  |  | Non-Lead |  |  |  | Domestic
MTR_015867 | 14717 SE 187TH CT | LOT 10 FAIRHAVEN #3 |  |  | Non-Lead - Other | No | 2004-03-12 | 0 | Installation date is after the lead ban |  |  |  |  | Non-Lead - Other |  |  | Installation date is after the lead ban |  |  |  |  | Non-Lead |  |  |  | Domestic
MTR_015868 | 14734 SE 187TH CT | LOT 13 FAIRHAVEN 3 |  |  | Non-Lead - Other | No | 2004-03-12 | 0 | Installation date is after the lead ban |  |  |  |  | Non-Lead - Other |  |  | Installation date is after the lead ban |  |  |  |  | Non-Lead |  |  |  | Domestic
MTR_023774 | 10021 SE 220TH ST | LOT 9 KARA 3 |  |  | Non-Lead - Other | No | 2003-08-27 | 0 | Installation date is after the lead ban |  |  |  |  | Non-Lead - Other |  |  | Installation date is after the lead ban |  |  |  |  | Non-Lead |  |  |  | Domestic
MTR_024023 | 21318 103RD PL SE | L 20 OLYMPIC VIEW HTS 2 |  |  | Non-Lead - Other | No |  | 0.75 | Installation date is after the lead ban |  |  |  |  | Non-Lead - Other |  |  | Installation date is after the lead ban |  |  |  |  | Non-Lead |  |  |  | Domestic
MTR_024024 | 10305 SE 213TH PL | LOT 22 OLYMPIC VIEW HEIGHTS #2 |  |  | Non-Lead - Other | No |  | 0.75 | Installation date is after the lead ban |  |  |  |  | Non-Lead - Other |  |  | Installation date is after the lead ban |  |  |  |  | Non-Lead |  |  |  | Domestic
MTR_023060 | 21319 100TH AVE SE | L62 WESTVIEW TERR. #2 |  |  | Non-Lead - Other | No | 2003-04-23 | 0 | Rectified Plan |  |  |  |  | Non-Lead - Other |  |  | Statistical analysis |  |  |  |  | Non-Lead |  |  |  | Domestic
MTR_023061 | 21411 100TH AVE SE | L25 MC CANNS WESTVIEW |  |  | Non-Lead - Other | No | 2003-04-23 | 0 | Rectified Plan |  |  |  |  | Non-Lead - Other |  |  | Statistical analysis |  |  |  |  | Non-Lead |  |  |  | Domestic
MTR_023062 | 21431 100TH AVE SE | TL72 E1/2 SEC 7-22-5 |  |  | Non-Lead - Other | No | 2003-04-23 | 0 | Rectified Plan |  |  |  |  | Non-Lead - Other |  |  | Statistical analysis |  |  |  |  | Non-Lead |  |  |  | Domestic
MTR_023064 | 21447 100TH AVE SE | TL65 E1/2 SEC 7-22-5 |  |  | Non-Lead - Other | No | 2003-04-23 | 0 | Rectified Plan |  |  |  |  | Non-Lead - Other |  |  | Statistical analysis |  |  |  |  | Non-Lead |  |  |  | Domestic
MTR_029389 | 11601 SE 228TH PL | LOT 1 HUNTERS RUN |  |  | Non-Lead - Other | No |  | 0 | Installation date is after the lead ban |  |  |  |  | Non-Lead - Other |  |  | Installation date is after the lead ban |  |  |  |  | Non-Lead |  |  |  | Domestic
MTR_029392 | 11806 SE 229TH PL | LOT 10 HUNTERS RUN TOO |  |  | Non-Lead - Other | No |  | 0 | Installation date is after the lead ban |  |  |  |  | Non-Lead - Other |  |  | Installation date is after the lead ban |  |  |  |  | Non-Lead |  |  |  | Domestic
MTR_029393 | 11730 SE 229TH PL | LOT 11 HUNTERS RUN TOO |  |  | Non-Lead - Other | No |  | 0 | Installation date is after the lead ban |  |  |  |  | Non-Lead - Other |  |  | Installation date is after the lead ban |  |  |  |  | Non-Lead |  |  |  | Domestic
MTR_029394 | 11722 SE 229TH PL | LOT 12 HUNTERS RUN TOO |  |  | Non-Lead Plastic | No |  | 0 | Field inspection only with no records | Yes | Visual inspection at meter pit | 2023-10-16 |  | Non-Lead Plastic |  |  | Field inspection only with no records | Yes | Visual inspection at meter pit | 2023-10-16 |  | Non-Lead |  |  |  | Domestic
MTR_029395 | 11716 SE 229TH PL | LOT 13 HUNTERS RUN TOO |  |  | Non-Lead - Other | No |  | 0 | Installation date is after the lead ban |  |  |  |  | Non-Lead - Other |  |  | Installation date is after the lead ban |  |  |  |  | Non-Lead |  |  |  | Domestic
MTR_029397 | 11830 SE 229TH PL | LOT 6 HUNTERS RUN TOO |  |  | Non-Lead - Other | No |  | 0 | Installation date is after the lead ban |  |  |  |  | Non-Lead - Other |  |  | Installation date is after the lead ban |  |  |  |  | Non-Lead |  |  |  | Domestic
MTR_029398 | 11826 SE 229TH PL | LOT 7 HUNTERS RUN TOO |  |  | Non-Lead Plastic | No |  | 0 | Field inspection only with no records | Yes | Visual inspection at meter pit | 2023-11-30 |  | Non-Lead Plastic |  |  | Field inspection only with no records | Yes | Visual inspection at meter pit | 2023-11-30 |  | Non-Lead |  |  |  | Domestic
MTR_029399 | 11922 SE 229TH PL | LOT 2 HUNTERS RUN TOO |  |  | Non-Lead - Other | Unknown |  | 0 | Statistical analysis |  |  |  |  | Non-Lead - Other |  |  | Statistical analysis |  |  |  |  | Non-Lead |  |  |  | Domestic
MTR_029400 | 11914 SE 229TH PL | LOT 3 HUNTERS RUN TOO |  |  | Non-Lead - Other | No |  | 0 | Installation date is after the lead ban |  |  |  |  | Non-Lead - Other |  |  | Installation date is after the lead ban |  |  |  |  | Non-Lead |  |  |  | Domestic
MTR_022186 | 11811 SE 186TH ST | LOT B KCSP #1181051 |  |  | Non-Lead - Other | No | 2015-06-13 | 0 | Converted CAD | No |  |  |  | Non-Lead - Other |  |  | Installation date is after the lead ban |  |  |  |  | Non-Lead |  |  |  | Domestic
MTR_022193 | 11829 SE 186TH PL | LOT B-1 LEWIS SUB/DIV |  |  | Non-Lead - Other | No | 2015-06-13 | 0 | Converted CAD | No |  |  |  | Non-Lead - Other |  |  | Installation date is after the lead ban |  |  |  |  | Non-Lead |  |  |  | Domestic
MTR_022194 | 11903 SE 186TH PL | LOT A-3 LEWIS SUB/DIV |  |  | Non-Lead Plastic | No | 2015-06-13 | 0 | Field inspection only with no records | Yes | Visual inspection at meter pit | 2023-10-13 |  | Non-Lead Plastic |  |  | Field inspection only with no records | Yes | Visual inspection at meter pit | 2023-10-13 |  | Non-Lead |  |  |  | Domestic
MTR_017496 | 18038 118TH AVE SE | 9921-010190 |  |  | Non-Lead - Other | No | 1975-09-11 | 0 | Relative Placement |  |  |  |  | Non-Lead - Other |  |  | Statistical analysis |  |  |  |  | Non-Lead |  |  |  | Assumed
MTR_017504 | 18029 118TH AVE SE | 9921-010270 |  |  | Non-Lead - Other | No | 1975-09-11 | 0 | Relative Placement |  |  |  |  | Non-Lead Plastic |  |  | Field inspection only with no records | Yes | Visual inspection at meter pit | 2023-10-25 |  | Non-Lead |  |  |  | Assumed
MTR_017506 | 18051 118TH AVE SE | L14 BLK1 N.W. GARDEN TR2 |  |  | Non-Lead - Other | No | 1975-09-11 | 0 | Relative Placement |  |  |  |  | Non-Lead Plastic |  |  | Field inspection only with no records | Yes | Visual inspection at meter pit | 2023-10-13 |  | Non-Lead |  |  |  | Assumed
MTR_022725 | 11612 SE 196TH ST | 9921-001800 |  |  | Non-Lead - Other | No | 2001-03-28 | 0 | Statistical analysis |  |  |  |  | Non-Lead - Other |  |  | Statistical analysis |  |  |  |  | Non-Lead |  |  |  | Domestic
MTR_022710 | 19230 116TH AVE SE | 9921-002150 |  |  | Non-Lead - Other | No | 2001-03-28 | 0 | Statistical analysis |  |  |  |  | Non-Lead - Other |  |  | Statistical analysis |  |  |  |  | Non-Lead |  |  |  | Domestic
MTR_018340 | 18130 146TH AVE SE | LOT 55 CARRIAGE LANE #3 |  |  | Non-Lead Plastic | Unknown | 1966-05-24 | 0 | Field inspection only with no records | Yes | Visual inspection at meter pit | 2023-10-14 |  | Non-Lead Plastic |  |  | Field inspection only with no records | Yes | Visual inspection at meter pit | 2023-10-14 |  | Non-Lead |  |  |  | Domestic
MTR_018342 | 14506 SE 183RD ST | L61 CARRIAGE LANE #3 |  |  | Non-Lead Plastic | No | 1966-05-24 | 0 | Field inspection only with no records | Yes | Visual inspection at meter pit | 2023-10-14 |  | Non-Lead Plastic |  |  | Field inspection only with no records | Yes | Visual inspection at meter pit | 2023-10-14 |  | Non-Lead |  |  |  | Domestic
MTR_029403 | 11706 SE 228TH PL | LOT 36 HUNTERS RUN |  |  | Non-Lead - Other | No |  | 0 | Installation date is after the lead ban |  |  |  |  | Non-Lead - Other |  |  | Installation date is after the lead ban |  |  |  |  | Non-Lead |  |  |  | Domestic
MTR_029404 | 11700 SE 228TH PL | LOT 37 HUNTERS RUN |  |  | Non-Lead - Other | No |  | 0 | Installation date is after the lead ban |  |  |  |  | Non-Lead - Other |  |  | Installation date is after the lead ban |  |  |  |  | Non-Lead |  |  |  | Domestic
MTR_029406 | 11620 SE 228TH PL | LOT 40 HUNTERS RUN DIVISION #1 |  |  | Non-Lead - Other | No |  | 0 | Installation date is after the lead ban |  |  |  |  | Non-Lead - Other |  |  | Installation date is after the lead ban |  |  |  |  | Non-Lead |  |  |  | Domestic
MTR_029407 | 11623 SE 227TH PL | L 10 SUNNY HILL |  |  | Non-Lead - Other | No | 2007-05-23 | 0 | Rectified Plan |  |  |  |  | Non-Lead - Other |  |  | Statistical analysis |  |  |  |  | Non-Lead |  |  |  | Domestic
MTR_029409 | 11645 SE 227TH PL | L 13 SUNNY HILL |  |  | Non-Lead - Other | No | 2007-05-23 | 0 | Rectified Plan |  |  |  |  | Non-Lead - Other |  |  | Statistical analysis |  |  |  |  | Non-Lead |  |  |  | Domestic
MTR_029411 | 11653 SE 227TH PL | L 14 SUNNY HILL |  |  | Non-Lead - Other | No | 2007-05-23 | 0 | Rectified Plan |  |  |  |  | Non-Lead - Other |  |  | Statistical analysis |  |  |  |  | Non-Lead |  |  |  | Domestic
MTR_029413 | 11860 SE 227TH PL | LOT 23 SUNNY HILL #2 |  |  | Non-Lead - Other | No | 2007-05-23 | 0 | Installation date is after the lead ban |  |  |  |  | Non-Lead - Other |  |  | Installation date is after the lead ban |  |  |  |  | Non-Lead |  |  |  | Domestic
MTR_029414 | 11838 SE 227TH PL | L 26 SUNNY HILL2 |  |  | Non-Lead - Other | No | 2007-05-23 | 0 | Rectified Plan |  |  |  |  | Non-Lead - Other |  |  | Statistical analysis |  |  |  |  | Non-Lead |  |  |  | Domestic
MTR_022239 | 19116 116TH AVE SE | 9921-011965 |  |  | Non-Lead Plastic | Unknown |  | 0 | Field inspection only with no records | Yes | Visual inspection at meter pit | 2022-12-10 |  | Non-Lead Plastic |  |  | Field inspection only with no records | Yes | Visual inspection at meter pit | 2022-12-10 |  | Non-Lead |  |  |  | Assumed
MTR_022240 | 19100 116TH AVE SE | PTN L7 BLK 1 NORTHWESTERN GARDEN TRACTS #4 |  |  | Non-Lead Plastic | Unknown |  | 0 | Field inspection only with no records | Yes | Visual inspection at meter pit | 2023-11-30 |  | Non-Lead - Other |  |  | Statistical analysis |  |  |  |  | Non-Lead |  |  |  | Assumed
MTR_012273 | 12615 SE 192ND ST | W 100 TL 60 4-22-5 |  |  | Non-Lead - Other | No |  | 0 | Installation date is after the lead ban |  |  |  |  | Non-Lead - Other |  |  | Installation date is after the lead ban |  |  |  |  | Non-Lead |  |  |  | Assumed
MTR_022993 | 19237 124TH AVE SE | LOT 2 SP#5 AC TR. 4-22-5 |  |  | Non-Lead - Other | No |  | 0 | Installation date is after the lead ban |  |  |  |  | Non-Lead - Other |  |  | Installation date is after the lead ban |  |  |  |  | Non-Lead |  |  |  | Assumed
MTR_022697 | 12246 SE 196TH ST | 9921-000810 |  |  | Non-Lead Plastic | No | 2001-03-28 | 0 | Field inspection only with no records | Yes | Visual inspection at meter pit | 2023-09-30 |  | Non-Lead Plastic |  |  | Field inspection only with no records | Yes | Visual inspection at meter pit | 2023-09-30 |  | Non-Lead |  |  |  | Domestic
MTR_022917 | 19449 122ND PL SE | LOT 9 VISTA VIEW HGTS 3 |  |  | Non-Lead - Other | No |  | 0 | Installation date is after the lead ban |  |  |  |  | Non-Lead - Other |  |  | Installation date is after the lead ban |  |  |  |  | Non-Lead |  |  |  | Assumed
MTR_022702 | 19525 122ND PL SE | LOT 16 VISTA VIEW HGTS 3 |  |  | Non-Lead Plastic | No |  | 0 | Field inspection only with no records | Yes | Visual inspection at meter pit | 2023-09-30 |  | Non-Lead Plastic |  |  | Field inspection only with no records | Yes | Visual inspection at meter pit | 2023-09-30 |  | Non-Lead |  |  |  | Domestic
MTR_029418 | 11916 SE 228TH PL | LOT 23 HUNTERS RUN |  |  | Non-Lead - Other | No |  | 0 | Installation date is after the lead ban |  |  |  |  | Non-Lead - Other |  |  | Installation date is after the lead ban |  |  |  |  | Non-Lead |  |  |  | Domestic
MTR_029420 | 11904 SE 228TH PL | LOT 25 HUNTERS RUN |  |  | Non-Lead - Other | No |  | 0 | Installation date is after the lead ban |  |  |  |  | Non-Lead - Other |  |  | Installation date is after the lead ban |  |  |  |  | Non-Lead |  |  |  | Domestic
MTR_029421 | 11828 SE 228TH PL | LOT 26 HUNTERS RUN |  |  | Non-Lead - Other | No |  | 0 | Installation date is after the lead ban |  |  |  |  | Non-Lead - Other |  |  | Installation date is after the lead ban |  |  |  |  | Non-Lead |  |  |  | Domestic
MTR_029422 | 11822 SE 228TH PL | LOT 27 HUNTERS RUN |  |  | Non-Lead - Other | No |  | 0 | Installation date is after the lead ban |  |  |  |  | Non-Lead - Other |  |  | Installation date is after the lead ban |  |  |  |  | Non-Lead |  |  |  | Domestic
MTR_029423 | 11814 SE 228TH PL | LOT 28 HUNTERS RUN |  |  | Non-Lead - Other | No |  | 0 | Installation date is after the lead ban |  |  |  |  | Non-Lead - Other |  |  | Installation date is after the lead ban |  |  |  |  | Non-Lead |  |  |  | Domestic
MTR_029426 | 11736 SE 228TH PL | LOT 31 HUNTERS RUN |  |  | Non-Lead - Other | No |  | 0 | Installation date is after the lead ban |  |  |  |  | Non-Lead - Other |  |  | Installation date is after the lead ban |  |  |  |  | Non-Lead |  |  |  | Domestic
MTR_029427 | 11732 SE 228TH PL | LOT 32 HUNTERS RUN |  |  | Non-Lead - Other | No |  | 0 | Installation date is after the lead ban |  |  |  |  | Non-Lead - Other |  |  | Installation date is after the lead ban |  |  |  |  | Non-Lead |  |  |  | Domestic
MTR_029428 | 11728 SE 228TH PL | LOT 33 HUNTERS RUN |  |  | Non-Lead - Other | No |  | 0 | Installation date is after the lead ban |  |  |  |  | Non-Lead - Other |  |  | Installation date is after the lead ban |  |  |  |  | Non-Lead |  |  |  | Domestic
MTR_022018 | 19124 121ST PL SE | LOT 1-A DIVISION #5 NW GARDEN TRACT S KCSP 582064 |  |  | Non-Lead Plastic | No |  | 0 | Field inspection only with no records | Yes | Visual inspection at meter pit | 2023-09-30 |  | Non-Lead Plastic |  |  | Field inspection only with no records | Yes | Visual inspection at meter pit | 2023-09-30 |  | Non-Lead |  |  |  | Domestic
MTR_022020 | 19103 121ST PL SE | LOT 4 SHORT PLAT #879082 |  |  | Non-Lead Plastic | No | 2015-06-13 | 0 | Field inspection only with no records | Yes | Visual inspection at meter pit | 2023-09-30 |  | Non-Lead Plastic |  |  | Field inspection only with no records | Yes | Visual inspection at meter pit | 2023-09-30 |  | Non-Lead |  |  |  | Domestic
MTR_022021 | 19113 121ST PL SE | LOT 1 SHORT PLAT #879082 |  |  | Non-Lead - Other | No |  | 0 | Converted CAD | No |  |  |  | Non-Lead - Other |  |  | Installation date is after the lead ban |  |  |  |  | Non-Lead |  |  |  | Domestic
MTR_022789 | 19234 121ST PL SE | LOT 14 GOLDEN HILLS |  |  | Non-Lead Plastic | No | 1978-07-26 | 0 | Field inspection only with no records | Yes | Visual inspection at meter pit | 2023-09-30 |  | Non-Lead Plastic |  |  | Field inspection only with no records | Yes | Visual inspection at meter pit | 2023-09-30 |  | Non-Lead |  |  |  | Domestic
MTR_022791 | 19218 121ST PL SE | LOT 16 GOLDEN HILLS |  |  | Non-Lead Plastic | No | 1978-07-26 | 0 | Field inspection only with no records | Yes | Visual inspection at meter pit | 2023-09-30 |  | Non-Lead Plastic |  |  | Field inspection only with no records | Yes | Visual inspection at meter pit | 2023-09-30 |  | Non-Lead |  |  |  | Domestic
MTR_022792 | 19210 121ST PL SE | LOT 17 GOLDEN HILLS |  |  | Non-Lead - Other | No | 1978-07-26 | 0 | Installation date is after the lead ban |  |  |  |  | Non-Lead - Other |  |  | Installation date is after the lead ban |  |  |  |  | Non-Lead |  |  |  | Domestic
MTR_022793 | 19202 121ST PL SE | LOT 18 GOLDEN HILLS |  |  | Non-Lead - Other | No | 1978-07-26 | 0 | Installation date is after the lead ban |  |  |  |  | Non-Lead - Other |  |  | Installation date is after the lead ban |  |  |  |  | Non-Lead |  |  |  | Domestic
MTR_022015 | 12208 SE 192ND ST | L11 N.W. GARDEN TRACT D5 |  |  | Non-Lead Plastic | Unknown |  | 0 | Field inspection only with no records | Yes | Visual inspection at meter pit | 2023-11-30 |  | Non-Lead Plastic |  |  | Field inspection only with no records | Yes | Visual inspection at meter pit | 2023-11-30 |  | Non-Lead |  |  |  | Assumed
MTR_029431 | 11612 SE 228TH PL | LOT 42 HUNTERS RUN |  |  | Non-Lead - Other | No |  | 0 | Installation date is after the lead ban |  |  |  |  | Non-Lead - Other |  |  | Installation date is after the lead ban |  |  |  |  | Non-Lead |  |  |  | Domestic
MTR_029432 | 11608 SE 228TH PL | LOT 43 HUNTERS RUN |  |  | Non-Lead - Other | No |  | 0 | Installation date is after the lead ban |  |  |  |  | Non-Lead - Other |  |  | Installation date is after the lead ban |  |  |  |  | Non-Lead |  |  |  | Domestic
MTR_029433 | 11604 SE 228TH PL | LOT 44 HUNTERS RUN |  |  | Non-Lead - Other | No |  | 0 | Installation date is after the lead ban |  |  |  |  | Non-Lead - Other |  |  | Installation date is after the lead ban |  |  |  |  | Non-Lead |  |  |  | Assumed
MTR_029434 | 11605 SE 227TH PL | LOT 8 SUNNY HILL |  |  | Non-Lead - Other | No | 2007-05-23 | 0 | Installation date is after the lead ban |  |  |  |  | Non-Lead - Other |  |  | Installation date is after the lead ban |  |  |  |  | Non-Lead |  |  |  | Domestic
MTR_029435 | 11611 SE 227TH PL | 9918-018980 |  |  | Non-Lead - Other | No | 2007-05-23 | 0 | Installation date is after the lead ban |  |  |  |  | Non-Lead - Other |  |  | Installation date is after the lead ban |  |  |  |  | Non-Lead |  |  |  | Domestic
MTR_022918 | 19455 122ND PL SE | LOT 10 VISTA VIEW HGTS 3 |  |  | Non-Lead - Other | No |  | 0 | Installation date is after the lead ban |  |  |  |  | Non-Lead - Other |  |  | Installation date is after the lead ban |  |  |  |  | Non-Lead |  |  |  | Assumed
MTR_022921 | 19503 122ND PL SE | LOT 13 VISTA VIEW HGTS 3 |  |  | Non-Lead - Other | No |  | 0 | Installation date is after the lead ban |  |  |  |  | Non-Lead - Other |  |  | Installation date is after the lead ban |  |  |  |  | Non-Lead |  |  |  | Assumed
MTR_022923 | 19519 122ND PL SE | LOT 15 VISTA VIEW HGTS 3 |  |  | Non-Lead - Other | No |  | 0 | Installation date is after the lead ban |  |  |  |  | Non-Lead - Other |  |  | Installation date is after the lead ban |  |  |  |  | Non-Lead |  |  |  | Assumed
MTR_022996 | 19402 124TH AVE SE | TL74 E1/2 SEC 4-22-5 |  |  | Non-Lead Plastic | Unknown |  | 0 | Field inspection only with no records | Yes | Visual inspection at meter pit | 2023-09-30 |  | Non-Lead Copper |  |  | Field inspection only with no records | Yes | Visual inspection at meter pit | 2023-09-30 |  | Non-Lead |  |  |  | Assumed
MTR_022998 | 19426 124TH AVE SE | TL48 E1/2 SEC 4-22-5 |  |  | Non-Lead - Other | Unknown |  | 0 | Statistical analysis |  |  |  |  | Non-Lead - Other |  |  | Statistical analysis |  |  |  |  | Non-Lead |  |  |  | Assumed
MTR_022783 | 19249 121ST PL SE | LOT 8 GOLDEN HILLS |  |  | Non-Lead - Other | No | 1978-07-26 | 0 | Installation date is after the lead ban |  |  |  |  | Non-Lead - Other |  |  | Installation date is after the lead ban |  |  |  |  | Non-Lead |  |  |  | Domestic
MTR_022784 | 19253 121ST PL SE | LOT 9 GOLDEN HILLS |  |  | Non-Lead - Other | No | 1978-07-26 | 0 | Installation date is after the lead ban |  |  |  |  | Non-Lead - Other |  |  | Installation date is after the lead ban |  |  |  |  | Non-Lead |  |  |  | Domestic
MTR_022785 | 19257 121ST PL SE | LOT 10 GOLDEN HILLS |  |  | Non-Lead - Other | No | 1978-07-26 | 0 | Installation date is after the lead ban |  |  |  |  | Non-Lead - Other |  |  | Installation date is after the lead ban |  |  |  |  | Non-Lead |  |  |  | Domestic
MTR_022786 | 19254 121ST PL SE | LOT 11 GOLDEN HILLS |  |  | Non-Lead - Other | No | 1978-07-26 | 0 | Installation date is after the lead ban |  |  |  |  | Non-Lead - Other |  |  | Installation date is after the lead ban |  |  |  |  | Non-Lead |  |  |  | Domestic
MTR_022787 | 19248 121ST PL SE | LOT 12 GOLDEN HILLS |  |  | Non-Lead - Other | No | 1978-07-26 | 0 | Installation date is after the lead ban |  |  |  |  | Non-Lead - Other |  |  | Installation date is after the lead ban |  |  |  |  | Non-Lead |  |  |  | Domestic
MTR_022788 | 19242 121ST PL SE | LOT 13 GOLDEN HILLS |  |  | Non-Lead - Other | No | 1978-07-26 | 0 | Installation date is after the lead ban |  |  |  |  | Non-Lead - Other |  |  | Installation date is after the lead ban |  |  |  |  | Non-Lead |  |  |  | Domestic
MTR_029442 | 11730 SE 225TH CT | LOT 14 MAPLEWOOD EAST |  |  | Non-Lead - Other | No |  | 0 | Installation date is after the lead ban |  |  |  |  | Non-Lead - Other |  |  | Installation date is after the lead ban |  |  |  |  | Non-Lead |  |  |  | Domestic
MTR_029443 | 11724 SE 225TH CT | LOT 15 MAPLEWOOD EAST |  |  | Non-Lead - Other | No |  | 0 | Installation date is after the lead ban |  |  |  |  | Non-Lead - Other |  |  | Installation date is after the lead ban |  |  |  |  | Non-Lead |  |  |  | Domestic
MTR_029444 | 22637 119TH AVE SE | LOT 36 MAPLEWOOD EAST |  |  | Non-Lead - Other | No |  | 0 | Installation date is after the lead ban |  |  |  |  | Non-Lead - Other |  |  | Installation date is after the lead ban |  |  |  |  | Non-Lead |  |  |  | Domestic
MTR_029446 | 22632 119TH AVE SE | LOT 38 MAPLEWOOD EAST |  |  | Non-Lead - Other | No |  | 0 | Installation date is after the lead ban |  |  |  |  | Non-Lead - Other |  |  | Installation date is after the lead ban |  |  |  |  | Non-Lead |  |  |  | Domestic
MTR_029447 | 22628 119TH AVE SE | LOT 39 MAPLEWOOD EAST |  |  | Non-Lead - Other | No |  | 0 | Installation date is after the lead ban |  |  |  |  | Non-Lead - Other |  |  | Installation date is after the lead ban |  |  |  |  | Non-Lead |  |  |  | Domestic
MTR_029448 | 22624 119TH AVE SE | LOT 40 MAPLEWOOD ESTATES |  |  | Non-Lead - Other | No |  | 0 | Installation date is after the lead ban |  |  |  |  | Non-Lead - Other |  |  | Installation date is after the lead ban |  |  |  |  | Non-Lead |  |  |  | Domestic
MTR_029453 | 11631 SE 225TH ST | LOT 7 MAPLEWOOD EAST |  |  | Non-Lead - Other | No |  | 0 | Installation date is after the lead ban |  |  |  |  | Non-Lead - Other |  |  | Installation date is after the lead ban |  |  |  |  | Non-Lead |  |  |  | Domestic
MTR_029455 | 11709 SE 225TH ST | LOT 10 MAPLEWOOD EAST |  |  | Non-Lead - Other | No |  | 0 | Installation date is after the lead ban |  |  |  |  | Non-Lead - Other |  |  | Installation date is after the lead ban |  |  |  |  | Non-Lead |  |  |  | Domestic
MTR_029456 | 11710 SE 225TH CT | LOT 19 MAPLEWOOD EAST |  |  | Non-Lead - Other | No |  | 0 | Installation date is after the lead ban |  |  |  |  | Non-Lead - Other |  |  | Installation date is after the lead ban |  |  |  |  | Non-Lead |  |  |  | Domestic
MTR_029458 | 11707 SE 225TH CT | LOT 21 MAPLEWOOD EAST |  |  | Non-Lead - Other | No |  | 0 | Installation date is after the lead ban |  |  |  |  | Non-Lead - Other |  |  | Installation date is after the lead ban |  |  |  |  | Non-Lead |  |  |  | Domestic
MTR_029461 | 11708 SE 225TH ST | L60 MAPLEWOOD EAST |  |  | Non-Lead Plastic | No |  | 0 | Field inspection only with no records | Yes | Visual inspection at meter pit | 2023-11-30 |  | Non-Lead Plastic |  |  | Field inspection only with no records | Yes | Visual inspection at meter pit | 2023-11-30 |  | Non-Lead |  |  |  | Domestic
MTR_029464 | 11638 SE 225TH ST | LOT 63 MAPLEWOOD EAST |  |  | Non-Lead - Other | No |  | 0 | Installation date is after the lead ban |  |  |  |  | Non-Lead - Other |  |  | Installation date is after the lead ban |  |  |  |  | Non-Lead |  |  |  | Domestic
MTR_029466 | 11626 SE 225TH ST | LOT 65 MAPLEWOOD EAST |  |  | Non-Lead - Other | No |  | 0 | Installation date is after the lead ban |  |  |  |  | Non-Lead - Other |  |  | Installation date is after the lead ban |  |  |  |  | Non-Lead |  |  |  | Domestic
MTR_029469 | 22611 119TH AVE SE | LOT 32 MAPLEWOOD EAST |  |  | Non-Lead - Other | No |  | 0 | Installation date is after the lead ban |  |  |  |  | Non-Lead - Other |  |  | Installation date is after the lead ban |  |  |  |  | Non-Lead |  |  |  | Domestic
MTR_029470 | 22619 119TH AVE SE | LOT 33 MAPLEWOOD EAST |  |  | Non-Lead - Other | No |  | 0 | Installation date is after the lead ban |  |  |  |  | Non-Lead - Other |  |  | Installation date is after the lead ban |  |  |  |  | Non-Lead |  |  |  | Domestic
MTR_029472 | 22633 119TH AVE SE | LOT 35 MAPLEWOOD EAST |  |  | Non-Lead - Other | No |  | 0 | Installation date is after the lead ban |  |  |  |  | Non-Lead - Other |  |  | Installation date is after the lead ban |  |  |  |  | Non-Lead |  |  |  | Domestic
MTR_022780 | 19225 121ST PL SE | LOT 5 GOLDEN HILLS |  |  | Non-Lead Plastic | No | 1978-07-26 | 0 | Field inspection only with no records | Yes | Visual inspection at meter pit | 2023-09-30 |  | Non-Lead Plastic |  |  | Field inspection only with no records | Yes | Visual inspection at meter pit | 2023-09-30 |  | Non-Lead |  |  |  | Domestic
MTR_029475 | 22610 119TH AVE SE | LOT 44 MAPLEWOOD EAST |  |  | Non-Lead - Other | No |  | 0 | Installation date is after the lead ban |  |  |  |  | Non-Lead - Other |  |  | Installation date is after the lead ban |  |  |  |  | Non-Lead |  |  |  | Domestic
MTR_029476 | 22606 119TH AVE SE | LOT 45 MAPLEWOOD EAST |  |  | Non-Lead - Other | No |  | 0 | Installation date is after the lead ban |  |  |  |  | Non-Lead - Other |  |  | Installation date is after the lead ban |  |  |  |  | Non-Lead |  |  |  | Domestic
MTR_029477 | 11905 SE 226TH ST | LOT 46 MAPLEWOOD EAST |  |  | Non-Lead - Other | No |  | 0 | Installation date is after the lead ban |  |  |  |  | Non-Lead - Other |  |  | Installation date is after the lead ban |  |  |  |  | Non-Lead |  |  |  | Domestic
MTR_029478 | 22609 120TH AVE SE | LOT 48 MAPLEWOOD EAST |  |  | Non-Lead - Other | No |  | 0 | Installation date is after the lead ban |  |  |  |  | Non-Lead - Other |  |  | Installation date is after the lead ban |  |  |  |  | Non-Lead |  |  |  | Domestic
MTR_029479 | 22617 120TH AVE SE | LOT 49 MAPLEWOOD EAST |  |  | Non-Lead - Other | No |  | 0 | Installation date is after the lead ban |  |  |  |  | Non-Lead - Other |  |  | Installation date is after the lead ban |  |  |  |  | Non-Lead |  |  |  | Domestic
MTR_029480 | 22625 120TH AVE SE | LOT 50 MAPLEWOOD EAST |  |  | Non-Lead - Other | No |  | 0 | Installation date is after the lead ban |  |  |  |  | Non-Lead - Other |  |  | Installation date is after the lead ban |  |  |  |  | Non-Lead |  |  |  | Domestic
MTR_029481 | 11902 SE 226TH ST | L51 MAPLEWOOD EAST |  |  | Non-Lead - Other | No |  | 0 | Installation date is after the lead ban |  |  |  |  | Non-Lead - Other |  |  | Installation date is after the lead ban |  |  |  |  | Non-Lead |  |  |  | Domestic
MTR_029483 | 11718 SE 225TH ST | L58 MAPLEWOOD EAST |  |  | Non-Lead - Other | No |  | 0 | Installation date is after the lead ban |  |  |  |  | Non-Lead Copper |  |  | Field inspection only with no records | Yes | Visual inspection at meter pit | 2022-12-23 |  | Non-Lead |  |  |  | Domestic
MTR_029484 | 11712 SE 225TH ST | L59 MAPLEWOOD EAST |  |  | Non-Lead - Other | No |  | 0 | Installation date is after the lead ban |  |  |  |  | Non-Lead - Other |  |  | Installation date is after the lead ban |  |  |  |  | Non-Lead |  |  |  | Domestic
MTR_017426 | 18414 120TH AVE SE | PORT L1 B1 N/W GARDEN TR |  |  | Non-Lead - Other | No | 1975-08-05 | 0 | Installation date is after the lead ban |  |  |  |  | Non-Lead - Other |  |  | Installation date is after the lead ban |  |  |  |  | Non-Lead |  |  |  | Assumed
MTR_017427 | 12007 SE 184TH ST | 9921-006570 |  |  | Non-Lead Plastic | No | 1975-08-05 | 0 | Field inspection only with no records | Yes | Visual inspection at meter pit | 2023-09-30 |  | Non-Lead Plastic |  |  | Field inspection only with no records | Yes | Visual inspection at meter pit | 2023-09-30 |  | Non-Lead |  |  |  | Assumed
MTR_017428 | 12017 SE 184TH ST | LOT 2 KCSP 1084011 |  |  | Non-Lead - Other | No | 1975-08-05 | 0 | Installation date is after the lead ban |  |  |  |  | Non-Lead - Other |  |  | Installation date is after the lead ban |  |  |  |  | Non-Lead |  |  |  | Assumed
MTR_017431 | 12031 SE 184TH ST | E 120 OF N 1/2 LOT 2 BLK 1 NW GARDEN TRTS 6 |  |  | Non-Lead - Other | No | 2010-01-14 | 0 | Installation date is after the lead ban |  |  |  |  | Non-Lead - Other |  |  | Installation date is after the lead ban |  |  |  |  | Non-Lead |  |  |  | Domestic
MTR_017432 | 12037 SE 184TH ST | 9921-006655 |  |  | Non-Lead Plastic | No | 2010-01-14 | 0 | Field inspection only with no records | Yes | Visual inspection at meter pit | 2023-09-30 |  | Non-Lead Plastic |  |  | Field inspection only with no records | Yes | Visual inspection at meter pit | 2023-09-30 |  | Non-Lead |  |  |  | Domestic
MTR_029487 | 11727 SE 225TH CT | LOT 26 MAPLEWOOD EAST |  |  | Non-Lead - Other | No |  | 0 | Installation date is after the lead ban |  |  |  |  | Non-Lead - Other |  |  | Installation date is after the lead ban |  |  |  |  | Non-Lead |  |  |  | Domestic
MTR_026740 | 12822 SE 226TH PL | LOT 79 FERN CREST WEST |  |  | Non-Lead - Other | No | 2006-04-28 | 0 | Installation date is after the lead ban |  |  |  |  | Non-Lead - Other |  |  | Installation date is after the lead ban |  |  |  |  | Non-Lead |  |  |  | Domestic
MTR_029488 | 11735 SE 225TH CT | LOT 28 MAPLEWOOD EAST |  |  | Non-Lead - Other | No |  | 0 | Installation date is after the lead ban |  |  |  |  | Non-Lead - Other |  |  | Installation date is after the lead ban |  |  |  |  | Non-Lead |  |  |  | Domestic
MTR_029489 | 11807 SE 225TH CT | LOT 29 MAPLEWOOD EAST |  |  | Non-Lead - Other | No |  | 0 | Installation date is after the lead ban |  |  |  |  | Non-Lead - Other |  |  | Installation date is after the lead ban |  |  |  |  | Non-Lead |  |  |  | Domestic
MTR_017478 | 11619 SE 184TH ST | 9921-010440 |  |  | Non-Lead - Other | No | 1975-09-11 | 0 | Relative Placement |  |  |  |  | Non-Lead - Other |  |  | Statistical analysis |  |  |  |  | Non-Lead |  |  |  | Assumed
MTR_017481 | 11633 SE 184TH ST | 9921-010470 |  |  | Non-Lead - Other | No | 1975-09-11 | 0 | Relative Placement |  |  |  |  | Non-Lead - Other |  |  | Statistical analysis |  |  |  |  | Non-Lead |  |  |  | Assumed
MTR_017483 | 11649 SE 184TH ST | 9921-010490 |  |  | Non-Lead Plastic | No | 1975-09-11 | 0 | Field inspection only with no records | Yes | Visual inspection at meter pit | 2023-11-30 |  | Non-Lead - Other |  |  | Statistical analysis |  |  |  |  | Non-Lead |  |  |  | Assumed
MTR_017485 | 18434 118TH AVE SE | 9921-010510 |  |  | Non-Lead Plastic | No | 1975-09-11 | 0 | Relative Placement | Yes | Visual inspection at the meter pit | 2024-02-21 |  | Galvanized Requiring Replacement |  |  | Field inspection only with no records | Yes | Visual inspection at the meter pit | 2024-02-21 |  | Galvanized Requiring Replacement |  |  |  | Assumed
MTR_017487 | 18433 118TH AVE SE | PARCEL # 619780 0060 |  |  | Non-Lead Plastic | No | 1975-09-11 | 0 | Field inspection only with no records | Yes | Visual inspection at meter pit | 2023-10-13 |  | Non-Lead Plastic |  |  | Field inspection only with no records | Yes | Visual inspection at meter pit | 2023-10-13 |  | Non-Lead |  |  |  | Assumed
MTR_017452 | 18411 120TH AVE SE | 9921-010635 |  |  | Non-Lead Plastic | No | 1975-08-05 | 0 | Field inspection only with no records | Yes | Visual inspection at meter pit | 2023-10-13 |  | Non-Lead Plastic |  |  | Field inspection only with no records | Yes | Visual inspection at meter pit | 2023-10-13 |  | Non-Lead |  |  |  | Assumed
MTR_017455 | 18431 120TH AVE SE | 9921-010660 |  |  | Non-Lead - Other | No | 1975-08-05 | 0 | Relative Placement |  |  |  |  | Non-Lead - Other |  |  | Statistical analysis |  |  |  |  | Non-Lead |  |  |  | Assumed
MTR_022190 | 11805 SE 186TH PL | LOT C-2 LEWIS SUB/DIV |  |  | Non-Lead Plastic | No | 2015-06-13 | 0 | Field inspection only with no records | Yes | Visual inspection at meter pit | 2023-11-30 |  | Non-Lead - Other |  |  | Installation date is after the lead ban |  |  |  |  | Non-Lead |  |  |  | Domestic
MTR_022198 | 18641 120TH AVE SE | 9921-010800 |  |  | Non-Lead - Other | Unknown |  | 0 | Statistical analysis |  |  |  |  | Non-Lead - Other |  |  | Statistical analysis |  |  |  |  | Non-Lead |  |  |  | Assumed
MTR_022200 | 18653 120TH AVE SE | 9921-010820 |  |  | Non-Lead Plastic | Unknown |  | 0 | Field inspection only with no records | Yes | Visual inspection at meter pit | 2023-10-13 |  | Non-Lead Plastic |  |  | Field inspection only with no records | Yes | Visual inspection at meter pit | 2023-10-13 |  | Non-Lead |  |  |  | Assumed
MTR_022166 | 11842 SE 188TH ST | 9921-010830 |  |  | Non-Lead - Other | Unknown |  | 0 | Statistical analysis |  |  |  |  | Non-Lead - Other |  |  | Statistical analysis |  |  |  |  | Non-Lead |  |  |  | Assumed
MTR_017456 | 18240 118TH AVE SE | 9921-010120 |  |  | Non-Lead - Other | No | 1975-09-11 | 0 | Relative Placement |  |  |  |  | Non-Lead - Other |  |  | Statistical analysis |  |  |  |  | Non-Lead |  |  |  | Assumed
MTR_017457 | 18228 118TH AVE SE | 9921-010130 |  |  | Non-Lead - Other | No | 1975-09-11 | 0 | Relative Placement |  |  |  |  | Non-Lead - Other |  |  | Statistical analysis |  |  |  |  | Non-Lead |  |  |  | Assumed
MTR_017461 | 18220 118TH AVE SE | 9921-010140 |  |  | Non-Lead - Other | No | 1975-09-11 | 0 | Relative Placement |  |  |  |  | Non-Lead Plastic |  |  | Field inspection only with no records | Yes | Visual inspection at meter pit | 2023-10-13 |  | Non-Lead |  |  |  | Assumed
MTR_017497 | 18036 118TH AVE SE | 9921-010200 |  |  | Non-Lead - Other | No | 1975-09-11 | 0 | Relative Placement |  |  |  |  | Non-Lead Copper |  |  | Field inspection only with no records | Yes | Visual inspection at meter pit | 2023-10-13 |  | Non-Lead |  |  |  | Assumed
MTR_017498 | 18030 118TH AVE SE | 9921-010210 |  |  | Non-Lead - Other | No | 1975-09-11 | 0 | Relative Placement |  |  |  |  | Non-Lead - Other |  |  | Statistical analysis |  |  |  |  | Non-Lead |  |  |  | Assumed
MTR_017415 | 17861 118TH AVE SE | 9921-009720 |  |  | Non-Lead Plastic | No | 1975-08-05 | 0 | Field inspection only with no records | Yes | Visual inspection at meter pit | 2023-10-13 |  | Non-Lead Plastic |  |  | Field inspection only with no records | Yes | Visual inspection at meter pit | 2023-10-13 |  | Non-Lead |  |  |  | Assumed
MTR_017511 | 17825 118TH AVE SE | L13 BLK1 N.W. GARDEN TR1 |  |  | Non-Lead Plastic | No | 1975-09-11 | 0 | Field inspection only with no records | Yes | Visual inspection at meter pit | 2023-11-30 |  | Non-Lead - Other |  |  | Statistical analysis |  |  |  |  | Non-Lead |  |  |  | Assumed
MTR_017418 | 17853 118TH AVE SE | 9921-009705 |  |  | Non-Lead Plastic | No | 1975-08-05 | 0 | Field inspection only with no records | Yes | Visual inspection at the meter pit | 2024-02-20 |  | Non-Lead Plastic |  |  | Field inspection only with no records | Yes | Visual inspection at the meter pit | 2024-02-20 |  | Non-Lead |  |  |  | Assumed
MTR_017417 | 17845 118TH AVE SE | 9921-009675 |  |  | Non-Lead - Other | No | 1975-08-05 | 0 | Relative Placement |  |  |  |  | Non-Lead - Other |  |  | Statistical analysis |  |  |  |  | Non-Lead |  |  |  | Assumed
MTR_017510 | 17645 118TH AVE SE | L15 BLK1 N.W. GARDEN TR1 |  |  | Non-Lead - Other | No | 1975-09-11 | 0 | Relative Placement |  |  |  |  | Non-Lead - Other |  |  | Statistical analysis |  |  |  |  | Non-Lead |  |  |  | Assumed
MTR_017491 | 17806 118TH AVE SE | LOT 5 NW GARDEN TRACTS |  |  | Non-Lead Plastic | No | 1975-09-11 | 0 | Field inspection only with no records | Yes | Visual inspection at meter pit | 2023-10-13 |  | Non-Lead Plastic |  |  | Field inspection only with no records | Yes | Visual inspection at meter pit | 2023-10-13 |  | Non-Lead |  |  |  | Assumed
MTR_017514 | 17638 118TH AVE SE | S 1/2 LOT 3 BLK 2 NW GARDEN TRACTS #1 |  |  | Non-Lead - Other | No | 1975-09-11 | 0 | Installation date is after the lead ban |  |  |  |  | Non-Lead - Other |  |  | Installation date is after the lead ban |  |  |  |  | Non-Lead |  |  |  | Assumed
MTR_017515 | 17636 118TH AVE SE | 9921-009400 |  |  | Non-Lead Plastic | No | 1975-09-11 | 0 | Field inspection only with no records | Yes | Visual inspection at meter pit | 2023-10-13 |  | Non-Lead Plastic |  |  | Field inspection only with no records | Yes | Visual inspection at meter pit | 2023-10-13 |  | Non-Lead |  |  |  | Domestic
MTR_017406 | 11828 SE 180TH ST | 9921-009140 |  |  | Non-Lead Plastic | No | 1975-08-05 | 0 | Field inspection only with no records | Yes | Visual inspection at meter pit | 2023-10-13 |  | Non-Lead Plastic |  |  | Field inspection only with no records | Yes | Visual inspection at meter pit | 2023-10-13 |  | Non-Lead |  |  |  | Assumed
MTR_017413 | 11806 SE 180TH ST | 9921-009180 |  |  | Non-Lead - Other | No | 1975-08-05 | 0 | Relative Placement |  |  |  |  | Non-Lead - Other |  |  | Statistical analysis |  |  |  |  | Non-Lead |  |  |  | Assumed
MTR_017399 | 18012 120TH AVE SE | 9921-008780 |  |  | Non-Lead - Other | No | 1975-08-05 | 0 | Relative Placement |  |  |  |  | Non-Lead - Other |  |  | Statistical analysis |  |  |  |  | Non-Lead |  |  |  | Assumed
MTR_022039 | 19028 120TH AVE SE | 9921-004620 |  |  | Non-Lead - Other | No | 2016-03-21 | 0 | Rectified Plan | No |  |  |  | Non-Lead - Other |  |  | Statistical analysis |  |  |  |  | Non-Lead |  |  |  | Domestic
MTR_022040 | 19004 120TH AVE SE | LOT 6 TRACT 2 NW GARDEN TRACTS |  |  | Non-Lead Plastic | No | 2016-03-21 | 0 | Field inspection only with no records | Yes | Visual inspection at meter pit | 2023-09-30 |  | Non-Lead Plastic |  |  | Field inspection only with no records | Yes | Visual inspection at meter pit | 2023-09-30 |  | Non-Lead |  |  |  | Domestic
MTR_022041 | 18848 120TH AVE SE | 9921-004680 |  |  | Non-Lead - Other | No | 2016-03-21 | 0 | Rectified Plan | No |  |  |  | Non-Lead - Other |  |  | Statistical analysis |  |  |  |  | Non-Lead |  |  |  | Domestic
MTR_019952 | 19926 101ST AVE SE | LOT 4 WATERSHED TERRACE |  |  | Non-Lead - Other | No | 2003-08-27 | 0 | Installation date is after the lead ban |  |  |  |  | Non-Lead - Other |  |  | Installation date is after the lead ban |  |  |  |  | Non-Lead |  |  |  | Domestic
MTR_022048 | 12053 SE 188TH ST | 9921-004900 |  |  | Non-Lead Plastic | Unknown |  | 0 | Field inspection only with no records | Yes | Visual inspection at meter pit | 2023-09-30 |  | Non-Lead Plastic |  |  | Field inspection only with no records | Yes | Visual inspection at meter pit | 2023-09-30 |  | Non-Lead |  |  |  | Assumed
MTR_022113 | 18626 120TH AVE SE | L5 TR1 N.W. GARDEN TR#6 |  |  | Non-Lead Plastic | Unknown |  | 0 | Field inspection only with no records | Yes | Visual inspection at meter pit | 2023-01-27 |  | Galvanized Requiring Replacement |  |  | Field inspection only with no records | Yes | Visual inspection at meter pit | 2023-01-27 |  | Galvanized Requiring Replacement |  |  |  | Assumed
MTR_017425 | 18424 120TH AVE SE | 9921-006550 |  |  | Non-Lead Plastic | No | 1975-08-05 | 0 | Field inspection only with no records | Yes | Visual inspection at meter pit | 2023-09-30 |  | Non-Lead Plastic |  |  | Field inspection only with no records | Yes | Visual inspection at meter pit | 2023-09-30 |  | Non-Lead |  |  |  | Assumed
MTR_017471 | 11817 SE 184TH ST | PARCEL 3 SH. PL. 1177121 |  |  | Non-Lead - Other | No | 1975-09-11 | 0 | Statistical analysis |  |  |  |  | Non-Lead - Other |  |  | Statistical analysis |  |  |  |  | Non-Lead |  |  |  | Assumed
MTR_017470 | 11825 SE 184TH ST | PARCEL 4 SH. P. 1177121 |  |  | Non-Lead Plastic | No | 1975-09-11 | 0 | Field inspection only with no records | Yes | Visual inspection at meter pit | 2023-11-30 |  | Non-Lead Plastic |  |  | Field inspection only with no records | Yes | Visual inspection at meter pit | 2023-11-30 |  | Non-Lead |  |  |  | Assumed
MTR_024695 | 13733 SE 202ND PL | LOT 5 FOREST GLEN SOUTH |  |  | Non-Lead - Other | No |  | 0 | Installation date is after the lead ban |  |  |  |  | Non-Lead - Other |  |  | Installation date is after the lead ban |  |  |  |  | Non-Lead |  |  |  | Domestic
MTR_017488 | 11841 SE 184TH ST | 9921-010620 |  |  | Non-Lead - Other | No | 1975-09-11 | 0 | Relative Placement |  |  |  |  | Non-Lead - Other |  |  | Statistical analysis |  |  |  |  | Non-Lead |  |  |  | Assumed
MTR_017507 | 18053 118TH AVE SE | 9921-010300 |  |  | Non-Lead Plastic | No | 1975-09-11 | 0 | Field inspection only with no records | Yes | Visual inspection at meter pit | 2023-10-13 |  | Non-Lead Plastic |  |  | Field inspection only with no records | Yes | Visual inspection at meter pit | 2023-10-13 |  | Non-Lead |  |  |  | Assumed
MTR_017463 | 18217 118TH AVE SE | L12 BLK1 N.W. GARDEN TR2 |  |  | Non-Lead Plastic | No | 1975-09-11 | 0 | Field inspection only with no records | Yes | Visual inspection at meter pit | 2023-10-13 |  | Non-Lead Plastic |  |  | Field inspection only with no records | Yes | Visual inspection at meter pit | 2023-10-13 |  | Non-Lead |  |  |  | Assumed
MTR_017477 | 11626 SE 184TH ST | 9921-010390 |  |  | Non-Lead Plastic | No | 1975-09-11 | 0 | Field inspection only with no records | Yes | Visual inspection at meter pit | 2023-10-13 |  | Non-Lead Plastic |  |  | Field inspection only with no records | Yes | Visual inspection at meter pit | 2023-10-13 |  | Non-Lead |  |  |  | Assumed
MTR_022147 | 18415 124TH AVE SE | TAX LOT 37 SEC 33-23-5 |  |  | Non-Lead Plastic | No |  | 0 | Field inspection only with no records | Yes | Visual inspection at meter pit | 2023-09-30 |  | Non-Lead Plastic |  |  | Field inspection only with no records | Yes | Visual inspection at meter pit | 2023-09-30 |  | Non-Lead |  |  |  | Assumed
MTR_022149 | 18429 124TH AVE SE | TL38 SEC 33-23-5 |  |  | Non-Lead - Other | Unknown |  | 0 | Relative Placement | No |  |  |  | Non-Lead - Other |  |  | Statistical analysis |  |  |  |  | Non-Lead |  |  |  | Assumed
MTR_022150 | 12431 SE 184TH ST | LOT 3 SHORT PLAT #775088 |  |  | Non-Lead - Other | No |  | 0 | Relative Placement | No |  |  |  | Non-Lead - Other |  |  | Installation date is after the lead ban |  |  |  |  | Non-Lead |  |  |  | Assumed
MTR_018192 | 14121 SE 182ND ST | LOT 71 FAIRWOOD FIRS #1 |  |  | Non-Lead Plastic | No | 1986-05-01 | 0 | Field inspection only with no records | Yes | Visual inspection at meter pit | 2023-10-14 |  | Non-Lead Plastic |  |  | Field inspection only with no records | Yes | Visual inspection at meter pit | 2023-10-14 |  | Non-Lead |  |  |  | Domestic
MTR_018193 | 14139 SE 182ND ST | LOT 74 FAIRWOOD FIRS |  |  | Non-Lead Plastic | No | 1986-05-01 | 0 | Field inspection only with no records | Yes | Visual inspection at meter pit | 2023-10-14 |  | Non-Lead Plastic |  |  | Field inspection only with no records | Yes | Visual inspection at meter pit | 2023-10-14 |  | Non-Lead |  |  |  | Domestic
MTR_018241 | 14143 SE 182ND ST | LOT 75 FAIRWOOD FIRS |  |  | Non-Lead - Other | No | 1986-05-01 | 0 | Installation date is after the lead ban |  |  |  |  | Non-Lead - Other |  |  | Installation date is after the lead ban |  |  |  |  | Non-Lead |  |  |  | Domestic
MTR_017357 | 12304 SE 179TH PL | LOT 8 HIDDEN CEDARS #2 |  |  | Non-Lead - Other | No | 1995-08-30 | 0 | Installation date is after the lead ban |  |  |  |  | Non-Lead - Other |  |  | Installation date is after the lead ban |  |  |  |  | Non-Lead |  |  |  | Domestic
MTR_017373 | 17826 122ND CT SE | LOT 11 HIDDEN CEDARS #2 |  |  | Non-Lead - Other | No | 1995-08-30 | 0 | Installation date is after the lead ban |  |  |  |  | Non-Lead - Other |  |  | Installation date is after the lead ban |  |  |  |  | Non-Lead |  |  |  | Domestic
MTR_017375 | 17827 122ND CT SE | LOT 13 HIDDEN CEDARS II |  |  | Non-Lead - Other | No | 1995-08-30 | 0 | Installation date is after the lead ban |  |  |  |  | Non-Lead - Other |  |  | Installation date is after the lead ban |  |  |  |  | Non-Lead |  |  |  | Domestic
MTR_022152 | 18601 124TH AVE SE | TL 39 SEC 33-23-5 |  |  | Non-Lead Plastic | Unknown |  | 0 | Field inspection only with no records | Yes | Visual inspection at meter pit | 2023-09-30 |  | Non-Lead Plastic |  |  | Field inspection only with no records | Yes | Visual inspection at meter pit | 2023-09-30 |  | Non-Lead |  |  |  | Assumed
MTR_022153 | 18613 124TH AVE SE | TAX LOT 73 SEC 33-23-5 |  |  | Non-Lead Plastic | Unknown |  | 0 | Field inspection only with no records | Yes | Visual inspection at meter pit | 2023-05-15 |  | Non-Lead Plastic |  |  | Field inspection only with no records | Yes | Visual inspection at meter pit | 2023-05-15 |  | Non-Lead |  |  |  | Assumed
MTR_017565 | 18240 124TH AVE SE | TL 47 SEC 33-23-5 |  |  | Non-Lead - Other | Unknown |  | 0 | Statistical analysis |  |  |  |  | Non-Lead - Other |  |  | Statistical analysis |  |  |  |  | Non-Lead |  |  |  | Assumed
MTR_017566 | 18228 124TH AVE SE | TAX LOT 68 33-23-5 |  |  | Non-Lead Plastic | No |  | 0 | Field inspection only with no records | Yes | Visual inspection at meter pit | 2023-10-07 |  | Non-Lead Plastic |  |  | Field inspection only with no records | Yes | Visual inspection at meter pit | 2023-10-07 |  | Non-Lead |  |  |  | Assumed
MTR_017361 | 17835 122ND CT SE | LOT 15 HIDDEN CEDARS #2 |  |  | Non-Lead Plastic | No | 1995-08-30 | 0 | Field inspection only with no records | Yes | Visual inspection at meter pit | 2023-10-07 |  | Non-Lead Plastic |  |  | Field inspection only with no records | Yes | Visual inspection at meter pit | 2023-10-07 |  | Non-Lead |  |  |  | Domestic
MTR_017364 | 12218 SE 179TH PL | LOT 16 HIDDEN CEDARS #2 |  |  | Non-Lead Plastic | No | 1995-08-30 | 0 | Field inspection only with no records | Yes | Visual inspection at meter pit | 2023-11-30 |  | Non-Lead - Other |  |  | Installation date is after the lead ban |  |  |  |  | Non-Lead |  |  |  | Domestic
MTR_017365 | 12214 SE 179TH PL | LOT 17 HIDDEN CEDARS #2 |  |  | Non-Lead - Other | No | 1995-08-30 | 0 | Installation date is after the lead ban |  |  |  |  | Non-Lead - Other |  |  | Installation date is after the lead ban |  |  |  |  | Non-Lead |  |  |  | Domestic
MTR_017366 | 12210 SE 179TH PL | LOT 18 HIDDEN CEDARS #2 |  |  | Non-Lead Plastic | No | 1995-08-30 | 0 | Field inspection only with no records | Yes | Visual inspection at meter pit | 2023-10-07 |  | Non-Lead Plastic |  |  | Field inspection only with no records | Yes | Visual inspection at meter pit | 2023-10-07 |  | Non-Lead |  |  |  | Domestic
MTR_019063 | 18810 104TH PL SE | LOT 8 COUGAR MEADOWS |  |  | Non-Lead - Other | No | 1989-10-23 | 0 | Installation date is after the lead ban |  |  |  |  | Non-Lead - Other |  |  | Installation date is after the lead ban |  |  |  |  | Non-Lead |  |  |  | Domestic
MTR_017369 | 12201 SE 179TH PL | LOT 21 HIDDEN CEDARS #2 |  |  | Non-Lead - Other | No | 1995-08-30 | 0 | Installation date is after the lead ban |  |  |  |  | Non-Lead - Other |  |  | Installation date is after the lead ban |  |  |  |  | Non-Lead |  |  |  | Domestic
MTR_017474 | 11804 SE 184TH ST | 9921-010110 |  |  | Non-Lead - Other | No | 1975-09-11 | 0 | Relative Placement |  |  |  |  | Non-Lead - Other |  |  | Statistical analysis |  |  |  |  | Non-Lead |  |  |  | Assumed
MTR_017449 | 18243 120TH AVE SE | PTN TRACTS 6 & 8 BLK 2 NW GARDEN TRCTS #2 |  |  | Non-Lead - Other | No | 1975-08-05 | 0 | Relative Placement |  |  |  |  | Non-Lead Plastic |  |  | Field inspection only with no records | Yes | Visual inspection at meter pit | 2023-10-13 |  | Non-Lead |  |  |  | Assumed
MTR_017384 | 12213 SE 178TH ST | LOT 2 HIDDEN CEDARS #2 |  |  | Non-Lead - Other | No | 1995-08-30 | 0 | Installation date is after the lead ban |  |  |  |  | Non-Lead - Other |  |  | Installation date is after the lead ban |  |  |  |  | Non-Lead |  |  |  | Domestic
MTR_017380 | 12225 SE 178TH ST | LOT 4 HIDDEN CEDARS II |  |  | Non-Lead - Other | No | 1995-08-30 | 0 | Installation date is after the lead ban |  |  |  |  | Non-Lead - Other |  |  | Installation date is after the lead ban |  |  |  |  | Non-Lead |  |  |  | Domestic
MTR_017382 | 17811 123RD PL SE | LOT 6 HIDDEN CEDARS #2 |  |  | Non-Lead Plastic | No | 1995-08-30 | 0 | Field inspection only with no records | Yes | Visual inspection at meter pit | 2023-08-15 |  | Non-Lead Plastic |  |  | Field inspection only with no records | Yes | Visual inspection at meter pit | 2023-08-15 |  | Non-Lead |  |  |  | Domestic
MTR_017806 | 17825 123RD PL SE | TAX LOT 65 S-T-R 33-23-5 |  |  | Non-Lead Plastic | Unknown |  | 0 | Field inspection only with no records | Yes | Visual inspection at meter pit | 2023-10-07 |  | Non-Lead Plastic |  |  | Field inspection only with no records | Yes | Visual inspection at meter pit | 2023-10-07 |  | Non-Lead |  |  |  | Assumed
MTR_017356 | 12312 SE 179TH PL | LOT 7 HIDDEN CEDARS #2 |  |  | Non-Lead - Other | No | 1995-08-30 | 0 | Installation date is after the lead ban |  |  |  |  | Non-Lead - Other |  |  | Installation date is after the lead ban |  |  |  |  | Non-Lead |  |  |  | Assumed
MTR_017371 | 12205 SE 179TH PL | LOT 23 HIDDEN CEDARS #2 |  |  | Non-Lead - Other | No | 1995-08-30 | 0 | Installation date is after the lead ban |  |  |  |  | Non-Lead - Other |  |  | Installation date is after the lead ban |  |  |  |  | Non-Lead |  |  |  | Domestic
MTR_017363 | 12227 SE 179TH PL | LOT 25 HIDDEN CEDARS #2 |  |  | Non-Lead - Other | No | 1995-08-30 | 0 | Installation date is after the lead ban |  |  |  |  | Non-Lead - Other |  |  | Installation date is after the lead ban |  |  |  |  | Non-Lead |  |  |  | Domestic
MTR_017555 | 18217 124TH AVE SE | LOT 4 KING COUNTY SHORT PLAT 781064 |  |  | Non-Lead Plastic | No | 1985-07-01 | 0 | Field inspection only with no records | Yes | Visual inspection at meter pit | 2023-11-30 |  | Non-Lead Plastic |  |  | Field inspection only with no records | Yes | Visual inspection at meter pit | 2023-11-30 |  | Non-Lead |  |  |  | Assumed
MTR_015871 | 14404 SE 188TH WAY | LOT 19 BOLLMAN PLAT |  |  | Non-Lead - Other | No | 2003-03-05 | 0 | Installation date is after the lead ban |  |  |  |  | Non-Lead - Other |  |  | Installation date is after the lead ban |  |  |  |  | Non-Lead |  |  |  | Domestic
MTR_019668 | 18933 108TH LN SE | LOT 12 BELGROVE @ RENTON PH 1 |  |  | Non-Lead Plastic | No | 2004-06-30 | 0 | Field inspection only with no records | Yes | Visual inspection at meter pit | 2023-09-29 |  | Non-Lead Plastic |  |  | Field inspection only with no records | Yes | Visual inspection at meter pit | 2023-09-29 |  | Non-Lead |  |  |  | Domestic
MTR_011318 | 16402 108TH AVE SE | LOT 1 BLK 9 AKERS FARMS 6 |  |  | Non-Lead - Other | Unknown |  | 0.75 | Statistical analysis |  |  |  |  | Non-Lead - Other |  |  | Statistical analysis |  |  |  |  | Non-Lead |  |  |  | Assumed
MTR_018197 | 18030 140TH CT SE | LOT 85 FAIRWOOD FIRS |  |  | Non-Lead - Other | No | 1986-05-01 | 0 | Installation date is after the lead ban |  |  |  |  | Non-Lead - Other |  |  | Installation date is after the lead ban |  |  |  |  | Non-Lead |  |  |  | Domestic
MTR_017804 | 12050 SE 178TH ST | 9921-007945 |  |  | Non-Lead Plastic | No |  | 0.75 | Field inspection only with no records | Yes | Visual inspection at meter pit | 2023-10-07 |  | Non-Lead Plastic |  |  | Field inspection only with no records | Yes | Visual inspection at meter pit | 2023-10-07 |  | Non-Lead |  |  |  | Assumed
MTR_015872 | 14629 SE 188TH WAY | LOT 6 BOLLMAN PLAT |  |  | Non-Lead Plastic | No | 2003-03-05 | 0 | Field inspection only with no records | Yes | Visual inspection at meter pit | 2023-10-13 |  | Non-Lead Plastic |  |  | Field inspection only with no records | Yes | Visual inspection at meter pit | 2023-10-13 |  | Non-Lead |  |  |  | Domestic
MTR_012554 | 18143 168TH WAY SE | LOT 16 TROVITSKY PARK 2 |  |  | Non-Lead - Other | No | 2003-03-14 | 4 | Rectified Plan | No |  |  |  | Non-Lead Plastic |  |  | Field inspection only with no records | Yes | Visual inspection at meter pit | 2023-11-11 |  | Non-Lead |  |  |  | Domestic
MTR_017437 | 18260 120TH AVE SE | 9921-008600 |  |  | Non-Lead - Other | No | 1975-08-05 | 0 | Relative Placement |  |  |  |  | Non-Lead - Other |  |  | Statistical analysis |  |  |  |  | Non-Lead |  |  |  | Assumed
MTR_017516 | 17634 118TH AVE SE | 9921-009425 |  |  | Non-Lead Plastic | No | 1975-09-11 | 0 | Field inspection only with no records | Yes | Visual inspection at meter pit | 2023-10-13 |  | Non-Lead Plastic |  |  | Field inspection only with no records | Yes | Visual inspection at meter pit | 2023-10-13 |  | Non-Lead |  |  |  | Assumed
MTR_017389 | 17635 122ND PL SE | LC ERWIN SHORT SUB DIV. |  |  | Non-Lead - Other | No | 1975-09-26 | 0 | Installation date is after the lead ban |  |  |  |  | Non-Lead - Other |  |  | Installation date is after the lead ban |  |  |  |  | Non-Lead |  |  |  | Domestic
MTR_015038 | 12325 SE PETROVITSKY RD | TL32 W1/2 SEC 28-23-5 |  |  | Non-Lead Plastic | Unknown |  | 0 | Field inspection only with no records | Yes | Visual inspection at the meter pit | 2024-02-21 |  | Non-Lead Plastic |  |  | Field inspection only with no records | Yes | Visual inspection at the meter pit | 2024-02-21 |  | Non-Lead |  |  |  | Domestic
MTR_015555 | 12509 PETROVITSKY RD | LOT 7 BLK 2 BENSON HEIGHTS |  |  | Non-Lead - Other | Unknown |  | 0 | Statistical analysis |  |  |  |  | Non-Lead - Other |  |  | Statistical analysis |  |  |  |  | Non-Lead |  |  |  | Domestic
MTR_015556 | 12615 SE PETROVITSKY RD | L4 BLK2 BENSON HEIGHTS |  |  | Non-Lead - Other | No |  | 0 | Installation date is after the lead ban |  |  |  |  | Galvanized Requiring Replacement |  |  | Field inspection only with no records | Yes | Visual inspection at meter pit | 2023-08-15 |  | Galvanized Requiring Replacement |  |  |  | Domestic
MTR_017352 | 17911 123RD CT SE | LOT 28 HIDDEN CEDARS II |  |  | Non-Lead - Other | No | 1995-08-30 | 0 | Installation date is after the lead ban |  |  |  |  | Non-Lead - Other |  |  | Installation date is after the lead ban |  |  |  |  | Non-Lead |  |  |  | Domestic
MTR_017353 | 17914 123RD CT SE | LOT 29 HIDDEN CEDARS II |  |  | Non-Lead - Other | No | 1995-08-30 | 0 | Installation date is after the lead ban |  |  |  |  | Non-Lead - Other |  |  | Installation date is after the lead ban |  |  |  |  | Non-Lead |  |  |  | Domestic
MTR_017354 | 17912 123RD CT SE | LOT 30 HIDDEN CEDARS #2 |  |  | Non-Lead Plastic | No | 1995-08-30 | 0 | Field inspection only with no records | Yes | Visual inspection at meter pit | 2023-10-07 |  | Non-Lead Plastic |  |  | Field inspection only with no records | Yes | Visual inspection at meter pit | 2023-10-07 |  | Non-Lead |  |  |  | Domestic
MTR_017355 | 17908 123RD CT SE | LOT 31 HIDDEN CEDARS #2 |  |  | Non-Lead - Other | No | 1995-08-30 | 0 | Installation date is after the lead ban |  |  |  |  | Non-Lead - Other |  |  | Installation date is after the lead ban |  |  |  |  | Non-Lead |  |  |  | Domestic
MTR_017358 | 12307 SE 179TH PL | LOT 32 HIDDEN CEDARS #2 |  |  | Non-Lead Plastic | No | 1995-08-30 | 0 | Field inspection only with no records | Yes | Visual inspection at meter pit | 2023-10-07 |  | Non-Lead Plastic |  |  | Field inspection only with no records | Yes | Visual inspection at meter pit | 2023-10-07 |  | Non-Lead |  |  |  | Domestic
MTR_017359 | 12313 SE 179TH PL | LOT 33 HIDDEN CEDARS #2 |  |  | Non-Lead - Other | No | 1995-08-30 | 0 | Installation date is after the lead ban |  |  |  |  | Non-Lead - Other |  |  | Installation date is after the lead ban |  |  |  |  | Non-Lead |  |  |  | Domestic
MTR_017561 | 18216 124TH AVE SE | 9921-007640 |  |  | Non-Lead - Other | No | 1985-07-01 | 0 | Installation date is after the lead ban |  |  |  |  | Non-Lead - Other |  |  | Installation date is after the lead ban |  |  |  |  | Non-Lead |  |  |  | Assumed
MTR_017560 | 18056 124TH AVE SE | 9921-007890 |  |  | Non-Lead Plastic | No | 1985-07-01 | 0 | Field inspection only with no records | Yes | Visual inspection at meter pit | 2023-10-07 |  | Non-Lead Plastic |  |  | Field inspection only with no records | Yes | Visual inspection at meter pit | 2023-10-07 |  | Non-Lead |  |  |  | Assumed
MTR_017391 | 17655 122ND PL SE | L8 ERWIN ESTATES |  |  | Non-Lead Plastic | No | 1975-09-26 | 0 | Field inspection only with no records | Yes | Visual inspection at meter pit | 2023-10-07 |  | Non-Lead Plastic |  |  | Field inspection only with no records | Yes | Visual inspection at meter pit | 2023-10-07 |  | Non-Lead |  |  |  | Domestic
MTR_017383 | 12207 SE 178TH ST | LOT 1 HIDDEN CEDARS II |  |  | Non-Lead Plastic | No | 1995-08-30 | 0 | Field inspection only with no records | Yes | Visual inspection at meter pit | 2023-10-07 |  | Non-Lead Plastic |  |  | Field inspection only with no records | Yes | Visual inspection at meter pit | 2023-10-07 |  | Non-Lead |  |  |  | Domestic
MTR_017423 | 11641 SE 180TH ST | 9921-009820 |  |  | Non-Lead Plastic | No | 1975-08-05 | 0 | Field inspection only with no records | Yes | Visual inspection at meter pit | 2023-10-13 |  | Non-Lead Plastic |  |  | Field inspection only with no records | Yes | Visual inspection at meter pit | 2023-10-13 |  | Non-Lead |  |  |  | Assumed
MTR_017424 | 11649 SE 180TH ST | 9921-009830 |  |  | Non-Lead - Other | No | 1975-08-05 | 0 | Installation date is after the lead ban |  |  |  |  | Non-Lead - Other |  |  | Installation date is after the lead ban |  |  |  |  | Non-Lead |  |  |  | Assumed
MTR_017409 | 11823 SE 180TH ST | L3 L.J. KENNEDY ADDITION |  |  | Non-Lead - Other | No | 1975-08-05 | 0 | Relative Placement |  |  |  |  | Non-Lead - Other |  |  | Statistical analysis |  |  |  |  | Non-Lead |  |  |  | Assumed
MTR_025687 | 12787 SE 211TH ST | LOT 13 LAUREL SPRINGS |  |  | Non-Lead - Other | No | 2003-12-11 | 0 | Installation date is after the lead ban |  |  |  |  | Non-Lead - Other |  |  | Installation date is after the lead ban |  |  |  |  | Non-Lead |  |  |  | Domestic
MTR_025688 | 12734 SE 211TH ST | LOT 15 LAUREL SPRINGS |  |  | Non-Lead - Other | No | 2003-12-11 | 0 | Installation date is after the lead ban |  |  |  |  | Non-Lead - Other |  |  | Installation date is after the lead ban |  |  |  |  | Non-Lead |  |  |  | Domestic
MTR_025689 | 12746 SE 211TH ST | LOT 17 LAUREL SPRINGS |  |  | Non-Lead - Other | No | 2003-12-11 | 0 | Installation date is after the lead ban |  |  |  |  | Non-Lead Plastic |  |  | Field inspection only with no records | Yes | Visual inspection at meter pit | 2023-01-20 |  | Non-Lead |  |  |  | Domestic
MTR_025690 | 12764 SE 211TH ST | LOT 20 LAUREL SPRINGS |  |  | Non-Lead - Other | No | 2003-12-11 | 0 | Installation date is after the lead ban |  |  |  |  | Non-Lead Plastic |  |  | Field inspection only with no records | Yes | Visual inspection at meter pit | 2023-01-20 |  | Non-Lead |  |  |  | Domestic
MTR_017390 | 12226 SE 178TH ST | 9921-007930 |  |  | Non-Lead - Other | No | 1975-09-26 | 0 | Installation date is after the lead ban |  |  |  |  | Non-Lead - Other |  |  | Installation date is after the lead ban |  |  |  |  | Non-Lead |  |  |  | Domestic
MTR_023669 | 22357 108TH AVE SE | TR47 UNUDAN ORCHARD TR. |  |  | Non-Lead - Other | No | 1995-08-14 | 1 | Rectified Plan |  |  |  |  | Non-Lead - Other |  |  | Statistical analysis |  |  |  |  | Non-Lead |  |  |  | Domestic
MTR_022143 | 12006 SE 186TH ST | LOT 1 AURIA WOODS |  |  | Non-Lead Plastic | No | 2004-03-31 | 0 | Field inspection only with no records | Yes | Visual inspection at meter pit | 2023-09-30 |  | Non-Lead Plastic |  |  | Field inspection only with no records | Yes | Visual inspection at meter pit | 2023-09-30 |  | Non-Lead |  |  |  | Domestic
MTR_021368 | 14055 SE 195TH PL | LOT 22 LORI LANE |  |  | Non-Lead - Other | No |  | 0 | Installation date is after the lead ban |  |  |  |  | Non-Lead - Other |  |  | Installation date is after the lead ban |  |  |  |  | Non-Lead |  |  |  | Domestic
MTR_025712 | 21016 131ST PL SE | LOT 39 LAUREL SPRINGS |  |  | Non-Lead - Other | No | 2003-12-11 | 0 | Installation date is after the lead ban |  |  |  |  | Non-Lead - Other |  |  | Installation date is after the lead ban |  |  |  |  | Non-Lead |  |  |  | Domestic
MTR_004487 | 11808 SE 233RD PL | LOT 6 PINERIDGE |  |  | Non-Lead - Other | No | 2008-09-03 | 0 | Rectified Plan | No |  |  |  | Non-Lead - Other |  |  | Installation date is after the lead ban |  |  |  |  | Non-Lead |  |  |  | Domestic
MTR_024165 | 11021 SE 214TH ST | LOT 13 WOODHALL |  |  | Non-Lead - Other | No |  | 0 | Installation date is after the lead ban |  |  |  |  | Non-Lead - Other |  |  | Installation date is after the lead ban |  |  |  |  | Non-Lead |  |  |  | Assumed
MTR_018199 | 18222 141ST AVE SE | LOT 66 FAIRWOOD FIRS |  |  | Non-Lead - Other | No | 1986-05-01 | 0 | Installation date is after the lead ban |  |  |  |  | Non-Lead - Other |  |  | Installation date is after the lead ban |  |  |  |  | Non-Lead |  |  |  | Domestic
MTR_018200 | 18214 141ST AVE SE | LOT 67 FAIRWOOD FIRS |  |  | Non-Lead - Other | No | 1986-05-01 | 0 | Installation date is after the lead ban |  |  |  |  | Non-Lead - Other |  |  | Installation date is after the lead ban |  |  |  |  | Non-Lead |  |  |  | Domestic
MTR_018201 | 18206 141ST AVE SE | LOT 68 FAIRWOOD FIRS |  |  | Non-Lead - Other | No | 1986-05-01 | 0 | Installation date is after the lead ban |  |  |  |  | Non-Lead - Other |  |  | Installation date is after the lead ban |  |  |  |  | Non-Lead |  |  |  | Domestic
MTR_018202 | 14109 SE 182ND ST | LOT 69 FAIRWOOD FIRS |  |  | Non-Lead Plastic | No | 1986-05-01 | 0 | Field inspection only with no records | Yes | Visual inspection at meter pit | 2023-10-14 |  | Non-Lead Plastic |  |  | Field inspection only with no records | Yes | Visual inspection at meter pit | 2023-10-14 |  | Non-Lead |  |  |  | Domestic
MTR_015879 | 14414 SE 192ND ST | TL 54 E 1/2 34-23-5 |  |  | Non-Lead - Other | Unknown |  | 0 | Statistical analysis |  |  |  |  | Non-Lead - Other |  |  | Statistical analysis |  |  |  |  | Non-Lead |  |  |  | Domestic
MTR_015880 | 14410 SE 192ND ST | TL 44 E 1/2 34-23-5 |  |  | Non-Lead Plastic | Unknown |  | 0 | Field inspection only with no records | Yes | Visual inspection at meter pit | 2023-10-13 |  | Non-Lead Plastic |  |  | Field inspection only with no records | Yes | Visual inspection at meter pit | 2023-10-13 |  | Non-Lead |  |  |  | Domestic
MTR_015881 | 14404 SE 192ND ST | TL 46 E 1/2 34-23-5 |  |  | Non-Lead - Other | Unknown |  | 0 | Statistical analysis |  |  |  |  | Non-Lead - Other |  |  | Statistical analysis |  |  |  |  | Non-Lead |  |  |  | Domestic
MTR_015882 | 14208 SE 192ND ST | 9925-000370 |  |  | Non-Lead - Other | Unknown |  | 0 | Statistical analysis |  |  |  |  | Non-Lead - Other |  |  | Statistical analysis |  |  |  |  | Non-Lead |  |  |  | Domestic
MTR_021502 | 14126 SE 192ND ST | TAX LOT 43 SEC 34-23-5 |  |  | Non-Lead - Other | Unknown |  | 0 | Statistical analysis |  |  |  |  | Non-Lead - Other |  |  | Statistical analysis |  |  |  |  | Non-Lead |  |  |  | Assumed
MTR_018204 | 18314 142ND AVE SE | LOT 16 FAIRWOOD FIRS |  |  | Non-Lead Plastic | No | 1986-05-01 | 0 | Field inspection only with no records | Yes | Visual inspection at meter pit | 2023-10-14 |  | Non-Lead Plastic |  |  | Field inspection only with no records | Yes | Visual inspection at meter pit | 2023-10-14 |  | Non-Lead |  |  |  | Domestic
MTR_018252 | 14213 SE 183RD ST | LOT 19 FAIRWOOD FIRS |  |  | Non-Lead Plastic | No |  | 0 | Field inspection only with no records | Yes | Visual inspection at meter pit | 2023-10-14 |  | Non-Lead Plastic |  |  | Field inspection only with no records | Yes | Visual inspection at meter pit | 2023-10-14 |  | Non-Lead |  |  |  | Assumed
MTR_018253 | 14322 SE 183RD ST | LOT 21 FAIRWOOD FIRS |  |  | Non-Lead - Other | No | 1986-05-01 | 0 | Installation date is after the lead ban |  |  |  |  | Non-Lead - Other |  |  | Installation date is after the lead ban |  |  |  |  | Non-Lead |  |  |  | Domestic
MTR_015885 | 14610 SE 184TH PL | LOT 9 FAIRWOOD FIRS #2 |  |  | Non-Lead - Other | No | 1988-09-27 | 0 | Installation date is after the lead ban |  |  |  |  | Non-Lead - Other |  |  | Installation date is after the lead ban |  |  |  |  | Non-Lead |  |  |  | Domestic
MTR_015886 | 14604 SE 184TH PL | LOT 10 FAIRWOOD FIRS #2 |  |  | Non-Lead Plastic | No | 1988-09-27 | 0 | Field inspection only with no records | Yes | Visual inspection at meter pit | 2023-10-13 |  | Non-Lead Plastic |  |  | Field inspection only with no records | Yes | Visual inspection at meter pit | 2023-10-13 |  | Non-Lead |  |  |  | Domestic
MTR_015892 | 14703 SE 184TH PL | LOT 34 FAIRWOOD FIRS #2 |  |  | Non-Lead - Other | No | 1988-09-27 | 0 | Installation date is after the lead ban |  |  |  |  | Non-Lead - Other |  |  | Installation date is after the lead ban |  |  |  |  | Non-Lead |  |  |  | Domestic
MTR_015893 | 14709 SE 184TH PL | LOT 35 FAIRWOOD FIRS #2 |  |  | Non-Lead - Other | No | 1988-09-27 | 0 | Installation date is after the lead ban |  |  |  |  | Non-Lead - Other |  |  | Installation date is after the lead ban |  |  |  |  | Non-Lead |  |  |  | Domestic
MTR_015559 | 12727 SE 176TH ST | 9921-014600 |  |  | Non-Lead - Other | Unknown |  | 0 | Statistical analysis |  |  |  |  | Non-Lead - Other |  |  | Statistical analysis |  |  |  |  | Non-Lead |  |  |  | Domestic
MTR_022203 | 18831 120TH AVE SE | 9921-011190 |  |  | Non-Lead - Other | Unknown |  | 0 | Statistical analysis |  |  |  |  | Non-Lead - Other |  |  | Statistical analysis |  |  |  |  | Non-Lead |  |  |  | Assumed
MTR_022236 | 11840 SE 192ND ST | W150.255 L8TR2 NWG TR#4 |  |  | Non-Lead Plastic | Unknown |  | 0 | Field inspection only with no records | Yes | Visual inspection at meter pit | 2023-09-19 |  | Non-Lead Plastic |  |  | Field inspection only with no records | Yes | Visual inspection at meter pit | 2023-09-19 |  | Non-Lead |  |  |  | Assumed
MTR_022163 | 11845 SE 188TH ST | 9921-011140 |  |  | Non-Lead Plastic | Unknown |  | 0 | Field inspection only with no records | Yes | Visual inspection at meter pit | 2023-10-13 |  | Non-Lead Plastic |  |  | Field inspection only with no records | Yes | Visual inspection at meter pit | 2023-10-13 |  | Non-Lead |  |  |  | Assumed
MTR_022187 | 18801 120TH AVE SE | 9921-011160 |  |  | Non-Lead - Other | Unknown |  | 0 | Statistical analysis |  |  |  |  | Non-Lead - Other |  |  | Statistical analysis |  |  |  |  | Non-Lead |  |  |  | Assumed
MTR_022160 | 11811 SE 188TH ST | 9921-011090 |  |  | Non-Lead Plastic | No | 2011-01-03 | 0 | Field inspection only with no records | Yes | Visual inspection at meter pit | 2023-01-27 |  | Non-Lead Plastic |  |  | Field inspection only with no records | Yes | Visual inspection at meter pit | 2023-01-27 |  | Non-Lead |  |  |  | Domestic
MTR_018206 | 18307 142ND AVE SE | LOT 14 FAIRWOOD FIRS 1 |  |  | Non-Lead Plastic | No | 1986-05-01 | 0 | Field inspection only with no records | Yes | Visual inspection at meter pit | 2023-10-13 |  | Non-Lead Plastic |  |  | Field inspection only with no records | Yes | Visual inspection at meter pit | 2023-10-13 |  | Non-Lead |  |  |  | Domestic
MTR_027221 | 23640 129TH AVE SE | L18 TWIN CREEKS |  |  | Non-Lead - Other | No |  | 1 | Installation date is after the lead ban |  |  |  |  | Non-Lead - Other |  |  | Installation date is after the lead ban |  |  |  |  | Non-Lead |  |  |  | Domestic
MTR_015902 | 19009 146TH AVE SE | LOT 4 KING COUNTY SHORT PLAT #17704 6 |  |  | Non-Lead - Other | No |  | 0 | Installation date is after the lead ban |  |  |  |  | Non-Lead - Other |  |  | Installation date is after the lead ban |  |  |  |  | Non-Lead |  |  |  | Domestic
MTR_015903 | 19025 146TH AVE SE | LOT 2 KCSP 579122 |  |  | Non-Lead - Other | No |  | 0 | Installation date is after the lead ban |  |  |  |  | Non-Lead - Other |  |  | Installation date is after the lead ban |  |  |  |  | Non-Lead |  |  |  | Domestic
MTR_015904 | 14426 SE 192ND ST | LOT 3 KCSP 579122R |  |  | Non-Lead - Other | No |  | 0 | Installation date is after the lead ban |  |  |  |  | Non-Lead - Other |  |  | Installation date is after the lead ban |  |  |  |  | Non-Lead |  |  |  | Domestic
MTR_017818 | 17906 116TH AVE SE | 9921-012900 |  |  | Non-Lead Plastic | Unknown |  | 0 | Relative Placement | Yes | Visual inspection at the meter pit | 2024-02-21 |  | Galvanized Requiring Replacement |  |  | Field inspection only with no records | Yes | Visual inspection at the meter pit | 2024-02-21 |  | Galvanized Requiring Replacement |  |  |  | Assumed
MTR_017822 | 17620 116TH AVE SE | 9921-013080 |  |  | Non-Lead - Other | Unknown |  |  | Statistical analysis |  |  |  |  | Non-Lead - Other |  |  | Statistical analysis |  |  |  |  | Non-Lead
MTR_017831 | 17624 116TH AVE SE | 9921-013100 |  |  | Non-Lead Plastic | Unknown |  | 0 | Relative Placement | Yes | Visual inspection at the meter pit | 2024-02-21 |  | Non-Lead Plastic |  |  | Field inspection only with no records | Yes | Visual inspection at the meter pit | 2024-02-21 |  | Non-Lead |  |  |  | Assumed
MTR_017823 | 17616 116TH AVE SE | LOT 2 BLOCK 1 NORTH WEST GARDEN TRA CT #1 |  |  | Non-Lead Plastic | Unknown |  | 0 | Field inspection only with no records | Yes | Visual inspection at meter pit | 2023-11-30 |  | Non-Lead Plastic |  |  | Field inspection only with no records | Yes | Visual inspection at meter pit | 2023-11-30 |  | Non-Lead |  |  |  | Assumed
MTR_017841 | 17610 116TH AVE SE | 9921-013150 |  |  | Non-Lead - Other | Unknown |  | 0 | Statistical analysis |  |  |  |  | Non-Lead - Other |  |  | Statistical analysis |  |  |  |  | Non-Lead |  |  |  | Assumed
MTR_017842 | 11603 SE PETROVITSKY RD | 9921-013175 |  |  | Non-Lead - Other | Unknown |  | 0 | Statistical analysis |  |  |  |  | Non-Lead - Other |  |  | Statistical analysis |  |  |  |  | Non-Lead |  |  |  | Assumed
MTR_017824 | 11615 SE PETROVITSKY RD | L1 B1 N.W.GARDEN TRT #1 |  |  | Non-Lead - Other | No |  | 0 | Installation date is after the lead ban |  |  |  |  | Galvanized Requiring Replacement |  |  | Field inspection only with no records | Yes | Visual inspection at meter pit | 2023-08-17 |  | Galvanized Requiring Replacement |  |  |  | Assumed
MTR_017825 | 11625 SE PETROVITSKY RD | L1 B1 LESS 211 NW GDR T |  |  | Non-Lead - Other | No |  | 0 | Installation date is after the lead ban |  |  |  |  | Non-Lead - Other |  |  | Installation date is after the lead ban |  |  |  |  | Non-Lead |  |  |  | Assumed
MTR_017826 | 11705 SE PETROVITSKY RD | 9921-013200 |  |  | Non-Lead - Other | Unknown |  | 0 | Statistical analysis |  |  |  |  | Non-Lead - Other |  |  | Statistical analysis |  |  |  |  | Non-Lead |  |  |  | Assumed
MTR_022175 | 11626 SE 188TH ST | 9921-010940 |  |  | Non-Lead - Other | Unknown |  | 0 | Statistical analysis |  |  |  |  | Non-Lead - Other |  |  | Statistical analysis |  |  |  |  | Non-Lead |  |  |  | Assumed
MTR_022176 | 11618 SE 188TH ST | 9921-010950 |  |  | Non-Lead - Other | Unknown |  | 0 | Statistical analysis |  |  |  |  | Non-Lead - Other |  |  | Statistical analysis |  |  |  |  | Non-Lead |  |  |  | Assumed
MTR_022155 | 18833 118TH AVE SE | 9921-011030 |  |  | Non-Lead - Other | No | 2011-01-03 | 0 | Rectified Plan | No |  |  |  | Non-Lead - Other |  |  | Statistical analysis |  |  |  |  | Non-Lead |  |  |  | Domestic
MTR_022184 | 11823 SE 188TH ST | 9921-011120 |  |  | Non-Lead Plastic | Unknown |  | 0 | Field inspection only with no records | Yes | Visual inspection at meter pit | 2023-10-13 |  | Non-Lead Plastic |  |  | Field inspection only with no records | Yes | Visual inspection at meter pit | 2023-10-13 |  | Non-Lead |  |  |  | Assumed
MTR_015039 | 12115 PETROVITSKY RD | TL96 W1/2 SEC 28-23-5 |  |  | Non-Lead Plastic | Unknown |  | 0 | Field inspection only with no records | Yes | Visual inspection at meter pit | 2023-11-17 |  | Non-Lead Plastic |  |  | Field inspection only with no records | Yes | Visual inspection at meter pit | 2023-11-17 |  | Non-Lead |  |  |  | Domestic
MTR_015042 | 12121 PETROVITSKY RD | TAX LOT 88 W1/2 28-23-5 |  |  | Non-Lead Plastic | Unknown |  | 0 | Field inspection only with no records | Yes | Visual inspection at meter pit | 2023-11-21 |  | Non-Lead Plastic |  |  | Field inspection only with no records | Yes | Visual inspection at meter pit | 2023-11-21 |  | Non-Lead |  |  |  | Domestic
MTR_011889 | 16820 105TH AVE SE | WEST 140 LOT 8 BLOCK 3 AKERS FARM S #5 |  |  | Non-Lead - Other | No | 1999-03-24 | 0 | Rectified Plan |  |  |  |  | Non-Lead - Other |  |  | Statistical analysis |  |  |  |  | Non-Lead |  |  |  | Domestic
MTR_011893 | 16658 105TH AVE SE | W 140 LESS S 60 LOT 5 BLOCK 3 AKE R'S FARMS #5 |  |  | Non-Lead Plastic | No | 1999-03-24 | 0 | Field inspection only with no records | Yes | Visual inspection at meter pit | 2023-02-03 |  | Non-Lead Plastic |  |  | Field inspection only with no records | Yes | Visual inspection at meter pit | 2023-02-03 |  | Non-Lead |  |  |  | Domestic
MTR_011896 | 16616 105TH AVE SE | WEST 140 LOT 2 BLOCK 3 AKERS FARM S #5 |  |  | Non-Lead Plastic | No | 1999-03-24 | 0 | Field inspection only with no records | Yes | Visual inspection at meter pit | 2023-02-03 |  | Non-Lead Plastic |  |  | Field inspection only with no records | Yes | Visual inspection at meter pit | 2023-02-03 |  | Non-Lead |  |  |  | Domestic
MTR_011897 | 10501 SE 166TH ST | WEST 140 LOT 1 BLOCK 3 AKERS FARM S #5 |  |  | Non-Lead Plastic | No | 1999-03-24 | 0 | Field inspection only with no records | Yes | Visual inspection at meter pit | 2023-02-03 |  | Non-Lead Plastic |  |  | Field inspection only with no records | Yes | Visual inspection at meter pit | 2023-02-03 |  | Non-Lead |  |  |  | Domestic
MTR_011899 | 10517 SE 166TH ST | EAST 140 LESS EAST 80 LOT1 BLOCK3 AKER'S FARMS#5 |  |  | Non-Lead - Other | No | 1999-03-24 | 0 | Rectified Plan |  |  |  |  | Non-Lead - Other |  |  | Statistical analysis |  |  |  |  | Non-Lead |  |  |  | Domestic
MTR_011886 | 17012 105TH AVE SE | W 140 LOT 11 BLOCK 3 AKERS FARMS #5 |  |  | Non-Lead - Other | No | 1999-03-24 | 0 | Rectified Plan |  |  |  |  | Non-Lead - Other |  |  | Statistical analysis |  |  |  |  | Non-Lead |  |  |  | Domestic
MTR_004492 | 17019 105TH AVE SE | LOT 12 BLK 2 AKERS FARMS 5 |  |  | Non-Lead - Other | No | 1999-03-24 | 0 | Installation date is after the lead ban |  |  |  |  | Non-Lead - Other |  |  | Installation date is after the lead ban |  |  |  |  | Non-Lead |  |  |  | Domestic
MTR_011887 | 17004 105TH AVE SE | WEST 140 LOT 10 BLOCK 3 AKERS FAR MS #5 |  |  | Non-Lead - Other | No | 1999-03-24 | 0 | Rectified Plan |  |  |  |  | Non-Lead - Other |  |  | Statistical analysis |  |  |  |  | Non-Lead |  |  |  | Domestic
MTR_015906 | 14025 SE 187TH ST | TL84 SEC 34-23-5 |  |  | Non-Lead Plastic | Unknown |  | 0 | Field inspection only with no records | Yes | Visual inspection at meter pit | 2023-10-13 |  | Non-Lead Plastic |  |  | Field inspection only with no records | Yes | Visual inspection at meter pit | 2023-10-13 |  | Non-Lead |  |  |  | Assumed
MTR_015908 | 14119 SE 187TH ST | 9925-000730 |  |  | Copper | Unknown |  | 0 | Relative Placement | Yes | Visual inspection at the meter pit | 2024-02-23 |  | Galvanized Requiring Replacement |  |  | Field inspection only with no records | Yes | Visual inspection at the meter pit | 2024-02-23 |  | Galvanized Requiring Replacement |  |  |  | Assumed
MTR_018208 | 14011 SE 181ST ST | LOT 1 FAIRWOOD FIRS |  |  | Non-Lead - Other | No | 1986-05-01 | 0 | Installation date is after the lead ban |  |  |  |  | Non-Lead - Other |  |  | Installation date is after the lead ban |  |  |  |  | Non-Lead |  |  |  | Domestic
MTR_018209 | 14019 SE 181ST ST | LOT 2 FAIRWOOD FIRS |  |  | Non-Lead - Other | No | 1986-05-01 | 0 | Installation date is after the lead ban |  |  |  |  | Non-Lead - Other |  |  | Installation date is after the lead ban |  |  |  |  | Non-Lead |  |  |  | Domestic
MTR_011812 | 10622 SE 172ND ST | E 90 FT LOT 13 BLOCK 4 AKERS FARMS #5 |  |  | Non-Lead Plastic | Unknown |  | 0.75 | Field inspection only with no records | Yes | Visual inspection at meter pit | 2023-02-03 |  | Non-Lead Plastic |  |  | Field inspection only with no records | Yes | Visual inspection at meter pit | 2023-02-03 |  | Non-Lead |  |  |  | Assumed
MTR_011813 | 10618 SE 172ND ST | E 170 FT LESS E 90 LOT 13 BLOCK 4 |  |  | Non-Lead Plastic | Unknown |  | 0.75 | Field inspection only with no records | Yes | Visual inspection at meter pit | 2023-02-03 |  | Non-Lead Plastic |  |  | Field inspection only with no records | Yes | Visual inspection at meter pit | 2023-02-03 |  | Non-Lead |  |  |  | Assumed
MTR_011814 | 17034 106TH AVE SE | WEST 130 LOT 13 BLOCK 4 AKERS FAR |  |  | Non-Lead - Other | No | 1999-03-24 | 0 | Rectified Plan |  |  |  |  | Non-Lead - Other |  |  | Statistical analysis |  |  |  |  | Non-Lead |  |  |  | Domestic
MTR_011816 | 17024 106TH AVE SE | LOT 12 BLOCK 4 AKERS FARMS #5 |  |  | Non-Lead Plastic | No | 1999-03-24 | 0 | Rectified Plan | Yes | Visual inspection at the meter pit | 2024-02-12 |  | Non-Lead Plastic |  |  | Field inspection only with no records | Yes | Visual inspection at the meter pit | 2024-02-12 |  | Non-Lead |  |  |  | Domestic
MTR_021518 | 19851 140TH AVE SE | L4 SUTTLE ADD. |  |  | Non-Lead - Other | Unknown |  | 0 | Statistical analysis |  |  |  |  | Non-Lead - Other |  |  | Statistical analysis |  |  |  |  | Non-Lead |  |  |  | Assumed
MTR_015909 | 14117 SE 188TH WAY | LOT 17 FAIRHAVEN |  |  | Non-Lead - Other | No | 1995-08-03 | 0 | Installation date is after the lead ban |  |  |  |  | Non-Lead - Other |  |  | Installation date is after the lead ban |  |  |  |  | Non-Lead |  |  |  | Domestic
MTR_015910 | 14230 SE 188TH WAY | LOT 14 FAIRHAVEN |  |  | Non-Lead Plastic | No | 1995-08-03 | 0 | Field inspection only with no records | Yes | Visual inspection at meter pit | 2023-10-13 |  | Non-Lead Plastic |  |  | Field inspection only with no records | Yes | Visual inspection at meter pit | 2023-10-13 |  | Non-Lead |  |  |  | Domestic
MTR_015911 | 14236 SE 188TH WAY | LOT 15 FAIRHAVEN |  |  | Non-Lead - Other | No | 1995-08-03 | 0 | Installation date is after the lead ban |  |  |  |  | Non-Lead - Other |  |  | Installation date is after the lead ban |  |  |  |  | Non-Lead |  |  |  | Domestic
MTR_018211 | 18207 141ST AVE SE | LOT 9 FAIRWOOD FIRS |  |  | Non-Lead Plastic | No | 1986-05-01 | 0 | Field inspection only with no records | Yes | Visual inspection at meter pit | 2023-08-15 |  | Non-Lead Plastic |  |  | Field inspection only with no records | Yes | Visual inspection at meter pit | 2023-08-15 |  | Non-Lead |  |  |  | Domestic
MTR_018212 | 18213 141ST AVE SE | LOT 10 FAIRWOOD FIRS |  |  | Non-Lead Plastic | No | 1986-05-01 | 0 | Field inspection only with no records | Yes | Visual inspection at meter pit | 2023-10-13 |  | Non-Lead Plastic |  |  | Field inspection only with no records | Yes | Visual inspection at meter pit | 2023-10-13 |  | Non-Lead |  |  |  | Domestic
MTR_018213 | 18219 141ST AVE SE | LOT 11 FAIRWOOD FIRS |  |  | Non-Lead Plastic | No | 1986-05-01 | 0 | Field inspection only with no records | Yes | Visual inspection at meter pit | 2023-10-13 |  | Non-Lead Plastic |  |  | Field inspection only with no records | Yes | Visual inspection at meter pit | 2023-10-13 |  | Non-Lead |  |  |  | Domestic
MTR_018214 | 18225 141ST AVE SE | LOT 12 FAIRWOOD FIRS |  |  | Non-Lead - Other | No | 1986-05-01 | 0 | Installation date is after the lead ban |  |  |  |  | Non-Lead - Other |  |  | Installation date is after the lead ban |  |  |  |  | Non-Lead |  |  |  | Domestic
MTR_015914 | 14407 SE 184TH PL | LOT 20 FAIRWOOD FIRS #2 |  |  | Non-Lead Plastic | No | 1988-09-27 | 0 | Field inspection only with no records | Yes | Visual inspection at meter pit | 2023-10-13 |  | Non-Lead Plastic |  |  | Field inspection only with no records | Yes | Visual inspection at meter pit | 2023-10-13 |  | Non-Lead |  |  |  | Domestic
MTR_015917 | 14413 SE 184TH PL | LOT 23 FAIRWOOD FIRS #2 |  |  | Non-Lead - Other | No | 1988-09-27 | 0 | Installation date is after the lead ban |  |  |  |  | Non-Lead - Other |  |  | Installation date is after the lead ban |  |  |  |  | Non-Lead |  |  |  | Domestic
MTR_018218 | 14120 SE 180TH PL | LOT 45 FAIRWOOD FIRS |  |  | Non-Lead Plastic | No | 1986-05-01 | 0 | Field inspection only with no records | Yes | Visual inspection at meter pit | 2023-10-14 |  | Non-Lead Plastic |  |  | Field inspection only with no records | Yes | Visual inspection at meter pit | 2023-10-14 |  | Non-Lead |  |  |  | Domestic
MTR_018219 | 14112 SE 180TH PL | LOT 46 FAIRWOOD FIRS |  |  | Non-Lead Plastic | No | 1986-05-01 | 0 | Field inspection only with no records | Yes | Visual inspection at meter pit | 2023-10-14 |  | Non-Lead Plastic |  |  | Field inspection only with no records | Yes | Visual inspection at meter pit | 2023-10-14 |  | Non-Lead |  |  |  | Domestic |  |  | Yes
MTR_018368 | 14228 SE 180TH PL | LOT 40 FAIRWOOD FIRS |  |  | Non-Lead Plastic | No |  | 0 | Field inspection only with no records | Yes | Visual inspection at meter pit | 2023-10-14 |  | Non-Lead Plastic |  |  | Field inspection only with no records | Yes | Visual inspection at meter pit | 2023-10-14 |  | Non-Lead |  |  |  | Assumed
MTR_018222 | 14212 SE 180TH PL | LOT 42 FAIRWOOD FIRS |  |  | Non-Lead Plastic | No | 1986-05-01 | 0 | Field inspection only with no records | Yes | Visual inspection at meter pit | 2023-10-14 |  | Non-Lead Plastic |  |  | Field inspection only with no records | Yes | Visual inspection at meter pit | 2023-10-14 |  | Non-Lead |  |  |  | Domestic
MTR_018254 | 18020 143RD AVE SE | LOT 35 FAIRWOOD FIRS |  |  | Non-Lead Plastic | No | 1986-05-01 | 0 | Field inspection only with no records | Yes | Visual inspection at meter pit | 2023-10-14 |  | Non-Lead Plastic |  |  | Field inspection only with no records | Yes | Visual inspection at meter pit | 2023-10-14 |  | Non-Lead |  |  |  | Domestic
MTR_018255 | 14250 SE 180TH PL | LOT 37 FAIRWOOD FIRS |  |  | Non-Lead Plastic | No | 1986-05-01 | 0 | Field inspection only with no records | Yes | Visual inspection at meter pit | 2023-01-28 |  | Non-Lead Copper |  |  | Field inspection only with no records | Yes | Visual inspection at meter pit | 2023-01-28 |  | Non-Lead |  |  |  | Domestic
MTR_018256 | 14236 SE 180TH PL | LOT 39 FAIRWOOD FIRS 1 |  |  | Non-Lead Plastic | No |  | 0 | Field inspection only with no records | Yes | Visual inspection at meter pit | 2023-10-14 |  | Non-Lead Plastic |  |  | Field inspection only with no records | Yes | Visual inspection at meter pit | 2023-10-14 |  | Non-Lead |  |  |  | Assumed
MTR_015919 | 14714 SE 184TH PL | LOT 2 FAIRWOOD FIRS #2 |  |  | Non-Lead Plastic | No | 1988-09-27 | 0 | Field inspection only with no records | Yes | Visual inspection at meter pit | 2023-10-13 |  | Non-Lead Plastic |  |  | Field inspection only with no records | Yes | Visual inspection at meter pit | 2023-10-13 |  | Non-Lead |  |  |  | Domestic
MTR_015921 | 14710 SE 184TH PL | LOT 4 FAIRWOOD FIRS #2 |  |  | Non-Lead Plastic | No | 1988-09-27 | 0 | Field inspection only with no records | Yes | Visual inspection at meter pit | 2023-11-30 |  | Non-Lead - Other |  |  | Installation date is after the lead ban |  |  |  |  | Non-Lead |  |  |  | Domestic
MTR_015922 | 14708 SE 184TH PL | LOT 5 FAIRWOOD FIRS #2 |  |  | Non-Lead - Other | No | 1988-09-27 | 0 | Installation date is after the lead ban |  |  |  |  | Non-Lead - Other |  |  | Installation date is after the lead ban |  |  |  |  | Non-Lead |  |  |  | Domestic
MTR_015923 | 14706 SE 184TH PL | LOT 6 FAIRWOOD FIRS #2 |  |  | Non-Lead - Other | No | 1988-09-27 | 0 | Installation date is after the lead ban |  |  |  |  | Non-Lead - Other |  |  | Installation date is after the lead ban |  |  |  |  | Non-Lead |  |  |  | Domestic
MTR_015928 | 14517 SE 184TH PL | LOT 28 FAIRWOOD FIRS #2 |  |  | Non-Lead - Other | No | 1988-09-27 | 0 | Installation date is after the lead ban |  |  |  |  | Non-Lead - Other |  |  | Installation date is after the lead ban |  |  |  |  | Non-Lead |  |  |  | Domestic
MTR_018258 | 18222 143RD AVE SE | LOT 23 FAIRWOOD FIRS #1 |  |  | Non-Lead - Other | No | 1986-05-01 | 0 | Installation date is after the lead ban |  |  |  |  | Non-Lead - Other |  |  | Installation date is after the lead ban |  |  |  |  | Non-Lead |  |  |  | Domestic
MTR_018259 | 18204 143RD AVE SE | LOT 25 FAIRWOOD FIRS |  |  | Non-Lead - Other | No | 1986-05-01 | 0 | Installation date is after the lead ban |  |  |  |  | Non-Lead - Other |  |  | Installation date is after the lead ban |  |  |  |  | Non-Lead |  |  |  | Domestic
MTR_018260 | 18134 143RD AVE SE | LOT 26 FAIRWOOD FIRS |  |  | Non-Lead Plastic | No | 1986-05-01 | 0 | Field inspection only with no records | Yes | Visual inspection at meter pit | 2023-10-14 |  | Non-Lead Plastic |  |  | Field inspection only with no records | Yes | Visual inspection at meter pit | 2023-10-14 |  | Non-Lead |  |  |  | Domestic
MTR_011819 | 17006 106TH AVE SE | LOT 9 BLOCK 4 AKERS FARMS #5 |  |  | Non-Lead Plastic | No | 1999-03-24 | 0 | Field inspection only with no records | Yes | Visual inspection at meter pit | 2023-02-03 |  | Non-Lead Plastic |  |  | Field inspection only with no records | Yes | Visual inspection at meter pit | 2023-02-03 |  | Non-Lead |  |  |  | Domestic
MTR_026855 | 22527 125TH PL SE | LOT 64 PHEASANTS HOLLOW |  |  | Non-Lead - Other | No | 1996-02-26 | 0 | Installation date is after the lead ban |  |  |  |  | Non-Lead - Other |  |  | Installation date is after the lead ban |  |  |  |  | Non-Lead |  |  |  | Domestic
MTR_006658 | 15742 117TH AVE SE | L6 BLK7 CASCADE VISTA#2 |  |  | Non-Lead - Other | No | 2014-04-16 | 0 | Rectified Plan |  |  |  |  | Non-Lead - Other |  |  | Statistical analysis |  |  |  |  | Non-Lead |  |  |  | Domestic
MTR_020027 | 20205 106TH AVE SE | LOT 10 CASA VILLA |  |  | Non-Lead - Other | No |  | 0 | Installation date is after the lead ban |  |  |  |  | Non-Lead Plastic |  |  | Field inspection only with no records | Yes | Visual inspection at meter pit | 2023-01-07 |  | Non-Lead |  |  |  | Assumed
MTR_022121 | 12105 SE 186TH ST | LOT 23 AURIA WOODS |  |  | Non-Lead Plastic | No | 2004-03-31 | 0 | Field inspection only with no records | Yes | Visual inspection at meter pit | 2023-09-30 |  | Non-Lead Plastic |  |  | Field inspection only with no records | Yes | Visual inspection at meter pit | 2023-09-30 |  | Non-Lead |  |  |  | Domestic
MTR_020441 | 10227 SE 204TH ST | LOT 1 BLK 2 SUNSET VILLA |  |  | Non-Lead - Other | Unknown |  | 0 | Statistical analysis |  |  |  |  | Non-Lead - Other |  |  | Statistical analysis |  |  |  |  | Non-Lead |  |  |  | Domestic
MTR_020442 | 10213 SE 205TH ST | L8 BLK1 SUNSET VILLA |  |  | Non-Lead - Other | Unknown |  | 0 | Statistical analysis |  |  |  |  | Non-Lead - Other |  |  | Statistical analysis |  |  |  |  | Non-Lead |  |  |  | Domestic
MTR_020447 | 10311 SE 207TH ST | LOT 2 SHORT PLAT#878139 |  |  | Non-Lead - Other | No |  | 0 | Installation date is after the lead ban |  |  |  |  | Non-Lead - Other |  |  | Installation date is after the lead ban |  |  |  |  | Non-Lead |  |  |  | Assumed
MTR_020448 | 10115 SE 207TH ST | L6 MAYVILLA PARK #2 |  |  | Non-Lead - Other | No |  | 0 | Installation date is after the lead ban |  |  |  |  | Non-Lead - Other |  |  | Installation date is after the lead ban |  |  |  |  | Non-Lead |  |  |  | Domestic
MTR_020450 | 20423 101ST AVE SE | LOT 18 MAYVILLA PARK |  |  | Non-Lead - Other | Unknown |  | 0 | Statistical analysis |  |  |  |  | Galvanized Requiring Replacement |  |  | Field inspection only with no records | Yes | Visual inspection at meter pit | 2023-01-07 |  | Galvanized Requiring Replacement |  |  |  | Assumed
MTR_019098 | 19104 104TH PL SE | LOT 8 EAGLEBROOK |  |  | Non-Lead - Other | No |  | 0 | Installation date is after the lead ban |  |  |  |  | Non-Lead - Other |  |  | Installation date is after the lead ban |  |  |  |  | Non-Lead |  |  |  | Assumed
MTR_019101 | 19112 104TH PL SE | LOT 6 EAGLEBROOK |  |  | Non-Lead - Other | No |  | 0 | Installation date is after the lead ban |  |  |  |  | Non-Lead - Other |  |  | Installation date is after the lead ban |  |  |  |  | Non-Lead |  |  |  | Assumed
MTR_025495 | 12632 SE 211TH CT | LOT 25 JASON LANE |  |  | Non-Lead - Other | No |  | 0 | Installation date is after the lead ban |  |  |  |  | Non-Lead - Other |  |  | Installation date is after the lead ban |  |  |  |  | Non-Lead |  |  |  | Domestic
MTR_019103 | 10420 SE 192ND ST | LOT 3 EAGLEBROOK |  |  | Non-Lead Plastic | No |  | 0 | Field inspection only with no records | Yes | Visual inspection at meter pit | 2023-08-09 |  | Non-Lead Plastic |  |  | Field inspection only with no records | Yes | Visual inspection at meter pit | 2023-08-09 |  | Non-Lead |  |  |  | Assumed
MTR_020452 | 20430 102ND AVE SE | LOT 5 MAYVILLA PARK 1 |  |  | Non-Lead - Other | Unknown |  | 0 | Statistical analysis |  |  |  |  | Non-Lead - Other |  |  | Statistical analysis |  |  |  |  | Non-Lead |  |  |  | Assumed
MTR_020453 | 20446 101ST AVE SE | L7 MAYVILLA PARK #1 |  |  | Non-Lead - Other | Unknown |  | 0 | Statistical analysis |  |  |  |  | Non-Lead - Other |  |  | Statistical analysis |  |  |  |  | Non-Lead |  |  |  | Assumed
MTR_020454 | 20426 102ND AVE SE | L4 MAYVILLA PARK #1 |  |  | Non-Lead - Other | Unknown |  | 0 | Statistical analysis |  |  |  |  | Non-Lead - Other |  |  | Statistical analysis |  |  |  |  | Non-Lead |  |  |  | Assumed
MTR_020475 | 20409 104TH AVE SE | L2 TOODS ADDITION |  |  | Non-Lead - Other | No |  | 0 | Installation date is after the lead ban |  |  |  |  | Non-Lead - Other |  |  | Installation date is after the lead ban |  |  |  |  | Non-Lead |  |  |  | Domestic
MTR_020477 | 20433 104TH AVE SE | LOT 6 TODD S ADDITION |  |  | Non-Lead - Other | No |  | 0 | Installation date is after the lead ban |  |  |  |  | Non-Lead - Other |  |  | Installation date is after the lead ban |  |  |  |  | Non-Lead |  |  |  | Assumed
MTR_020478 | 20423 104TH AVE SE | L4 TODDS ADDITION |  |  | Non-Lead - Other | No |  | 0 | Installation date is after the lead ban |  |  |  |  | Non-Lead - Other |  |  | Installation date is after the lead ban |  |  |  |  | Non-Lead |  |  |  | Domestic
MTR_020586 | 19630 104TH AVE SE | L8 MORTGAGE MANOR |  |  | Non-Lead - Other | Unknown |  | 0 | Statistical analysis |  |  |  |  | Non-Lead - Other |  |  | Statistical analysis |  |  |  |  | Non-Lead |  |  |  | Assumed
MTR_020587 | 19646 104TH AVE SE | LOT 6 MORTGAGE MANOR |  |  | Galvanized Requiring Replacement | Unknown |  | 0 | Relative Placement | Yes | Visual inspection at the meter pit | 2024-01-29 |  | Non-Lead Plastic |  |  | Field inspection only with no records | Yes | Visual inspection at the meter pit | 2024-01-29 |  | Galvanized Requiring Replacement |  |  |  | Assumed
MTR_020588 | 19638 104TH AVE SE | LOT 7 MORTGAGE MANOR |  |  | Non-Lead - Other | No |  | 0 | Installation date is after the lead ban |  |  |  |  | Non-Lead - Other |  |  | Installation date is after the lead ban |  |  |  |  | Non-Lead |  |  |  | Assumed
MTR_020589 | 19828 104TH AVE SE | TL208 W 1/2 5-22-5 |  |  | Non-Lead - Other | Unknown |  | 0 | Statistical analysis |  |  |  |  | Non-Lead Plastic |  |  | Field inspection only with no records | Yes | Visual inspection at meter pit | 2023-01-07 |  | Non-Lead |  |  |  | Assumed
MTR_020591 | 19851 105TH AVE SE | L2 DONNYBROOK MANOR |  |  | Non-Lead Plastic | Unknown |  | 0 | Relative Placement | Yes | Visual inspection at the meter pit | 2024-01-29 |  | Non-Lead Plastic |  |  | Field inspection only with no records | Yes | Visual inspection at the meter pit | 2024-01-29 |  | Non-Lead |  |  |  | Assumed
MTR_020593 | 19845 105TH AVE SE | L3 DONNYBROOK MANOR |  |  | Non-Lead - Other | Unknown |  | 0 | Statistical analysis |  |  |  |  | Non-Lead Plastic |  |  | Field inspection only with no records | Yes | Visual inspection at meter pit | 2023-01-07 |  | Non-Lead |  |  |  | Assumed
MTR_020613 | 10632 SE 200TH ST | TAX LOT 140 W1/2 SEC 5-22-5 |  |  | Non-Lead - Other | Unknown |  | 0 | Statistical analysis |  |  |  |  | Non-Lead - Other |  |  | Statistical analysis |  |  |  |  | Non-Lead |  |  |  | Assumed
MTR_020614 | 10626 SE 200TH ST | TAX LOT 133 W1/2 SEC 5-22-5 |  |  | Non-Lead - Other | Unknown |  | 0 | Statistical analysis |  |  |  |  | Non-Lead Plastic |  |  | Field inspection only with no records | Yes | Visual inspection at meter pit | 2023-01-07 |  | Non-Lead |  |  |  | Assumed
MTR_026324 | 20624 120TH AVE SE | L5 BLK 1 PANTHER LK TERR |  |  | Non-Lead - Other | No |  | 0 | Installation date is after the lead ban |  |  |  |  | Non-Lead - Other |  |  | Installation date is after the lead ban |  |  |  |  | Non-Lead |  |  |  | Domestic
MTR_020616 | 10642 SE 200TH ST | TAX LOT 158 W1/2 SEC 5-22-5 |  |  | Non-Lead - Other | Unknown |  | 0 | Statistical analysis |  |  |  |  | Non-Lead - Other |  |  | Statistical analysis |  |  |  |  | Non-Lead |  |  |  | Assumed
MTR_020617 | 10635 SE 199TH ST | TAX LOT 162 W1/2 SEC 5-22-5 |  |  | Non-Lead Plastic | Unknown |  | 0 | Relative Placement | Yes | Visual inspection at the meter pit | 2024-01-29 |  | Non-Lead Plastic |  |  | Field inspection only with no records | Yes | Visual inspection at the meter pit | 2024-01-29 |  | Non-Lead |  |  |  | Assumed
MTR_020619 | 10627 SE 199TH ST | TAX LOT 168 W1/2 SEC 5-22-5 |  |  | Non-Lead - Other | Unknown |  | 0 | Statistical analysis |  |  |  |  | Non-Lead - Other |  |  | Statistical analysis |  |  |  |  | Non-Lead |  |  |  | Assumed
MTR_020620 | 10617 SE 199TH ST | TAX LOT 141 W1/2 SEC 5-22-5 |  |  | Non-Lead - Other | Unknown |  | 0 | Statistical analysis |  |  |  |  | Non-Lead - Other |  |  | Statistical analysis |  |  |  |  | Non-Lead |  |  |  | Assumed
MTR_020623 | 19819 108TH AVE SE | TAX LOT W1/2 SEC 5-22-5 |  |  | Non-Lead - Other | Unknown |  | 0 | Statistical analysis |  |  |  |  | Non-Lead - Other |  |  | Statistical analysis |  |  |  |  | Non-Lead |  |  |  | Assumed
MTR_020480 | 20445 104TH AVE SE | LOT 8 TODDS ADDITION |  |  | Non-Lead - Other | No |  | 0 | Installation date is after the lead ban |  |  |  |  | Non-Lead - Other |  |  | Installation date is after the lead ban |  |  |  |  | Non-Lead |  |  |  | Domestic
MTR_020481 | 20455 104TH AVE SE | L10 TODDS ADDITION |  |  | Non-Lead - Other | No |  | 0 | Installation date is after the lead ban |  |  |  |  | Non-Lead - Other |  |  | Installation date is after the lead ban |  |  |  |  | Non-Lead |  |  |  | Domestic
MTR_020483 | 20427 104TH AVE SE | LOT 5 TODD S ADDITION |  |  | Non-Lead - Other | No |  | 0 | Installation date is after the lead ban |  |  |  |  | Non-Lead - Other |  |  | Installation date is after the lead ban |  |  |  |  | Non-Lead |  |  |  | Domestic
MTR_028921 | 11502 SE 221ST PL | LOT 10 PEDERSON PLACE GARY GIBSON |  |  | Non-Lead - Other | No |  | 0 | Installation date is after the lead ban |  |  |  |  | Non-Lead - Other |  |  | Installation date is after the lead ban |  |  |  |  | Non-Lead |  |  |  | Domestic
MTR_028923 | 11524 SE 221ST PL | LOT 6 PEDERSON PLACE #1 |  |  | Non-Lead - Other | No |  | 0 | Installation date is after the lead ban |  |  |  |  | Non-Lead - Other |  |  | Installation date is after the lead ban |  |  |  |  | Non-Lead |  |  |  | Domestic
MTR_028924 | 11532 SE 221ST PL | LOT 4 PEDERSON PLACE #1 |  |  | Non-Lead - Other | No |  | 0 | Installation date is after the lead ban |  |  |  |  | Non-Lead - Other |  |  | Installation date is after the lead ban |  |  |  |  | Non-Lead |  |  |  | Domestic
MTR_028926 | 11505 SE 221ST PL | LOT 14 PEDERSON PLACE |  |  | Non-Lead - Other | No |  | 0 | Installation date is after the lead ban |  |  |  |  | Non-Lead - Other |  |  | Installation date is after the lead ban |  |  |  |  | Non-Lead |  |  |  | Assumed
MTR_028927 | 11533 SE 221ST PL | LOT 20 PEDERSON PLACE |  |  | Non-Lead - Other | No |  | 0 | Installation date is after the lead ban |  |  |  |  | Non-Lead - Other |  |  | Installation date is after the lead ban |  |  |  |  | Non-Lead |  |  |  | Domestic
MTR_028930 | 11525 SE 221ST PL | LOT 18 PEDERSON PLACE |  |  | Non-Lead - Other | No |  | 0 | Installation date is after the lead ban |  |  |  |  | Non-Lead - Other |  |  | Installation date is after the lead ban |  |  |  |  | Non-Lead |  |  |  | Domestic
MTR_020596 | 19651 105TH AVE SE | L8 DONNYBROOK MANOR |  |  | Non-Lead - Other | Unknown |  | 0 | Statistical analysis |  |  |  |  | Non-Lead - Other |  |  | Statistical analysis |  |  |  |  | Non-Lead |  |  |  | Assumed
MTR_020597 | 19825 105TH AVE SE | L5 DONNYBROOK MANOR |  |  | Non-Lead - Other | Unknown |  | 0 | Statistical analysis |  |  |  |  | Non-Lead - Other |  |  | Statistical analysis |  |  |  |  | Non-Lead |  |  |  | Assumed
MTR_020599 | 19647 105TH AVE SE | L9 DONNYBROOK MANOR |  |  | Non-Lead - Other | Unknown |  | 0 | Statistical analysis |  |  |  |  | Non-Lead - Other |  |  | Statistical analysis |  |  |  |  | Non-Lead |  |  |  | Assumed
MTR_020600 | 19639 105TH AVE SE | L 10 DONNYBROOK MANOR |  |  | Non-Lead - Other | No |  | 0 | Installation date is after the lead ban |  |  |  |  | Non-Lead - Other |  |  | Installation date is after the lead ban |  |  |  |  | Non-Lead |  |  |  | Assumed
MTR_006731 | 12528 SE 236TH CT | LOT 6 GAGES GROVE |  |  | Non-Lead Plastic | No | 2005-08-18 | 0 | Field inspection only with no records | Yes | Visual inspection at meter pit | 2023-09-09 |  | Non-Lead Plastic |  |  | Field inspection only with no records | Yes | Visual inspection at meter pit | 2023-09-09 |  | Non-Lead |  |  |  | Domestic
MTR_019313 | 9408 S 196TH PL | LOT 20 OLYMPIC PEAK |  |  | Non-Lead - Other | No | 2004-07-14 | 0 | Installation date is after the lead ban |  |  |  |  | Non-Lead - Other |  |  | Installation date is after the lead ban |  |  |  |  | Non-Lead |  |  |  | Domestic
MTR_006733 | 12518 SE 236TH CT | LOT 4 GAGES GROVE |  |  | Non-Lead - Other | No | 2005-08-18 | 0 | Rectified Plan | No |  |  |  | Non-Lead - Other |  |  | Installation date is after the lead ban |  |  |  |  | Non-Lead |  |  |  | Domestic
MTR_019314 | 9409 S 196TH PL | LOT 16 OLYMPIC PEAK |  |  | Non-Lead - Other | No | 2004-07-14 | 0 | Installation date is after the lead ban |  |  |  |  | Non-Lead - Other |  |  | Installation date is after the lead ban |  |  |  |  | Non-Lead |  |  |  | Domestic
MTR_018640 | 20516 97TH AVE S | LOT 25 CHESTNUT RIDGE #1 |  |  | Non-Lead - Other | No |  | 0 | Installation date is after the lead ban |  |  |  |  | Non-Lead - Other |  |  | Installation date is after the lead ban |  |  |  |  | Non-Lead |  |  |  | Domestic
MTR_018628 | 9714 S 205TH CT | LOT 30 CHESTNUT RIDGE #1 |  |  | Non-Lead - Other | No |  | 0 | Installation date is after the lead ban |  |  |  |  | Non-Lead - Other |  |  | Installation date is after the lead ban |  |  |  |  | Non-Lead |  |  |  | Domestic
MTR_018629 | 9715 S 205TH CT | LOT 28 CHESTNUT RIDGE #1 |  |  | Non-Lead - Other | No |  | 0 | Installation date is after the lead ban |  |  |  |  | Non-Lead - Other |  |  | Installation date is after the lead ban |  |  |  |  | Non-Lead |  |  |  | Domestic
MTR_020101 | 20243 104TH PL SE | LOT 9 BLK 1 CHERRY TERR. |  |  | Non-Lead - Other | No | 2007-10-26 | 0 | Rectified Plan |  |  |  |  | Non-Lead - Other |  |  | Statistical analysis |  |  |  |  | Non-Lead |  |  |  | Domestic
MTR_020509 | 20242 103RD PL SE | L13 BLK1 CHERRY TERR |  |  | Non-Lead - Other | Unknown |  | 0 | Statistical analysis |  |  |  |  | Non-Lead - Other |  |  | Statistical analysis |  |  |  |  | Non-Lead |  |  |  | Assumed
MTR_020510 | 20252 103RD PL SE | LOT 11 BLK 1 CHERRY TERR |  |  | Non-Lead - Other | Unknown |  | 0 | Statistical analysis |  |  |  |  | Non-Lead - Other |  |  | Statistical analysis |  |  |  |  | Non-Lead |  |  |  | Assumed
MTR_020484 | 20253 104TH PL SE | LOT 10 BLK 1 CHERRY TERR |  |  | Non-Lead Plastic | Unknown |  | 0 | Relative Placement | Yes | Visual inspection at the meter pit | 2024-01-29 |  | Galvanized Requiring Replacement |  |  | Field inspection only with no records | Yes | Visual inspection at the meter pit | 2024-01-29 |  | Galvanized Requiring Replacement |  |  |  | Assumed
MTR_020626 | 20308 106TH PL SE | PARC B DOWNING SHORT PLT |  |  | Non-Lead - Other | No | 1978-07-26 | 0 | Installation date is after the lead ban |  |  |  |  | Non-Lead - Other |  |  | Installation date is after the lead ban |  |  |  |  | Non-Lead |  |  |  | Domestic
MTR_020312 | 20232 106TH AVE SE | LOT 4 CASA VILLA |  |  | Non-Lead - Other | Unknown |  | 0 | Statistical analysis |  |  |  |  | Non-Lead - Other |  |  | Statistical analysis |  |  |  |  | Non-Lead |  |  |  | Domestic
MTR_020313 | 20248 106TH AVE SE | LOT 2 CASA VILLA |  |  | Non-Lead - Other | Unknown |  | 0 | Statistical analysis |  |  |  |  | Non-Lead - Other |  |  | Statistical analysis |  |  |  |  | Non-Lead |  |  |  | Domestic
MTR_019845 | 18912 108TH LN SE | LOT 27 BELGROVE @ RENTON PH 5 |  |  | Non-Lead Plastic | No | 2004-06-30 | 0 | Field inspection only with no records | Yes | Visual inspection at meter pit | 2023-09-30 |  | Non-Lead Plastic |  |  | Field inspection only with no records | Yes | Visual inspection at meter pit | 2023-09-30 |  | Non-Lead |  |  |  | Domestic
MTR_019846 | 18910 108TH LN SE | LOT 28 BELGROVE @ RENTON PH 5 |  |  | Non-Lead Plastic | No | 2004-06-30 | 0 | Field inspection only with no records | Yes | Visual inspection at meter pit | 2023-09-30 |  | Non-Lead Plastic |  |  | Field inspection only with no records | Yes | Visual inspection at meter pit | 2023-09-30 |  | Non-Lead |  |  |  | Domestic
MTR_019848 | 18908 108TH LN SE | LOT 29 BELGROVE @ RENTON PH 5 |  |  | Non-Lead - Other | No | 2004-06-30 | 0 | Installation date is after the lead ban |  |  |  |  | Non-Lead - Other |  |  | Installation date is after the lead ban |  |  |  |  | Non-Lead |  |  |  | Domestic
MTR_026856 | 13302 SE 227TH PL | LOT 92 FERN CREST AKA MEADOW RIDGE |  |  | Non-Lead - Other | No | 2005-06-17 | 0 | Installation date is after the lead ban |  |  |  |  | Non-Lead - Other |  |  | Installation date is after the lead ban |  |  |  |  | Non-Lead |  |  |  | Domestic
MTR_026857 | 13276 SE 227TH ST | LOT 67 FERN CREST AKA MEADOW RIDGE |  |  | Non-Lead Plastic | No | 2005-06-17 | 0 | Field inspection only with no records | Yes | Visual inspection at meter pit | 2023-10-27 |  | Non-Lead Plastic |  |  | Field inspection only with no records | Yes | Visual inspection at meter pit | 2023-10-27 |  | Non-Lead |  |  |  | Domestic
MTR_026858 | 13284 SE 227TH ST | LOT 66 FERN CREST AKA MEADOW RIDGE |  |  | Non-Lead Plastic | No | 2005-06-17 | 0 | Field inspection only with no records | Yes | Visual inspection at meter pit | 2023-10-18 |  | Non-Lead Plastic |  |  | Field inspection only with no records | Yes | Visual inspection at meter pit | 2023-10-18 |  | Non-Lead |  |  |  | Domestic
MTR_015714 | 1013 S 38TH CT | LOT 27 SUNNYBROOK |  |  | Non-Lead Plastic | No |  | 0.75 | Field inspection only with no records | Yes | Visual inspection at meter pit | 2023-02-03 |  | Non-Lead Plastic |  |  | Field inspection only with no records | Yes | Visual inspection at meter pit | 2023-02-03 |  | Non-Lead |  |  |  | Assumed
MTR_026090 | 20502 122ND PL SE | LOT 6 FENTON RIDGE (WILLOW RIDGE) |  |  | Non-Lead - Other | No | 1995-08-31 | 0 | Installation date is after the lead ban |  |  |  |  | Non-Lead - Other |  |  | Installation date is after the lead ban |  |  |  |  | Non-Lead |  |  |  | Domestic
MTR_020375 | 20440 100TH AVE SE | LOT29 MAYVILLA PARK ADD |  |  | Non-Lead - Other | Unknown |  | 0 | Statistical analysis |  |  |  |  | Non-Lead - Other |  |  | Statistical analysis |  |  |  |  | Non-Lead |  |  |  | Assumed
MTR_020377 | 20456 100TH AVE SE | L31 MAYVILLA PARK |  |  | Non-Lead - Other | Unknown |  | 0 | Statistical analysis |  |  |  |  | Non-Lead - Other |  |  | Statistical analysis |  |  |  |  | Non-Lead |  |  |  | Assumed
MTR_020379 | 20429 100TH AVE SE | 9902-013275 |  |  | Non-Lead - Other | Unknown |  | 0 | Statistical analysis |  |  |  |  | Non-Lead - Other |  |  | Statistical analysis |  |  |  |  | Non-Lead |  |  |  | Assumed
MTR_020296 | 20437 105TH PL SE | LOT 7 KAYWOOD ESTATES |  |  | Non-Lead - Other | No |  | 0 | Installation date is after the lead ban |  |  |  |  | Non-Lead Plastic |  |  | Field inspection only with no records | Yes | Visual inspection at meter pit | 2023-11-30 |  | Non-Lead |  |  |  | Domestic
MTR_020297 | 20443 105TH PL SE | LOT 8 KAYWOOD ESTATES |  |  | Non-Lead - Other | No |  | 0 | Installation date is after the lead ban |  |  |  |  | Non-Lead Plastic |  |  | Field inspection only with no records | Yes | Visual inspection at meter pit | 2023-01-07 |  | Non-Lead |  |  |  | Domestic
MTR_020298 | 20447 105TH PL SE | LOT 9 KAYWOOD ESTATES |  |  | Non-Lead - Other | No |  | 0 | Installation date is after the lead ban |  |  |  |  | Non-Lead Plastic |  |  | Field inspection only with no records | Yes | Visual inspection at meter pit | 2023-01-07 |  | Non-Lead |  |  |  | Domestic
MTR_020299 | 10517 SE 204TH PL | LOT 5 KAYWOOD ESTATES |  |  | Non-Lead - Other | No |  | 0 | Installation date is after the lead ban |  |  |  |  | Non-Lead - Other |  |  | Installation date is after the lead ban |  |  |  |  | Non-Lead |  |  |  | Domestic
MTR_018668 | 9917 S 203RD ST | LOT 52 CHESTNUT RIDGE #1 |  |  | Non-Lead - Other | No |  | 0 | Installation date is after the lead ban |  |  |  |  | Non-Lead - Other |  |  | Installation date is after the lead ban |  |  |  |  | Non-Lead |  |  |  | Domestic
MTR_018583 | 20606 96TH AVE S | LOT 8 STAR VIEW ESTATES |  |  | Non-Lead - Other | No | 2011-03-01 | 0 | Installation date is after the lead ban |  |  |  |  | Non-Lead - Other |  |  | Installation date is after the lead ban |  |  |  |  | Non-Lead |  |  |  | Domestic
MTR_018590 | 9615 S 205TH PL | LOT 22 CHESTNUT RIDGE #2 |  |  | Non-Lead - Other | No |  | 0 | Installation date is after the lead ban |  |  |  |  | Non-Lead - Other |  |  | Installation date is after the lead ban |  |  |  |  | Non-Lead |  |  |  | Domestic
MTR_018584 | 9618 S 206TH PL | LOT 6 STARVIEW ESTATES |  |  | Non-Lead - Other | No | 2011-03-01 | 0 | Installation date is after the lead ban |  |  |  |  | Non-Lead - Other |  |  | Installation date is after the lead ban |  |  |  |  | Non-Lead |  |  |  | Domestic
MTR_020041 | 10711 SE 201ST ST | LOT 9 ARCON DIVISION #1 |  |  | Non-Lead - Other | No | 1978-07-26 | 0 | Installation date is after the lead ban |  |  |  |  | Non-Lead - Other |  |  | Installation date is after the lead ban |  |  |  |  | Non-Lead |  |  |  | Domestic
MTR_020043 | 10705 SE 201ST ST | LOT 7 ARCON #1 |  |  | Non-Lead - Other | No | 1978-07-26 | 0 | Installation date is after the lead ban |  |  |  |  | Non-Lead - Other |  |  | Installation date is after the lead ban |  |  |  |  | Non-Lead |  |  |  | Domestic
MTR_020037 | 10704 SE 201ST ST | LOT 6 ARCON #1 |  |  | Non-Lead - Other | No | 1978-07-26 | 0 | Installation date is after the lead ban |  |  |  |  | Non-Lead - Other |  |  | Installation date is after the lead ban |  |  |  |  | Non-Lead |  |  |  | Domestic
MTR_018375 | 20213 90TH PL S | LOT 35 SOPHIA GLEN |  |  | Non-Lead - Other | No | 2009-07-07 | 0 | Installation date is after the lead ban |  |  |  |  | Non-Lead - Other |  |  | Installation date is after the lead ban |  |  |  |  | Non-Lead |  |  |  | Domestic
MTR_018596 | 20438 96TH WAY S | LOT 29 CHESTNUT RIDGE #2 |  |  | Non-Lead - Other | No |  | 0 | Installation date is after the lead ban |  |  |  |  | Non-Lead - Other |  |  | Installation date is after the lead ban |  |  |  |  | Non-Lead |  |  |  | Domestic
MTR_018592 | 9616 S 205TH PL | LOT 27 CHESTNUT RIDGE #2 |  |  | Non-Lead - Other | No |  | 0 | Installation date is after the lead ban |  |  |  |  | Non-Lead - Other |  |  | Installation date is after the lead ban |  |  |  |  | Non-Lead |  |  |  | Domestic
MTR_020456 | 10116 SE 207TH ST | L9 MAYVILLA PARK #2 |  |  | Non-Lead - Other | Unknown |  | 0 | Statistical analysis |  |  |  |  | Non-Lead - Other |  |  | Statistical analysis |  |  |  |  | Non-Lead |  |  |  | Assumed
MTR_020457 | 20533 103RD AVE SE | L13 BLK1 SUNSET VILLA |  |  | Non-Lead - Other | Unknown |  | 0 | Statistical analysis |  |  |  |  | Non-Lead - Other |  |  | Statistical analysis |  |  |  |  | Non-Lead |  |  |  | Domestic
MTR_020459 | 20521 103RD AVE SE | LOT 10 B 1 SUNSET VILLA |  |  | Non-Lead - Other | Unknown |  | 0 | Statistical analysis |  |  |  |  | Non-Lead - Other |  |  | Statistical analysis |  |  |  |  | Non-Lead |  |  |  | Domestic
MTR_006803 | 11805 SE 164TH ST | L 69 CASCADE HILLS 5 |  |  | Non-Lead - Other | Unknown |  | 0.75 | Statistical analysis |  |  |  |  | Non-Lead - Other |  |  | Statistical analysis |  |  |  |  | Non-Lead |  |  |  | Assumed
MTR_006806 | 11645 SE 164TH ST | L 66 CASCADE HILLS 5 |  |  | Non-Lead Plastic | Unknown |  | 0.75 | Relative Placement | Yes | Visual inspection at the meter pit | 2024-02-08 |  | Non-Lead Plastic |  |  | Field inspection only with no records | Yes | Visual inspection at the meter pit | 2024-02-08 |  | Non-Lead |  |  |  | Assumed
MTR_006807 | 11621 SE 164TH ST | L 62 CASCADE HILLS 5 |  |  | Non-Lead - Other | Unknown |  | 0.75 | Statistical analysis |  |  |  |  | Non-Lead - Other |  |  | Statistical analysis |  |  |  |  | Non-Lead |  |  |  | Assumed
MTR_006809 | 16201 121ST AVE SE | L 7 B 1 CASCADE HILLS 3 |  |  | Non-Lead - Other | No | 2006-08-31 | 1 | Rectified Plan |  |  |  |  | Non-Lead - Other |  |  | Statistical analysis |  |  |  |  | Non-Lead |  |  |  | Domestic
MTR_006811 | 16133 121ST AVE SE | L 11 B 1 CASCADE HILLS 3 |  |  | Non-Lead Plastic | No | 2006-08-31 | 1 | Rectified Plan | Yes | Visual inspection at the meter pit | 2024-02-08 |  | Non-Lead Plastic |  |  | Field inspection only with no records | Yes | Visual inspection at the meter pit | 2024-02-08 |  | Non-Lead |  |  |  | Domestic
MTR_006812 | 16125 121ST AVE SE | L 12 B 1 CASCADE HILLS 3 |  |  | Non-Lead - Other | No | 2006-08-31 | 1 | Rectified Plan |  |  |  |  | Non-Lead - Other |  |  | Statistical analysis |  |  |  |  | Non-Lead |  |  |  | Domestic
MTR_006813 | 16105 121ST AVE SE | L 15 B 1 CASCADE HILLS 3 |  |  | Non-Lead - Other | No | 2006-08-31 | 1 | Rectified Plan |  |  |  |  | Non-Lead - Other |  |  | Statistical analysis |  |  |  |  | Non-Lead |  |  |  | Domestic
MTR_014352 | 11425 SE 171ST PL | LOT 40 GLACIER VIEW TOWNHOMES |  |  | Non-Lead - Other | No | 2005-10-28 | 1 | Installation date is after the lead ban |  |  |  |  | Non-Lead - Other |  |  | Installation date is after the lead ban |  |  |  |  | Non-Lead |  |  |  | Domestic
MTR_026860 | 13285 SE 225TH PL | LOT 45 FERN CREST 2 |  |  | Non-Lead Plastic | No | 2005-09-02 | 0 | Field inspection only with no records | Yes | Visual inspection at meter pit | 2023-10-27 |  | Non-Lead Plastic |  |  | Field inspection only with no records | Yes | Visual inspection at meter pit | 2023-10-27 |  | Non-Lead |  |  |  | Domestic
MTR_018606 | 9523 S 204TH PL | LOT 19 CHESTNUT RIDGE #2 |  |  | Non-Lead - Other | No |  | 0 | Installation date is after the lead ban |  |  |  |  | Non-Lead - Other |  |  | Installation date is after the lead ban |  |  |  |  | Non-Lead |  |  |  | Domestic
MTR_018585 | 20511 96TH AVE S | LOT 4 KING COUNTY SHORT PLAT #98800 1 |  |  | Non-Lead - Other | No |  | 0 | Installation date is after the lead ban |  |  |  |  | Non-Lead - Other |  |  | Installation date is after the lead ban |  |  |  |  | Non-Lead |  |  |  | Domestic
MTR_006826 | 11660 SE 164TH ST | L19 BL1 CASCADE HILLS #1 |  |  | Non-Lead - Other | Unknown |  | 0.75 | Statistical analysis |  |  |  |  | Non-Lead - Other |  |  | Statistical analysis |  |  |  |  | Non-Lead |  |  |  | Assumed
MTR_006827 | 16235 122ND AVE SE | L11 BLK2 CASCADE HILLS#3 |  |  | Non-Lead - Other | No | 2007-07-01 | 1 | Rectified Plan |  |  |  |  | Non-Lead - Other |  |  | Statistical analysis |  |  |  |  | Non-Lead |  |  |  | Domestic
MTR_006828 | 11652 SE 164TH ST | L20 BL1 CASCADE HILLS #1 |  |  | Non-Lead - Other | Unknown |  | 0.75 | Statistical analysis |  |  |  |  | Non-Lead - Other |  |  | Statistical analysis |  |  |  |  | Non-Lead |  |  |  | Assumed
MTR_006829 | 16219 122ND AVE SE | L9 BLK2 CASCADE HILLS #3 |  |  | Non-Lead - Other | No | 2007-07-01 | 1 | Rectified Plan |  |  |  |  | Non-Lead - Other |  |  | Statistical analysis |  |  |  |  | Non-Lead |  |  |  | Domestic
MTR_006830 | 16167 122ND AVE SE | L13 BLK3 CASCADE HILLS#3 |  |  | Non-Lead - Other | No | 2007-07-01 | 1 | Rectified Plan |  |  |  |  | Non-Lead - Other |  |  | Statistical analysis |  |  |  |  | Non-Lead |  |  |  | Domestic
MTR_027767 | 11912 SE 222ND PL | L102 MEADOWGREEN EST |  |  | Non-Lead - Other | No |  | 0 | Installation date is after the lead ban |  |  |  |  | Non-Lead - Other |  |  | Installation date is after the lead ban |  |  |  |  | Non-Lead |  |  |  | Domestic
MTR_027768 | 11916 SE 222ND PL | LOT 101 MEADOWGREEN ESTATES |  |  | Non-Lead Plastic | No |  | 0 | Field inspection only with no records | Yes | Visual inspection at meter pit | 2023-01-06 |  | Non-Lead Copper |  |  | Field inspection only with no records | Yes | Visual inspection at meter pit | 2023-01-06 |  | Non-Lead |  |  |  | Domestic
MTR_027770 | 11932 SE 222ND PL | L98 MEADOWGREEN |  |  | Non-Lead Plastic | No |  | 0 | Field inspection only with no records | Yes | Visual inspection at meter pit | 2023-01-06 |  | Non-Lead Plastic |  |  | Field inspection only with no records | Yes | Visual inspection at meter pit | 2023-01-06 |  | Non-Lead |  |  |  | Domestic
MTR_027771 | 11926 SE 222ND PL | LOT 99 MEADOWGREEN EST |  |  | Non-Lead - Other | No |  | 0 | Installation date is after the lead ban |  |  |  |  | Non-Lead - Other |  |  | Installation date is after the lead ban |  |  |  |  | Non-Lead |  |  |  | Domestic
MTR_027772 | 22109 120TH AVE SE | LOT 35 MEADOW GLEN #1 |  |  | Non-Lead - Other | No |  | 0 | Installation date is after the lead ban |  |  |  |  | Non-Lead Plastic |  |  | Field inspection only with no records | Yes | Visual inspection at meter pit | 2023-08-17 |  | Non-Lead |  |  |  | Assumed
MTR_018600 | 20413 96TH WAY S | LOT 12 CHESTNUT RIDGE #1 |  |  | Non-Lead - Other | No |  | 0 | Installation date is after the lead ban |  |  |  |  | Non-Lead - Other |  |  | Installation date is after the lead ban |  |  |  |  | Non-Lead |  |  |  | Domestic
MTR_018601 | 20419 96TH WAY S | LOT 1 CHESTNUT RIDGE #2 |  |  | Non-Lead - Other | No |  | 0 | Installation date is after the lead ban |  |  |  |  | Non-Lead - Other |  |  | Installation date is after the lead ban |  |  |  |  | Non-Lead |  |  |  | Domestic
MTR_018648 | 20403 97TH AVE S | LOT 11 CHESTNUT RIDGE #1 |  |  | Non-Lead - Other | No |  | 0 | Installation date is after the lead ban |  |  |  |  | Non-Lead - Other |  |  | Installation date is after the lead ban |  |  |  |  | Non-Lead |  |  |  | Assumed
MTR_006843 | 16124 120TH AVE SE | L 13 B 3 CASCADE HILLS 2 |  |  | Non-Lead - Other | No | 2006-08-31 | 1 | Rectified Plan |  |  |  |  | Non-Lead - Other |  |  | Statistical analysis |  |  |  |  | Non-Lead |  |  |  | Domestic
MTR_006845 | 16118 120TH AVE SE | L 14 B 3 CASCADE HILLS 2 |  |  | Non-Lead - Other | No | 2006-08-31 | 1 | Rectified Plan |  |  |  |  | Non-Lead - Other |  |  | Statistical analysis |  |  |  |  | Non-Lead |  |  |  | Domestic
MTR_006847 | 16158 120TH AVE SE | L 8 B 3 CASCADE HILLS 2 |  |  | Non-Lead - Other | No | 2006-08-31 | 1 | Rectified Plan |  |  |  |  | Non-Lead - Other |  |  | Statistical analysis |  |  |  |  | Non-Lead |  |  |  | Domestic
MTR_018620 | 20424 95TH AVE S | LOT 16 CHESTNUT RIDGE #2 |  |  | Non-Lead - Other | No |  | 0 | Installation date is after the lead ban |  |  |  |  | Non-Lead Plastic |  |  | Field inspection only with no records | Yes | Visual inspection at meter pit | 2022-12-30 |  | Non-Lead |  |  |  | Domestic
MTR_018563 | 9406 S 205TH PL | S75 OF N150 LESS 491.64 L6 WN FR UITLAND ADD'N |  |  | Non-Lead - Other | No | 2011-03-01 | 0 | Rectified Plan |  |  |  |  | Non-Lead - Other |  |  | Statistical analysis |  |  |  |  | Non-Lead |  |  |  | Domestic
MTR_006859 | 16152 121ST AVE SE | L 1 B 3 CASCADE HILLS 3 |  |  | Non-Lead - Other | No | 2006-08-31 | 1 | Rectified Plan |  |  |  |  | Non-Lead - Other |  |  | Statistical analysis |  |  |  |  | Non-Lead |  |  |  | Domestic
MTR_006860 | 16128 121ST AVE SE | L 4 B 3 CASCADE HILLS 3 |  |  | Non-Lead - Other | No | 2006-08-31 | 1 | Rectified Plan |  |  |  |  | Non-Lead - Other |  |  | Statistical analysis |  |  |  |  | Non-Lead |  |  |  | Domestic
MTR_006862 | 12103 SE 161ST ST | L 6 B 3 CASCADE HILLS 3 |  |  | Non-Lead - Other | No | 2006-08-31 | 1 | Rectified Plan |  |  |  |  | Non-Lead - Other |  |  | Statistical analysis |  |  |  |  | Non-Lead |  |  |  | Domestic
MTR_006863 | 16119 122ND AVE SE | L9 BLK3 CASCADE HILLS #3 |  |  | Non-Lead - Other | No | 2007-07-01 | 1 | Rectified Plan |  |  |  |  | Non-Lead - Other |  |  | Statistical analysis |  |  |  |  | Non-Lead |  |  |  | Domestic
MTR_006864 | 16144 121ST AVE SE | L 2 B 3 CASCADE HILLS 3 |  |  | Non-Lead - Other | No | 2006-08-31 | 1 | Rectified Plan |  |  |  |  | Non-Lead - Other |  |  | Statistical analysis |  |  |  |  | Non-Lead |  |  |  | Domestic
MTR_006865 | 16237 121ST AVE SE | L 2 B 1 CASCADE HILLS 2 |  |  | Non-Lead Plastic | No | 2006-08-31 | 1 | Rectified Plan | Yes | Visual inspection at the meter pit | 2024-02-08 |  | Galvanized Requiring Replacement |  |  | Field inspection only with no records | Yes | Visual inspection at the meter pit | 2024-02-08 |  | Galvanized Requiring Replacement |  |  |  | Domestic
MTR_006866 | 16245 121ST AVE SE | L 1 B 1 CASCADE HILLS 3 |  |  | Non-Lead - Other | No | 2006-08-31 | 1 | Rectified Plan |  |  |  |  | Non-Lead - Other |  |  | Statistical analysis |  |  |  |  | Non-Lead |  |  |  | Domestic
MTR_006867 | 16229 121ST AVE SE | L 3 B 1 CASCADE HILLS 3 |  |  | Non-Lead - Other | No | 2006-08-31 | 1 | Rectified Plan |  |  |  |  | Non-Lead - Other |  |  | Statistical analysis |  |  |  |  | Non-Lead |  |  |  | Domestic
MTR_006879 | 16212 121ST AVE SE | L 5 B 2 CASCADE HILLS 3 |  |  | Non-Lead - Other | No | 2006-08-31 | 1 | Rectified Plan |  |  |  |  | Non-Lead - Other |  |  | Statistical analysis |  |  |  |  | Non-Lead |  |  |  | Domestic
MTR_006880 | 16228 121ST AVE SE | L 3 B 2 CASCADE HILLS 3 |  |  | Non-Lead - Other | No | 2006-08-31 | 1 | Rectified Plan |  |  |  |  | Non-Lead - Other |  |  | Statistical analysis |  |  |  |  | Non-Lead |  |  |  | Domestic
MTR_006882 | 16320 120TH AVE SE | L 2 B 3 CASCADE HILLS 2 |  |  | Non-Lead - Other | No | 2006-08-31 | 1 | Rectified Plan |  |  |  |  | Non-Lead - Other |  |  | Statistical analysis |  |  |  |  | Non-Lead |  |  |  | Domestic
MTR_025602 | 21402 130TH AVE SE | LOT 12 HILLSHIRE TERRACE |  |  | Non-Lead - Other | No | 1995-09-19 | 0 | Installation date is after the lead ban |  |  |  |  | Non-Lead - Other |  |  | Installation date is after the lead ban |  |  |  |  | Non-Lead |  |  |  | Domestic
MTR_025604 | 12936 SE 214TH PL | LOT 14 HILLSHIRE TERRACE |  |  | Non-Lead - Other | No | 1995-09-19 | 0 | Installation date is after the lead ban |  |  |  |  | Non-Lead - Other |  |  | Installation date is after the lead ban |  |  |  |  | Non-Lead |  |  |  | Domestic
MTR_015717 | 917 S 38TH CT | LOT 24 SUNNYBROOK |  |  | Non-Lead - Other | No | 2004-01-22 | 0 | Installation date is after the lead ban |  |  |  |  | Non-Lead - Other |  |  | Installation date is after the lead ban |  |  |  |  | Non-Lead |  |  |  | Domestic
MTR_006891 | 11613 SE 164TH ST | L 61 CASCADE HILLS 5 |  |  | Non-Lead - Other | Unknown |  | 0.75 | Statistical analysis |  |  |  |  | Non-Lead - Other |  |  | Statistical analysis |  |  |  |  | Non-Lead |  |  |  | Assumed
MTR_006892 | 11638 SE 164TH ST | L22 BL1 CASCADE HILLS #1 |  |  | Non-Lead - Other | Unknown |  | 0.75 | Statistical analysis |  |  |  |  | Non-Lead - Other |  |  | Statistical analysis |  |  |  |  | Non-Lead |  |  |  | Assumed
MTR_006894 | 11618 SE 164TH ST | L25 BL1 CASCADE HILLS #1 |  |  | Non-Lead - Other | Unknown |  | 0.75 | Statistical analysis |  |  |  |  | Non-Lead - Other |  |  | Statistical analysis |  |  |  |  | Non-Lead |  |  |  | Assumed
MTR_006896 | 11626 SE 164TH ST | L24 BL1 CASCADE HILLS #1 |  |  | Non-Lead - Other | Unknown |  | 0.75 | Statistical analysis |  |  |  |  | Non-Lead - Other |  |  | Statistical analysis |  |  |  |  | Non-Lead |  |  |  | Assumed
MTR_006897 | 16203 122ND AVE SE | LOT 7 BLOCK 2 CASCADE HILLS #3 |  |  | Non-Lead - Other | No | 2007-07-01 | 1 | Rectified Plan |  |  |  |  | Non-Lead - Other |  |  | Statistical analysis |  |  |  |  | Non-Lead |  |  |  | Domestic
MTR_006898 | 16159 122ND AVE SE | LOT 12 BLOCK 3 CASCADE HILLS #3 |  |  | Non-Lead - Other | No | 2007-07-01 | 1 | Rectified Plan |  |  |  |  | Non-Lead - Other |  |  | Statistical analysis |  |  |  |  | Non-Lead |  |  |  | Domestic
MTR_006899 | 16151 122ND AVE SE | L11 BLK3 CASCADE HILLS#3 |  |  | Non-Lead - Other | Unknown |  | 0.75 | Statistical analysis |  |  |  |  | Non-Lead - Other |  |  | Statistical analysis |  |  |  |  | Non-Lead |  |  |  | Assumed
MTR_006901 | 16120 121ST AVE SE | LOT 5 BLOCK 3 CASCADE HILLS #3 |  |  | Non-Lead - Other | No | 2006-08-31 | 1 | Rectified Plan |  |  |  |  | Non-Lead - Other |  |  | Statistical analysis |  |  |  |  | Non-Lead |  |  |  | Domestic
MTR_006902 | 12111 SE 161ST ST | LOT 7 BLOCK 3 CASCADE HILLS #3 |  |  | Non-Lead - Other | No | 2007-07-01 | 1 | Rectified Plan |  |  |  |  | Non-Lead - Other |  |  | Statistical analysis |  |  |  |  | Non-Lead |  |  |  | Domestic
MTR_020383 | 20122 100TH AVE SE | LOT 14 ALDERWOOD |  |  | Non-Lead - Other | No |  | 0 | Installation date is after the lead ban |  |  |  |  | Non-Lead - Other |  |  | Installation date is after the lead ban |  |  |  |  | Non-Lead |  |  |  | Assumed
MTR_020389 | 10018 SE 202ND ST | L16 ALDERWOOD |  |  | Non-Lead - Other | No |  | 0 | Installation date is after the lead ban |  |  |  |  | Non-Lead - Other |  |  | Installation date is after the lead ban |  |  |  |  | Non-Lead |  |  |  | Assumed
MTR_020391 | 20115 101ST CT SE | L18 ALDERWOOD |  |  | Non-Lead - Other | No |  | 0 | Installation date is after the lead ban |  |  |  |  | Non-Lead - Other |  |  | Installation date is after the lead ban |  |  |  |  | Non-Lead |  |  |  | Assumed
MTR_020392 | 20114 101ST CT SE | LOT 19 ALDERWOOD |  |  | Non-Lead - Other | No |  | 0 | Installation date is after the lead ban |  |  |  |  | Non-Lead - Other |  |  | Installation date is after the lead ban |  |  |  |  | Non-Lead |  |  |  | Assumed
MTR_006908 | 11911 SE 164TH ST | L 5 CASCADE HILLS 6 |  |  | Non-Lead - Other | No | 2006-08-31 | 1 | Rectified Plan |  |  |  |  | Non-Lead - Other |  |  | Statistical analysis |  |  |  |  | Non-Lead |  |  |  | Domestic
MTR_030096 | 15817 124TH PL SE | L3 B3 CASCADE VILLAGE 3 |  |  | Non-Lead - Other | No | 2016-06-22 | 0.75 | Rectified Plan |  |  |  |  | Non-Lead - Other |  |  | Statistical analysis |  |  |  |  | Non-Lead |  |  |  | Domestic
MTR_030097 | 12410 SE 160TH ST | L2 B3 CASCADE VILLAGE 3 |  |  | Non-Lead - Other | No | 2016-06-22 | 0.75 | Rectified Plan |  |  |  |  | Non-Lead - Other |  |  | Statistical analysis |  |  |  |  | Non-Lead |  |  |  | Domestic
MTR_030092 | 12430 SE 160TH ST | L9 B3 CASCADE VILLAGE 3 |  |  | Non-Lead Plastic | No | 2016-06-22 | 0.75 | Rectified Plan | Yes | Visual inspection at the meter pit | 2024-02-09 |  | Galvanized Requiring Replacement |  |  | Field inspection only with no records | Yes | Visual inspection at the meter pit | 2024-02-09 |  | Galvanized Requiring Replacement |  |  |  | Domestic
MTR_030094 | 15816 124TH PL SE | L8 B3 CASCADE VILLAGE 3 |  |  | Non-Lead - Other | No | 2016-06-22 | 0.75 | Rectified Plan |  |  |  |  | Non-Lead - Other |  |  | Statistical analysis |  |  |  |  | Non-Lead |  |  |  | Domestic
MTR_020028 | 20204 106TH AVE SE | LOT 9 CASA VILLA |  |  | Non-Lead - Other | Unknown |  | 0 | Statistical analysis |  |  |  |  | Non-Lead - Other |  |  | Statistical analysis |  |  |  |  | Non-Lead |  |  |  | Assumed
MTR_020029 | 20209 106TH AVE SE | LOT 11 CASA VILLA |  |  | Non-Lead - Other | No |  | 0 | Installation date is after the lead ban |  |  |  |  | Non-Lead - Other |  |  | Installation date is after the lead ban |  |  |  |  | Non-Lead |  |  |  | Assumed
MTR_020030 | 20212 106TH AVE SE | LOT 7 CASA VILLA |  |  | Non-Lead - Other | Unknown |  | 0 | Statistical analysis |  |  |  |  | Non-Lead Plastic |  |  | Field inspection only with no records | Yes | Visual inspection at meter pit | 2023-01-07 |  | Non-Lead |  |  |  | Assumed
MTR_020228 | 10409 SE 206TH PL | LOT 23 KIRKS ADDITION |  |  | Non-Lead - Other | No |  | 0 | Installation date is after the lead ban |  |  |  |  | Non-Lead Plastic |  |  | Field inspection only with no records | Yes | Visual inspection at meter pit | 2023-01-14 |  | Non-Lead |  |  |  | Domestic
MTR_020231 | 10406 SE 206TH PL | LOT 21 KIRKS ADDITION |  |  | Non-Lead - Other | No |  | 0 | Installation date is after the lead ban |  |  |  |  | Non-Lead - Other |  |  | Installation date is after the lead ban |  |  |  |  | Non-Lead |  |  |  | Domestic
MTR_020232 | 10420 SE 206TH PL | L18 KIRKS ADDITION |  |  | Non-Lead - Other | No |  | 0 | Installation date is after the lead ban |  |  |  |  | Non-Lead - Other |  |  | Installation date is after the lead ban |  |  |  |  | Non-Lead |  |  |  | Domestic
MTR_011301 | 16427 109TH AVE SE | NORTH 70.63 LOT 10 BLOCK 9 AKERS FARMS #6 |  |  | Non-Lead - Other | Unknown |  | 0 | Statistical analysis |  |  |  |  | Non-Lead - Other |  |  | Statistical analysis |  |  |  |  | Non-Lead |  |  |  | Assumed
MTR_020266 | 20702 104TH PL SE | L8 B1 JO-VEL MANOR |  |  | Non-Lead - Other | Unknown |  |  | Statistical analysis |  |  |  |  | Non-Lead - Other |  |  | Statistical analysis |  |  |  |  | Non-Lead
MTR_020234 | 20631 105TH PL SE | LOT 29 KIRKS ADDITION |  |  | Non-Lead - Other | No |  | 0 | Installation date is after the lead ban |  |  |  |  | Non-Lead Plastic |  |  | Field inspection only with no records | Yes | Visual inspection at meter pit | 2023-01-14 |  | Non-Lead |  |  |  | Domestic
MTR_015450 | 16828 128TH AVE SE | RENTON PARK ELEMENTARY - DETECTOR CHECK |  |  | Non-Lead - Other | No | 2006-06-20 | 6 | Rectified Plan | No |  |  |  | Non-Lead - Other |  |  | Installation date is after the lead ban |  |  |  |  | Non-Lead |  |  |  | Domestic
MTR_026861 | 12899 SE 225TH CT | LOT 31 FERN CREST WEST |  |  | Non-Lead Plastic | No | 2006-04-28 | 0 | Field inspection only with no records | Yes | Visual inspection at meter pit | 2023-08-26 |  | Non-Lead Plastic |  |  | Field inspection only with no records | Yes | Visual inspection at meter pit | 2023-08-26 |  | Non-Lead |  |  |  | Domestic
MTR_026862 | 12826 SE 225TH CT | LOT 10 FERN CREST WEST |  |  | Non-Lead - Other | No | 2006-04-28 | 0 | Installation date is after the lead ban |  |  |  |  | Non-Lead - Other |  |  | Installation date is after the lead ban |  |  |  |  | Non-Lead |  |  |  | Domestic
MTR_006953 | 12219 SE 164TH ST | L 6 CASCADE HILLS 7 |  |  | Non-Lead - Other | No | 2007-07-01 | 1 | Rectified Plan |  |  |  |  | Non-Lead - Other |  |  | Statistical analysis |  |  |  |  | Non-Lead |  |  |  | Domestic
MTR_006956 | 12227 SE 164TH ST | L 7 CASCADE HILLS 7 |  |  | Non-Lead Plastic | No | 2007-07-01 | 1 | Rectified Plan | Yes | Visual inspection at the meter pit | 2024-02-08 |  | Galvanized Requiring Replacement |  |  | Field inspection only with no records | Yes | Visual inspection at the meter pit | 2024-02-08 |  | Galvanized Requiring Replacement |  |  |  | Domestic
MTR_017771 | 18007 113TH AVE SE | L14 BLK2 BANKERS 1ST |  |  | Non-Lead - Other | Unknown |  | 0 | Statistical analysis |  |  |  |  | Non-Lead - Other |  |  | Statistical analysis |  |  |  |  | Non-Lead |  |  |  | Assumed
MTR_018537 | 20644 98TH PL S | LOT 25 BELVA LANE |  |  | Non-Lead - Other | Unknown |  | 0 | Statistical analysis |  |  |  |  | Non-Lead Plastic |  |  | Field inspection only with no records | Yes | Visual inspection at meter pit | 2023-01-14 |  | Non-Lead |  |  |  | Domestic
MTR_029495 | 10913 SE 227TH PL | LOT 9 CLARKS GLEN |  |  | Non-Lead - Other | Unknown |  | 0 | Statistical analysis |  |  |  |  | Non-Lead - Other |  |  | Statistical analysis |  |  |  |  | Non-Lead |  |  |  | Domestic
MTR_023808 | 22043 102ND PL SE | LOT 5 ANNANDALE |  |  | Non-Lead - Other | No | 2004-07-27 | 0 | Installation date is after the lead ban |  |  |  |  | Non-Lead - Other |  |  | Installation date is after the lead ban |  |  |  |  | Non-Lead |  |  |  | Domestic
MTR_026864 | 13256 SE 227TH PL | LOT 95 FERN CREST AKA MEADOW RIDGE |  |  | Non-Lead Plastic | No | 2005-06-17 | 0 | Field inspection only with no records | Yes | Visual inspection at meter pit | 2023-10-27 |  | Non-Lead Plastic |  |  | Field inspection only with no records | Yes | Visual inspection at meter pit | 2023-10-27 |  | Non-Lead |  |  |  | Domestic
MTR_017295 | 17820 110TH AVE SE | L10 MELRIDGE ADD. |  |  | Non-Lead Plastic | No | 2011-08-10 | 1 | Field inspection only with no records | Yes | Visual inspection at meter pit | 2023-07-29 |  | Non-Lead Plastic |  |  | Field inspection only with no records | Yes | Visual inspection at meter pit | 2023-07-29 |  | Non-Lead |  |  |  | Domestic
MTR_017293 | 17834 110TH AVE SE | L12 MELRIDGE ADD. |  |  | Non-Lead Plastic | No | 2011-08-10 | 1 | Field inspection only with no records | Yes | Visual inspection at meter pit | 2023-07-29 |  | Non-Lead Plastic |  |  | Field inspection only with no records | Yes | Visual inspection at meter pit | 2023-07-29 |  | Non-Lead |  |  |  | Domestic
MTR_028958 | 22128 111TH PL SE | L1 BENSON MEADOWS #2 |  |  | Non-Lead - Other | No |  | 0 | Installation date is after the lead ban |  |  |  |  | Non-Lead - Other |  |  | Installation date is after the lead ban |  |  |  |  | Non-Lead |  |  |  | Domestic
MTR_028751 | 10824 SE 222ND PL | LOT 5 BENSON MEADOWS #3 |  |  | Non-Lead - Other | No |  | 0 | Installation date is after the lead ban |  |  |  |  | Non-Lead - Other |  |  | Installation date is after the lead ban |  |  |  |  | Non-Lead |  |  |  | Assumed
MTR_028753 | 11206 SE 223RD ST | W 84.28 TL 237 8 22 5 |  |  | Non-Lead - Other | No |  | 0 | Installation date is after the lead ban |  |  |  |  | Non-Lead - Other |  |  | Installation date is after the lead ban |  |  |  |  | Non-Lead |  |  |  | Assumed
MTR_028788 | 11300 SE 223RD ST | 9914-005400 |  |  | Non-Lead - Other | No |  | 0 | Installation date is after the lead ban |  |  |  |  | Non-Lead - Other |  |  | Installation date is after the lead ban |  |  |  |  | Non-Lead |  |  |  | Assumed
MTR_028789 | 11314 SE 223RD ST | 9914-005395 |  |  | Non-Lead - Other | No |  | 0 | Installation date is after the lead ban |  |  |  |  | Non-Lead - Other |  |  | Installation date is after the lead ban |  |  |  |  | Non-Lead |  |  |  | Assumed
MTR_028754 | 10818 SE 222ND PL | LOT 4 BENSON MEADOWS #3 |  |  | Non-Lead - Other | No |  | 0 | Installation date is after the lead ban |  |  |  |  | Non-Lead - Other |  |  | Installation date is after the lead ban |  |  |  |  | Non-Lead |  |  |  | Assumed
MTR_028790 | 11400 SE 223RD ST | TAX LOT 227 8-22-5 |  |  | Non-Lead - Other | No |  | 0 | Installation date is after the lead ban |  |  |  |  | Non-Lead - Other |  |  | Installation date is after the lead ban |  |  |  |  | Non-Lead |  |  |  | Assumed
MTR_028791 | 11322 SE 223RD ST | TL 229 8-22-5 |  |  | Non-Lead - Other | No |  | 0 | Installation date is after the lead ban |  |  |  |  | Non-Lead - Other |  |  | Installation date is after the lead ban |  |  |  |  | Non-Lead |  |  |  | Assumed
MTR_018692 | 20410 98TH PL S | L 14 BELVA LANE |  |  | Non-Lead - Other | Unknown |  | 0 | Statistical analysis |  |  |  |  | Non-Lead Plastic |  |  | Field inspection only with no records | Yes | Visual inspection at meter pit | 2023-01-14 |  | Non-Lead |  |  |  | Domestic
MTR_018682 | 20462 98TH PL S | L19 BELVA LANE |  |  | Non-Lead - Other | Unknown |  | 0 | Statistical analysis |  |  |  |  | Non-Lead - Other |  |  | Statistical analysis |  |  |  |  | Non-Lead |  |  |  | Domestic
MTR_018683 | 20452 98TH PL S | L 18 BELVA LANE |  |  | Non-Lead - Other | Unknown |  | 0 | Statistical analysis |  |  |  |  | Non-Lead - Other |  |  | Statistical analysis |  |  |  |  | Non-Lead |  |  |  | Domestic
MTR_018688 | 20424 98TH PL S | L 15 BELVA LANE |  |  | Non-Lead - Other | Unknown |  | 0 | Statistical analysis |  |  |  |  | Non-Lead Plastic |  |  | Field inspection only with no records | Yes | Visual inspection at meter pit | 2023-01-14 |  | Non-Lead |  |  |  | Domestic
MTR_015108 | 11870 SE 157TH PL | L11 B9 CASCADE VISTA 2 |  |  | Non-Lead Plastic | No | 2014-04-16 | 1 | Rectified Plan | Yes | Visual inspection at the meter pit | 2024-02-07 |  | Copper |  |  | Field inspection only with no records | Yes | Visual inspection at the meter pit | 2024-02-07 |  | Non-Lead |  |  |  | Domestic
MTR_026865 | 22500 134TH PL SE | LOT 15 FERN CREST 2 |  |  | Non-Lead Plastic | No | 2005-09-02 | 0 | Field inspection only with no records | Yes | Visual inspection at meter pit | 2023-10-27 |  | Non-Lead Plastic |  |  | Field inspection only with no records | Yes | Visual inspection at meter pit | 2023-10-27 |  | Non-Lead |  |  |  | Domestic
MTR_014369 | 11412 SE 171ST ST | LOT 15 GLACIER VIEW TOWNHOMES |  |  | Non-Lead - Other | No | 2005-10-28 | 1 | Installation date is after the lead ban |  |  |  |  | Non-Lead - Other |  |  | Installation date is after the lead ban |  |  |  |  | Non-Lead |  |  |  | Domestic
MTR_028382 | 21761 125TH PL SE | LOT 53 PARKWAY ESTATES |  |  | Non-Lead - Other | No | 1978-07-26 | 0 | Installation date is after the lead ban |  |  |  |  | Non-Lead - Other |  |  | Installation date is after the lead ban |  |  |  |  | Non-Lead |  |  |  | Domestic
MTR_028387 | 21765 125TH PL SE | LOT 54 PARKWAY ESTATES |  |  | Non-Lead - Other | No | 1978-07-26 | 0 | Installation date is after the lead ban |  |  |  |  | Non-Lead - Other |  |  | Installation date is after the lead ban |  |  |  |  | Non-Lead |  |  |  | Domestic
MTR_028388 | 21707 125TH AVE SE | LOT 46 PARKWAY ESTATES |  |  | Non-Lead Plastic | No | 1978-07-26 | 0 | Field inspection only with no records | Yes | Visual inspection at meter pit | 2023-10-20 |  | Non-Lead Plastic |  |  | Field inspection only with no records | Yes | Visual inspection at meter pit | 2023-10-20 |  | Non-Lead |  |  |  | Domestic
MTR_028390 | 21725 125TH AVE SE | L 49 PARKWAY ESTATES |  |  | Non-Lead - Other | No | 1978-07-26 | 0 | Installation date is after the lead ban |  |  |  |  | Non-Lead - Other |  |  | Installation date is after the lead ban |  |  |  |  | Non-Lead |  |  |  | Domestic
MTR_028392 | 21609 125TH AVE SE | L 43 PARKWAY ESTATES |  |  | Non-Lead - Other | No | 1978-07-26 | 0 | Installation date is after the lead ban |  |  |  |  | Non-Lead - Other |  |  | Installation date is after the lead ban |  |  |  |  | Non-Lead |  |  |  | Domestic
MTR_028394 | 21736 125TH PL SE | LOT 57 PARKWAY ESTATES |  |  | Non-Lead Plastic | No | 1978-07-26 | 0 | Field inspection only with no records | Yes | Visual inspection at meter pit | 2023-08-17 |  | Non-Lead Plastic |  |  | Field inspection only with no records | Yes | Visual inspection at meter pit | 2023-08-17 |  | Non-Lead |  |  |  | Domestic
MTR_028395 | 12521 SE 217TH PL | LOT 58 PARKWAY ESTATES |  |  | Non-Lead - Other | No | 1978-07-26 | 0 | Installation date is after the lead ban |  |  |  |  | Non-Lead - Other |  |  | Installation date is after the lead ban |  |  |  |  | Non-Lead |  |  |  | Domestic
MTR_028396 | 12605 SE 217TH PL | L 61 PARKWAY ESTATES |  |  | Non-Lead - Other | No | 1978-07-26 | 0 | Installation date is after the lead ban |  |  |  |  | Non-Lead - Other |  |  | Installation date is after the lead ban |  |  |  |  | Non-Lead |  |  |  | Domestic
MTR_028397 | 12533 SE 217TH PL | L 60 PARKWAY ESTATES |  |  | Non-Lead - Other | No | 1978-07-26 | 0 | Installation date is after the lead ban |  |  |  |  | Non-Lead - Other |  |  | Installation date is after the lead ban |  |  |  |  | Non-Lead |  |  |  | Domestic
MTR_028398 | 21752 125TH PL SE | L 55 PARKWAY ESTATES |  |  | Non-Lead - Other | No | 1978-07-26 | 0 | Installation date is after the lead ban |  |  |  |  | Non-Lead Plastic |  |  | Field inspection only with no records | Yes | Visual inspection at meter pit | 2022-12-23 |  | Non-Lead |  |  |  | Domestic
MTR_028399 | 12611 SE 217TH PL | L 62 PARKWAY ESTATES |  |  | Non-Lead - Other | No | 1978-07-26 | 0 | Installation date is after the lead ban |  |  |  |  | Non-Lead - Other |  |  | Installation date is after the lead ban |  |  |  |  | Non-Lead |  |  |  | Domestic
MTR_014733 | 15642 129TH CT SE | LOT 60 FAIRLANE WOODS |  |  | Non-Lead - Other | No | 1978-09-22 | 0 | Installation date is after the lead ban |  |  |  |  | Non-Lead - Other |  |  | Installation date is after the lead ban |  |  |  |  | Non-Lead |  |  |  | Domestic
MTR_014732 | 15648 129TH CT SE | LOT 59 FAIRLANE WOODS |  |  | Non-Lead - Other | No | 1978-09-22 | 0 | Installation date is after the lead ban |  |  |  |  | Non-Lead - Other |  |  | Installation date is after the lead ban |  |  |  |  | Non-Lead |  |  |  | Domestic
MTR_030146 | 12310 SE 158TH ST | L2 B5 CASCADE VILLAGE 2 |  |  | Non-Lead - Other | No | 2016-06-22 | 0.75 | Rectified Plan |  |  |  |  | Non-Lead - Other |  |  | Statistical analysis |  |  |  |  | Non-Lead |  |  |  | Domestic
MTR_030130 | 12364 SE 158TH ST | L9 BK5 CASCADE VILLAGE#2 |  |  | Non-Lead - Other | No | 2016-06-22 | 0.75 | Rectified Plan |  |  |  |  | Non-Lead - Other |  |  | Statistical analysis |  |  |  |  | Non-Lead |  |  |  | Domestic
MTR_030132 | 12350 SE 158TH ST | L7 B5 CASCADE VILLAGE 2 |  |  | Non-Lead - Other | No | 2016-06-22 | 0.75 | Rectified Plan |  |  |  |  | Non-Lead - Other |  |  | Statistical analysis |  |  |  |  | Non-Lead |  |  |  | Domestic
MTR_014711 | 12932 SE 157TH PL | LOT 38 FAIRLANE WOODS |  |  | Non-Lead - Other | No | 1978-09-22 | 0 | Installation date is after the lead ban |  |  |  |  | Non-Lead - Other |  |  | Installation date is after the lead ban |  |  |  |  | Non-Lead |  |  |  | Domestic
MTR_014719 | 12944 SE 157TH PL | LOT 36 FAIRLANE WOODS |  |  | Non-Lead - Other | No | 1978-09-22 | 0 | Installation date is after the lead ban |  |  |  |  | Non-Lead - Other |  |  | Installation date is after the lead ban |  |  |  |  | Non-Lead |  |  |  | Domestic
MTR_014721 | 12926 SE 157TH PL | LOT 39 FAIRLANE WOODS |  |  | Non-Lead - Other | No | 1978-09-22 | 0 | Installation date is after the lead ban |  |  |  |  | Non-Lead - Other |  |  | Installation date is after the lead ban |  |  |  |  | Non-Lead |  |  |  | Domestic
MTR_014718 | 12952 SE 157TH PL | LOT 35 FAIRLANE WOODS |  |  | Non-Lead - Other | No | 1978-09-22 | 0 | Installation date is after the lead ban |  |  |  |  | Non-Lead - Other |  |  | Installation date is after the lead ban |  |  |  |  | Non-Lead |  |  |  | Domestic
MTR_017647 | 18012 112TH AVE SE | L17 BLK2 BANKERS 1ST. |  |  | Non-Lead Plastic | No |  | 0 | Field inspection only with no records | Yes | Visual inspection at meter pit | 2023-07-30 |  | Galvanized Requiring Replacement |  |  | Field inspection only with no records | Yes | Visual inspection at meter pit | 2023-07-30 |  | Galvanized Requiring Replacement |  |  |  | Assumed
MTR_017648 | 11312 SE 180TH PL | L9 BLK2 BANKERS 1ST |  |  | Non-Lead - Other | Unknown |  | 0 | Statistical analysis |  |  |  |  | Non-Lead - Other |  |  | Statistical analysis |  |  |  |  | Non-Lead |  |  |  | Assumed
MTR_017649 | 11320 SE 180TH PL | L8 BLK2 BANKERS 1ST |  |  | Non-Lead - Other | Unknown |  | 0 | Statistical analysis |  |  |  |  | Non-Lead - Other |  |  | Statistical analysis |  |  |  |  | Non-Lead |  |  |  | Assumed
MTR_017651 | 11414 SE 180TH PL | L5 BLK2 BANKERS 1ST |  |  | Non-Lead - Other | Unknown |  | 0 | Statistical analysis |  |  |  |  | Non-Lead - Other |  |  | Statistical analysis |  |  |  |  | Non-Lead |  |  |  | Assumed
MTR_025527 | 12602 SE 214TH ST | L 48 GLENCARIN #3 |  |  | Non-Lead - Other | No |  | 0 | Installation date is after the lead ban |  |  |  |  | Non-Lead Plastic |  |  | Field inspection only with no records | Yes | Visual inspection at meter pit | 2023-01-20 |  | Non-Lead |  |  |  | Domestic
MTR_025528 | 12603 SE 214TH ST | L 49 GLENCARIN #3 |  |  | Non-Lead - Other | No |  | 0 | Installation date is after the lead ban |  |  |  |  | Non-Lead - Other |  |  | Installation date is after the lead ban |  |  |  |  | Non-Lead |  |  |  | Domestic
MTR_025530 | 12607 SE 214TH ST | L 50 GLENCARIN #3 |  |  | Non-Lead - Other | No |  | 0 | Installation date is after the lead ban |  |  |  |  | Non-Lead - Other |  |  | Installation date is after the lead ban |  |  |  |  | Non-Lead |  |  |  | Domestic
MTR_025531 | 12611 SE 214TH ST | L 51 GLENCARIN #3 |  |  | Non-Lead - Other | No |  | 0 | Installation date is after the lead ban |  |  |  |  | Non-Lead - Other |  |  | Installation date is after the lead ban |  |  |  |  | Non-Lead |  |  |  | Domestic
MTR_025532 | 12615 SE 214TH ST | L 52 GLENCARIN #3 |  |  | Non-Lead - Other | No |  | 0 | Installation date is after the lead ban |  |  |  |  | Non-Lead - Other |  |  | Installation date is after the lead ban |  |  |  |  | Non-Lead |  |  |  | Domestic
MTR_026867 | 22450 134TH PL SE | LOT 9 FERN CREST 2 |  |  | Non-Lead Plastic | No | 2005-09-02 | 0 | Field inspection only with no records | Yes | Visual inspection at meter pit | 2023-10-27 |  | Non-Lead Plastic |  |  | Field inspection only with no records | Yes | Visual inspection at meter pit | 2023-10-27 |  | Non-Lead |  |  |  | Domestic
MTR_026868 | 22524 134TH PL SE | LOT 18 FERN CREST 2 |  |  | Non-Lead - Other | No | 2005-09-02 | 0 | Installation date is after the lead ban |  |  |  |  | Non-Lead - Other |  |  | Installation date is after the lead ban |  |  |  |  | Non-Lead |  |  |  | Domestic
MTR_028995 | 22121 111TH CT SE | L17 BENSON MEADOWS 2 |  |  | Non-Lead - Other | No |  | 0 | Installation date is after the lead ban |  |  |  |  | Non-Lead Plastic |  |  | Field inspection only with no records | Yes | Visual inspection at meter pit | 2022-12-30 |  | Non-Lead |  |  |  | Domestic
MTR_011784 | 13050 SE 161ST ST | L26 FAIRWOOD DIV. #9 |  |  | Non-Lead - Other | No |  | 1 | Installation date is after the lead ban |  |  |  |  | Non-Lead - Other |  |  | Installation date is after the lead ban |  |  |  |  | Non-Lead |  |  |  | Domestic
MTR_011794 | 13104 SE 162ND PL | L1 FAIRWOOD DIV. #9 |  |  | Non-Lead - Other | No |  | 1 | Installation date is after the lead ban |  |  |  |  | Non-Lead - Other |  |  | Installation date is after the lead ban |  |  |  |  | Non-Lead |  |  |  | Domestic
MTR_028175 | 12859 SE 223RD PL | LOT 31 MATHESON PARK #1 |  |  | Non-Lead Plastic | No | 1995-07-21 | 0 | Field inspection only with no records | Yes | Visual inspection at meter pit | 2023-11-04 |  | Non-Lead Plastic |  |  | Field inspection only with no records | Yes | Visual inspection at meter pit | 2023-11-04 |  | Non-Lead |  |  |  | Domestic
MTR_029503 | 22642 115TH AVE SE | L46 KENTON FIRS |  |  | Non-Lead - Other | Unknown |  | 0 | Statistical analysis |  |  |  |  | Non-Lead - Other |  |  | Statistical analysis |  |  |  |  | Non-Lead |  |  |  | Domestic
MTR_029505 | 10814 SE 226TH ST | L 17 KENTON FIRS 2 |  |  | Non-Lead - Other | Unknown |  | 0 | Statistical analysis |  |  |  |  | Non-Lead - Other |  |  | Statistical analysis |  |  |  |  | Non-Lead |  |  |  | Domestic
MTR_029509 | 22620 113TH PL SE | LOT 125 KENTON FIRS |  |  | Non-Lead - Other | Unknown |  | 0 | Statistical analysis |  |  |  |  | Non-Lead - Other |  |  | Statistical analysis |  |  |  |  | Non-Lead |  |  |  | Domestic
MTR_029514 | 22638 113TH PL SE | L123 KENTON FIRS |  |  | Non-Lead - Other | Unknown |  | 0 | Statistical analysis |  |  |  |  | Non-Lead - Other |  |  | Statistical analysis |  |  |  |  | Non-Lead |  |  |  | Domestic
MTR_029515 | 22625 110TH CT SE | L40 CLARKS GLEN |  |  | Non-Lead - Other | Unknown |  | 0 | Statistical analysis |  |  |  |  | Non-Lead - Other |  |  | Statistical analysis |  |  |  |  | Non-Lead |  |  |  | Domestic
MTR_029516 | 22622 110TH CT SE | L36 CLARKS GLEN |  |  | Non-Lead - Other | Unknown |  | 0 | Statistical analysis |  |  |  |  | Non-Lead - Other |  |  | Statistical analysis |  |  |  |  | Non-Lead |  |  |  | Assumed
MTR_029518 | 22613 110TH CT SE | L38 CLARKS GLEN |  |  | Non-Lead - Other | Unknown |  | 0 | Statistical analysis |  |  |  |  | Non-Lead - Other |  |  | Statistical analysis |  |  |  |  | Non-Lead |  |  |  | Domestic
MTR_029519 | 22619 110TH CT SE | L39 CLARKS GLEN |  |  | Non-Lead - Other | Unknown |  | 0 | Statistical analysis |  |  |  |  | Non-Lead - Other |  |  | Statistical analysis |  |  |  |  | Non-Lead |  |  |  | Domestic
MTR_011776 | 13065 SE 160TH PL | L18 FAIRWOOD DEV. #9 |  |  | Non-Lead - Other | No |  | 1 | Installation date is after the lead ban |  |  |  |  | Non-Lead - Other |  |  | Installation date is after the lead ban |  |  |  |  | Non-Lead |  |  |  | Domestic
MTR_011775 | 13057 SE 160TH PL | L17 FAIRWOOD DIV. #9 |  |  | Non-Lead - Other | No |  | 1 | Installation date is after the lead ban |  |  |  |  | Non-Lead - Other |  |  | Installation date is after the lead ban |  |  |  |  | Non-Lead |  |  |  | Domestic
MTR_030090 | 12604 SE 160TH ST | L17 B2 CASCADE VILLAGE 4 |  |  | Non-Lead - Other | No | 2016-06-22 | 0.75 | Rectified Plan |  |  |  |  | Non-Lead - Other |  |  | Statistical analysis |  |  |  |  | Non-Lead |  |  |  | Domestic
MTR_030088 | 12616 SE 160TH ST | L16 B2 CASCADE VILLAGE 4 |  |  | Non-Lead - Other | No | 2016-06-22 | 0.75 | Rectified Plan |  |  |  |  | Non-Lead - Other |  |  | Statistical analysis |  |  |  |  | Non-Lead |  |  |  | Domestic
MTR_030087 | 12624 SE 160TH ST | LOT 14 BLOCK 2 CASCADE VILLAGE #4 |  |  | Non-Lead - Other | No | 2016-06-22 | 0.75 | Rectified Plan |  |  |  |  | Non-Lead - Other |  |  | Statistical analysis |  |  |  |  | Non-Lead |  |  |  | Domestic
MTR_030089 | 12610 SE 160TH ST | L16 B2 CASCADE VILLAGE 4 |  |  | Non-Lead - Other | No | 2016-06-22 | 0.75 | Rectified Plan |  |  |  |  | Non-Lead - Other |  |  | Statistical analysis |  |  |  |  | Non-Lead |  |  |  | Domestic
MTR_030086 | 12630 SE 160TH ST | L13 B2 CASCADE VILLAGE 4 |  |  | Non-Lead Plastic | No | 2016-06-22 | 0.75 | Rectified Plan | Yes | Visual inspection at the meter pit | 2024-02-09 |  | Galvanized Requiring Replacement |  |  | Field inspection only with no records | Yes | Visual inspection at the meter pit | 2024-02-09 |  | Galvanized Requiring Replacement |  |  |  | Domestic
MTR_029013 | 11535 SE 221ST PL | LOT 21 PEDERSON PLACE #1 |  |  | Non-Lead - Other | No |  | 0 | Installation date is after the lead ban |  |  |  |  | Non-Lead - Other |  |  | Installation date is after the lead ban |  |  |  |  | Non-Lead |  |  |  | Domestic
MTR_028792 | 11326 SE 223RD ST | 9914-005385 |  |  | Non-Lead - Other | No |  | 0 | Installation date is after the lead ban |  |  |  |  | Non-Lead - Other |  |  | Installation date is after the lead ban |  |  |  |  | Non-Lead |  |  |  | Assumed
MTR_029014 | 11539 SE 221ST PL | LOT 23 PEDERSON PLACE #1 |  |  | Non-Lead - Other | No |  | 0 | Installation date is after the lead ban |  |  |  |  | Non-Lead - Other |  |  | Installation date is after the lead ban |  |  |  |  | Non-Lead |  |  |  | Domestic
MTR_029521 | 22617 113TH PL SE | L128 KENTON FIRS |  |  | Galvanized Requiring Replacement | Unknown |  | 0 | Converted CAD | Yes | Visual inspection at the meter pit | 2024-02-05 |  | Non-Lead Plastic |  |  | Field inspection only with no records | Yes | Visual inspection at the meter pit | 2024-02-05 |  | Galvanized Requiring Replacement |  |  |  | Domestic
MTR_029523 | 11411 SE 226TH ST | LOT 96 KENTON FIRS |  |  | Non-Lead - Other | Unknown |  | 0 | Statistical analysis |  |  |  |  | Non-Lead - Other |  |  | Statistical analysis |  |  |  |  | Non-Lead |  |  |  | Domestic
MTR_029524 | 11223 SE 226TH ST | LOT 89 KENTON FIRS |  |  | Non-Lead - Other | Unknown |  | 0 | Statistical analysis |  |  |  |  | Non-Lead Plastic |  |  | Field inspection only with no records | Yes | Visual inspection at meter pit | 2023-01-29 |  | Non-Lead |  |  |  | Domestic
MTR_029525 | 22620 109TH PL SE | LOT 44 CLARKS GLEN |  |  | Non-Lead - Other | Unknown |  | 0 | Statistical analysis |  |  |  |  | Non-Lead - Other |  |  | Statistical analysis |  |  |  |  | Non-Lead |  |  |  | Domestic
MTR_029527 | 22616 109TH PL SE | L45 CLARKS GLEN |  |  | Non-Lead Plastic | Unknown |  | 0 | Converted CAD | Yes | Visual inspection at the meter pit | 2024-02-05 |  | Non-Lead Plastic |  |  | Field inspection only with no records | Yes | Visual inspection at the meter pit | 2024-02-05 |  | Non-Lead |  |  |  | Domestic
MTR_029528 | 10925 SE 226TH ST | LOT 35 KENTON FIRS 2 |  |  | Non-Lead - Other | Unknown |  | 0 | Statistical analysis |  |  |  |  | Non-Lead Plastic |  |  | Field inspection only with no records | Yes | Visual inspection at meter pit | 2023-01-29 |  | Non-Lead |  |  |  | Domestic
MTR_029529 | 10912 SE 227TH PL | L42 CLARKS GLEN |  |  | Non-Lead - Other | Unknown |  | 0 | Statistical analysis |  |  |  |  | Non-Lead Plastic |  |  | Field inspection only with no records | Yes | Visual inspection at meter pit | 2023-01-20 |  | Non-Lead |  |  |  | Domestic
MTR_029530 | 10921 SE 226TH ST | LOT 34 KENTON FIRS #2 |  |  | Non-Lead - Other | Unknown |  | 0 | Statistical analysis |  |  |  |  | Non-Lead - Other |  |  | Statistical analysis |  |  |  |  | Non-Lead |  |  |  | Assumed
MTR_029532 | 22617 111TH CT SE | LOT 27 CLARKS GLEN |  |  | Non-Lead - Other | Unknown |  | 0 | Statistical analysis |  |  |  |  | Non-Lead - Other |  |  | Statistical analysis |  |  |  |  | Non-Lead |  |  |  | Assumed
MTR_029533 | 11012 SE 227TH PL | L34 CLARKS GLEN |  |  | Non-Lead - Other | Unknown |  | 0 | Statistical analysis |  |  |  |  | Non-Lead - Other |  |  | Statistical analysis |  |  |  |  | Non-Lead |  |  |  | Domestic
MTR_029534 | 11018 SE 227TH PL | LOT 33 CLARKS GLEN |  |  | Non-Lead - Other | Unknown |  | 0 | Statistical analysis |  |  |  |  | Non-Lead - Other |  |  | Statistical analysis |  |  |  |  | Non-Lead |  |  |  | Domestic
MTR_029535 | 22625 111TH CT SE | LOT 29 CLARKS GLEN |  |  | Non-Lead - Other | Unknown |  | 0 | Statistical analysis |  |  |  |  | Non-Lead - Other |  |  | Statistical analysis |  |  |  |  | Non-Lead |  |  |  | Domestic
MTR_029536 | 22621 111TH CT SE | L28 CLARKS GLEN |  |  | Non-Lead - Other | Unknown |  | 0 | Statistical analysis |  |  |  |  | Non-Lead - Other |  |  | Statistical analysis |  |  |  |  | Non-Lead |  |  |  | Domestic
MTR_029537 | 22611 112TH AVE SE | LOT 9 KENTON FIRS |  |  | Non-Lead - Other | Unknown |  | 0 | Statistical analysis |  |  |  |  | Non-Lead - Other |  |  | Statistical analysis |  |  |  |  | Non-Lead |  |  |  | Domestic
MTR_030077 | 12627 SE 160TH ST | L5 BK3 CASCADE VILLAGE#4 |  |  | Non-Lead - Other | No | 2016-06-22 | 0.75 | Rectified Plan |  |  |  |  | Non-Lead - Other |  |  | Statistical analysis |  |  |  |  | Non-Lead |  |  |  | Domestic
MTR_030078 | 12633 SE 160TH ST | L6 BK3 CASCADE VILLAGE#4 |  |  | Non-Lead - Other | No | 2016-06-22 | 0.75 | Rectified Plan |  |  |  |  | Non-Lead - Other |  |  | Statistical analysis |  |  |  |  | Non-Lead |  |  |  | Domestic
MTR_025473 | 12645 SE 210TH CT | LOT 13 JASON LANE |  |  | Non-Lead - Other | No |  | 0 | Installation date is after the lead ban |  |  |  |  | Non-Lead - Other |  |  | Installation date is after the lead ban |  |  |  |  | Non-Lead |  |  |  | Domestic
MTR_025486 | 21013 127TH PL SE | LOT 14 JASON LANE |  |  | Non-Lead - Other | No |  | 0 | Installation date is after the lead ban |  |  |  |  | Non-Lead - Other |  |  | Installation date is after the lead ban |  |  |  |  | Non-Lead |  |  |  | Domestic
MTR_029542 | 11129 SE 227TH PL | L22 CLARKS GLEN |  |  | Non-Lead - Other | Unknown |  | 0 | Statistical analysis |  |  |  |  | Non-Lead Plastic |  |  | Field inspection only with no records | Yes | Visual inspection at meter pit | 2023-01-20 |  | Non-Lead |  |  |  | Domestic
MTR_029543 | 11047 SE 227TH PL | L20 CLARKS GLEN |  |  | Non-Lead - Other | Unknown |  | 0 | Statistical analysis |  |  |  |  | Non-Lead - Other |  |  | Statistical analysis |  |  |  |  | Non-Lead |  |  |  | Domestic
MTR_029545 | 11121 SE 227TH PL | LOT 21 CLARKS GLEN |  |  | Non-Lead - Other | Unknown |  | 0 | Statistical analysis |  |  |  |  | Non-Lead Plastic |  |  | Field inspection only with no records | Yes | Visual inspection at meter pit | 2023-01-20 |  | Non-Lead |  |  |  | Domestic
MTR_029546 | 22628 111TH CT SE | LOT 24 CLARKS GLEN |  |  | Non-Lead - Other | Unknown |  | 0 | Statistical analysis |  |  |  |  | Non-Lead - Other |  |  | Statistical analysis |  |  |  |  | Non-Lead |  |  |  | Assumed
MTR_029547 | 11025 SE 227TH PL | L16 CLARKS GLEN |  |  | Non-Lead - Other | Unknown |  | 0 | Statistical analysis |  |  |  |  | Non-Lead - Other |  |  | Statistical analysis |  |  |  |  | Non-Lead |  |  |  | Domestic
MTR_029548 | 11013 SE 227TH PL | LOT 14 CLARKS GLEN |  |  | Non-Lead - Other | Unknown |  | 0 | Statistical analysis |  |  |  |  | Non-Lead - Other |  |  | Statistical analysis |  |  |  |  | Non-Lead |  |  |  | Domestic
MTR_029551 | 11007 SE 227TH PL | L13 CLARKS GLEN |  |  | Non-Lead - Other | Unknown |  | 0 | Statistical analysis |  |  |  |  | Non-Lead - Other |  |  | Statistical analysis |  |  |  |  | Non-Lead |  |  |  | Domestic
MTR_029556 | 22606 115TH PL SE | LOT 59 KENTON FIRS |  |  | Non-Lead - Other | Unknown |  | 0 | Statistical analysis |  |  |  |  | Non-Lead - Other |  |  | Statistical analysis |  |  |  |  | Non-Lead |  |  |  | Domestic
MTR_028607 | 21830 124TH AVE SE | LOT 21 PARKWAY ESTATES |  |  | Non-Lead - Other | No | 1978-07-26 | 0 | Installation date is after the lead ban |  |  |  |  | Non-Lead - Other |  |  | Installation date is after the lead ban |  |  |  |  | Non-Lead |  |  |  | Domestic
MTR_028608 | 21843 124TH AVE SE | LOT 7 PARKWAY ESTATES |  |  | Non-Lead Plastic | No | 1978-07-26 | 0 | Field inspection only with no records | Yes | Visual inspection at meter pit | 2023-11-30 |  | Non-Lead Plastic |  |  | Field inspection only with no records | Yes | Visual inspection at meter pit | 2023-11-30 |  | Non-Lead |  |  |  | Domestic
MTR_028609 | 12409 SE 218TH CT | L22 PARKWAY ESTATES |  |  | Non-Lead - Other | No | 1978-07-26 | 0 | Installation date is after the lead ban |  |  |  |  | Non-Lead - Other |  |  | Installation date is after the lead ban |  |  |  |  | Non-Lead |  |  |  | Domestic
MTR_028610 | 21835 124TH AVE SE | LOT 6 PARKWAY ESTATES |  |  | Non-Lead - Other | No | 1978-07-26 | 0 | Installation date is after the lead ban |  |  |  |  | Non-Lead - Other |  |  | Installation date is after the lead ban |  |  |  |  | Non-Lead |  |  |  | Domestic
MTR_028639 | 21848 124TH AVE SE | LOT 18 PARKWAY ESTATES 1 |  |  | Non-Lead - Other | No | 1978-07-26 | 0 | Installation date is after the lead ban |  |  |  |  | Non-Lead - Other |  |  | Installation date is after the lead ban |  |  |  |  | Non-Lead |  |  |  | Domestic
MTR_011598 | 16336 131ST AVE SE | L39 FAIRWOOD DIV. #9 |  |  | Non-Lead - Other | No |  | 1 | Installation date is after the lead ban |  |  |  |  | Non-Lead - Other |  |  | Installation date is after the lead ban |  |  |  |  | Non-Lead |  |  |  | Domestic
MTR_011567 | 13111 SE 164TH ST | L84 FAIRWOOD DIV. #9 |  |  | Non-Lead - Other | No | 2007-10-01 | 0 | Installation date is after the lead ban |  |  |  |  | Non-Lead - Other |  |  | Installation date is after the lead ban |  |  |  |  | Non-Lead |  |  |  | Domestic
MTR_011599 | 16332 131ST AVE SE | L40 FAIRWOOD DIV. #9 |  |  | Non-Lead - Other | No |  | 1 | Installation date is after the lead ban |  |  |  |  | Non-Lead - Other |  |  | Installation date is after the lead ban |  |  |  |  | Non-Lead |  |  |  | Domestic
MTR_011566 | 13105 SE 164TH ST | L 83 FAIRWOOD DIV. #9 |  |  | Non-Lead - Other | No | 2007-10-01 | 0 | Installation date is after the lead ban |  |  |  |  | Non-Lead - Other |  |  | Installation date is after the lead ban |  |  |  |  | Non-Lead |  |  |  | Domestic
MTR_025607 | 12924 SE 214TH PL | LOT 16 HILLSHIRE TERRACE |  |  | Non-Lead - Other | No | 1995-09-19 | 0 | Installation date is after the lead ban |  |  |  |  | Non-Lead Copper |  |  | Field inspection only with no records | Yes | Visual inspection at meter pit | 2023-01-20 |  | Non-Lead |  |  |  | Domestic
MTR_025609 | 12930 SE 214TH PL | LOT 15 HILLSHIRE TERRACE |  |  | Non-Lead - Other | No | 1995-09-19 | 0 | Installation date is after the lead ban |  |  |  |  | Non-Lead - Other |  |  | Installation date is after the lead ban |  |  |  |  | Non-Lead |  |  |  | Domestic
MTR_016427 | 17828 160TH AVE SE | LOT 46 CANDLEWOOD RIDGE #1 |  |  | Non-Lead - Other | No |  | 0 | Installation date is after the lead ban |  |  |  |  | Non-Lead - Other |  |  | Installation date is after the lead ban |  |  |  |  | Non-Lead |  |  |  | Domestic
MTR_016428 | 17822 160TH AVE SE | L47 CANDLEWOOD RIDGE #1 |  |  | Non-Lead - Other | No |  | 0 | Installation date is after the lead ban |  |  |  |  | Non-Lead - Other |  |  | Installation date is after the lead ban |  |  |  |  | Non-Lead |  |  |  | Domestic
MTR_016429 | 17816 160TH AVE SE | L48 CANDLEWOOD RIDGE #1 |  |  | Non-Lead Plastic | No |  | 0 | Field inspection only with no records | Yes | Visual inspection at meter pit | 2023-11-30 |  | Non-Lead Plastic |  |  | Field inspection only with no records | Yes | Visual inspection at meter pit | 2023-11-30 |  | Non-Lead |  |  |  | Domestic
MTR_016430 | 17810 160TH AVE SE | L49 CANDLEWOOD RIDGE #1 |  |  | Non-Lead Plastic | No |  | 0 | Field inspection only with no records | Yes | Visual inspection at meter pit | 2023-11-30 |  | Non-Lead Plastic |  |  | Field inspection only with no records | Yes | Visual inspection at meter pit | 2023-11-30 |  | Non-Lead |  |  |  | Domestic
MTR_016431 | 17804 160TH AVE SE | LOT 50 CANDLEWOOD RIDGE #1 |  |  | Non-Lead - Other | No |  | 0 | Installation date is after the lead ban |  |  |  |  | Non-Lead - Other |  |  | Installation date is after the lead ban |  |  |  |  | Non-Lead |  |  |  | Domestic
MTR_030153 | 12319 SE 158TH ST | L3 B4 CASCADE VILLAGE 2 |  |  | Non-Lead - Other | No | 2016-06-22 | 0.75 | Rectified Plan |  |  |  |  | Non-Lead - Other |  |  | Statistical analysis |  |  |  |  | Non-Lead |  |  |  | Domestic
MTR_030158 | 12302 SE 158TH ST | L1 B5 CASCADE VILLAGE 2 |  |  | Non-Lead - Other | No | 2016-06-22 | 0.75 | Rectified Plan |  |  |  |  | Non-Lead - Other |  |  | Statistical analysis |  |  |  |  | Non-Lead |  |  |  | Domestic
MTR_030155 | 12335 SE 158TH ST | L5 B4 CASCADE VILLAGE 2 |  |  | Non-Lead - Other | No | 2016-06-22 | 0.75 | Rectified Plan |  |  |  |  | Non-Lead - Other |  |  | Statistical analysis |  |  |  |  | Non-Lead |  |  |  | Domestic
MTR_027774 | 21643 121ST PL SE | L 8 GLENCARIN TRACE |  |  | Non-Lead Plastic | No |  | 0 | Field inspection only with no records | Yes | Visual inspection at meter pit | 2023-09-27 |  | Non-Lead Plastic |  |  | Field inspection only with no records | Yes | Visual inspection at meter pit | 2023-09-27 |  | Non-Lead |  |  |  | Domestic
MTR_027775 | 21733 121ST PL SE | L 11 GLENCARIN TRACE |  |  | Non-Lead - Other | No |  | 0 | Installation date is after the lead ban |  |  |  |  | Non-Lead - Other |  |  | Installation date is after the lead ban |  |  |  |  | Non-Lead |  |  |  | Domestic
MTR_027776 | 21803 121ST PL SE | L13 GLENCARIN TRACE |  |  | Non-Lead Plastic | No |  | 0 | Field inspection only with no records | Yes | Visual inspection at meter pit | 2023-09-16 |  | Non-Lead Plastic |  |  | Field inspection only with no records | Yes | Visual inspection at meter pit | 2023-09-16 |  | Non-Lead |  |  |  | Domestic
MTR_027778 | 21727 121ST PL SE | L 10 GLENCARIN TRACE |  |  | Non-Lead Plastic | No |  | 0 | Field inspection only with no records | Yes | Visual inspection at meter pit | 2023-09-15 |  | Non-Lead Plastic |  |  | Field inspection only with no records | Yes | Visual inspection at meter pit | 2023-09-15 |  | Non-Lead |  |  |  | Domestic
MTR_014754 | 12905 SE 158TH PL | LOT 72 FAIRLANE WOODS |  |  | Non-Lead - Other | No | 1978-09-22 | 0 | Installation date is after the lead ban |  |  |  |  | Non-Lead - Other |  |  | Installation date is after the lead ban |  |  |  |  | Non-Lead |  |  |  | Domestic
MTR_014756 | 15805 129TH PL SE | LOT 74 FAIRLANE WOODS |  |  | Non-Lead - Other | No | 1978-09-22 | 0 | Installation date is after the lead ban |  |  |  |  | Non-Lead - Other |  |  | Installation date is after the lead ban |  |  |  |  | Non-Lead |  |  |  | Domestic
MTR_030125 | 12424 SE 158TH ST | L1 BK1 CASCADE VILLAGE#4 |  |  | Non-Lead - Other | No | 2016-06-22 | 0.75 | Rectified Plan |  |  |  |  | Non-Lead - Other |  |  | Statistical analysis |  |  |  |  | Non-Lead |  |  |  | Domestic
MTR_030129 | 12370 SE 158TH ST | L1 BK1 CASCADE VILLAGE#2 |  |  | Non-Lead - Other | No | 2016-06-22 | 0.75 | Rectified Plan |  |  |  |  | Non-Lead - Other |  |  | Statistical analysis |  |  |  |  | Non-Lead |  |  |  | Domestic
MTR_030123 | 12606 SE 158TH ST | LOT 3 BLK 1 CASCADE VILLAGE 4 |  |  | Non-Lead - Other | No | 2016-06-22 | 0.75 | Rectified Plan |  |  |  |  | Non-Lead - Other |  |  | Statistical analysis |  |  |  |  | Non-Lead |  |  |  | Domestic
MTR_030126 | 12416 SE 158TH ST | L3 BK2 CASCADE VILLAGE#3 |  |  | Non-Lead - Other | No | 2016-06-22 | 0.75 | Rectified Plan |  |  |  |  | Non-Lead - Other |  |  | Statistical analysis |  |  |  |  | Non-Lead |  |  |  | Domestic
MTR_014739 | 15606 129TH PL SE | LOT 48 FAIRLANE WOODS |  |  | Non-Lead - Other | No | 1978-09-22 | 0 | Installation date is after the lead ban |  |  |  |  | Non-Lead - Other |  |  | Installation date is after the lead ban |  |  |  |  | Non-Lead |  |  |  | Domestic
MTR_014724 | 15629 129TH CT SE | LOT 51 FAIRLANE WOODS |  |  | Non-Lead - Other | No | 1978-09-22 | 0 | Installation date is after the lead ban |  |  |  |  | Non-Lead - Other |  |  | Installation date is after the lead ban |  |  |  |  | Non-Lead |  |  |  | Domestic
MTR_014723 | 15625 129TH CT SE | LOT 50 FAIRLANE WOODS |  |  | Non-Lead - Other | No | 1978-09-22 | 0 | Installation date is after the lead ban |  |  |  |  | Non-Lead - Other |  |  | Installation date is after the lead ban |  |  |  |  | Non-Lead |  |  |  | Domestic
MTR_007214 | 16619 126TH AVE SE | L 22 B2 CASCADE HILLS 4 |  |  | Non-Lead - Other | Unknown |  | 0.75 | Statistical analysis |  |  |  |  | Non-Lead - Other |  |  | Statistical analysis |  |  |  |  | Non-Lead |  |  |  | Assumed
MTR_007215 | 12519 SE 166TH ST | L 24 B2 CASCADE HILLS 4 |  |  | Non-Lead Plastic | Unknown |  | 0.75 | Relative Placement | Yes | Visual inspection at the meter pit | 2024-02-08 |  | Copper |  |  | Field inspection only with no records | Yes | Visual inspection at the meter pit | 2024-02-08 |  | Non-Lead |  |  |  | Assumed
MTR_007216 | 16705 126TH AVE SE | L 19 B2 CASCADE HILLS 4 |  |  | Non-Lead - Other | Unknown |  | 0.75 | Statistical analysis |  |  |  |  | Non-Lead - Other |  |  | Statistical analysis |  |  |  |  | Non-Lead |  |  |  | Assumed
MTR_007217 | 16625 126TH AVE SE | L 21 B2 CASCADE HILLS 4 |  |  | Non-Lead - Other | Unknown |  | 0.75 | Statistical analysis |  |  |  |  | Non-Lead - Other |  |  | Statistical analysis |  |  |  |  | Non-Lead |  |  |  | Assumed
MTR_020235 | 10510 SE 206TH PL | LOT 12 KIRKS ADDITION |  |  | Non-Lead - Other | No |  | 0 | Installation date is after the lead ban |  |  |  |  | Non-Lead - Other |  |  | Installation date is after the lead ban |  |  |  |  | Non-Lead |  |  |  | Domestic
MTR_020236 | 10516 SE 206TH PL | LOT 11 KIRKS ADDITION |  |  | Non-Lead - Other | No |  | 0 | Installation date is after the lead ban |  |  |  |  | Non-Lead Plastic |  |  | Field inspection only with no records | Yes | Visual inspection at meter pit | 2023-01-14 |  | Non-Lead |  |  |  | Domestic
MTR_020238 | 10522 SE 206TH PL | L10 KIRKS ADDITION |  |  | Non-Lead - Other | No |  | 0 | Installation date is after the lead ban |  |  |  |  | Non-Lead - Other |  |  | Installation date is after the lead ban |  |  |  |  | Non-Lead |  |  |  | Domestic
MTR_017658 | 17825 111TH AVE SE | L26 HIGGINBOTHAM ADD. |  |  | Non-Lead Plastic | Unknown |  | 0 | Field inspection only with no records | Yes | Visual inspection at meter pit | 2023-07-29 |  | Non-Lead Plastic |  |  | Field inspection only with no records | Yes | Visual inspection at meter pit | 2023-07-29 |  | Non-Lead |  |  |  | Assumed
MTR_017661 | 17839 111TH AVE SE | L28 HIGGINBOTHAM ADD. |  |  | Non-Lead - Other | Unknown |  | 0 | Statistical analysis |  |  |  |  | Non-Lead - Other |  |  | Statistical analysis |  |  |  |  | Non-Lead |  |  |  | Assumed
MTR_017662 | 17815 111TH AVE SE | LOT 25 HIGGINBOTHAM ADDITION |  |  | Non-Lead Plastic | Unknown |  | 0 | Field inspection only with no records | Yes | Visual inspection at meter pit | 2023-07-29 |  | Galvanized Requiring Replacement |  |  | Field inspection only with no records | Yes | Visual inspection at meter pit | 2023-07-29 |  | Galvanized Requiring Replacement |  |  |  | Assumed
MTR_017663 | 17849 111TH AVE SE | L30 HIGGINBOTHAM ADD. |  |  | Non-Lead - Other | Unknown |  | 0 | Statistical analysis |  |  |  |  | Non-Lead - Other |  |  | Statistical analysis |  |  |  |  | Non-Lead |  |  |  | Assumed
MTR_007226 | 15718 116TH AVE SE | L3 BLK1 CASCADE VISTA #2 |  |  | Non-Lead - Other | No | 2014-04-16 | 0 | Rectified Plan |  |  |  |  | Non-Lead - Other |  |  | Statistical analysis |  |  |  |  | Non-Lead |  |  |  | Domestic
MTR_017282 | 10913 SE 179TH PL | L14 BRISTOW ADD. |  |  | Non-Lead Plastic | No | 2011-08-10 | 1 | Field inspection only with no records | Yes | Visual inspection at meter pit | 2023-07-29 |  | Non-Lead Plastic |  |  | Field inspection only with no records | Yes | Visual inspection at meter pit | 2023-07-29 |  | Non-Lead |  |  |  | Domestic
MTR_017283 | 10905 SE 179TH PL | L15 BRISTOW ADD. |  |  | Non-Lead Plastic | No | 2011-08-10 | 1 | Field inspection only with no records | Yes | Visual inspection at meter pit | 2023-07-29 |  | Non-Lead Plastic |  |  | Field inspection only with no records | Yes | Visual inspection at meter pit | 2023-07-29 |  | Non-Lead |  |  |  | Domestic
MTR_017322 | 17661 109TH AVE SE | TAX LOT 175 SEC 32-23-5 |  |  | Non-Lead - Other | No | 2011-08-10 | 1 | Rectified Plan |  |  |  |  | Non-Lead - Other |  |  | Statistical analysis |  |  |  |  | Non-Lead |  |  |  | Domestic
MTR_014556 | 11906 SE 168TH ST | L 65 CASCADE HILLS 6 |  |  | Non-Lead - Other | No | 2006-06-08 | 1 | Rectified Plan |  |  |  |  | Non-Lead - Other |  |  | Statistical analysis |  |  |  |  | Non-Lead |  |  |  | Domestic
MTR_014557 | 12008 SE 168TH ST | L 58 CASCADE HILLS 6 |  |  | Non-Lead - Other | No | 2006-06-08 | 1 | Rectified Plan |  |  |  |  | Non-Lead Plastic |  |  | Field inspection only with no records | Yes | Visual inspection at meter pit | 2023-09-20 |  | Non-Lead |  |  |  | Domestic
MTR_014558 | 11912 SE 168TH ST | L 64 CASCADE HILLS 6 |  |  | Non-Lead - Other | No | 2006-06-08 | 1 | Rectified Plan |  |  |  |  | Non-Lead - Other |  |  | Statistical analysis |  |  |  |  | Non-Lead |  |  |  | Domestic
MTR_016183 | 16200 SE 176TH PL | LOT 34 CANDLEWOOD RIDGE #3 |  |  | Non-Lead - Other | No | 1977-07-13 | 1 | Installation date is after the lead ban |  |  |  |  | Non-Lead - Other |  |  | Installation date is after the lead ban |  |  |  |  | Non-Lead |  |  |  | Domestic
MTR_016184 | 16240 SE 176TH PL | LOT 30 CANDLEWOOD RIDGE #3 |  |  | Non-Lead - Plastic | No | 1977-07-13 | 1 | Rectified Plan | No |  |  |  | Non-Lead - Other |  |  | Installation date is after the lead ban |  |  |  |  | Non-Lead |  |  |  | Domestic
MTR_016185 | 17601 162ND AVE SE | LOT 35 CANDLEWOOD RIDGE #3 |  |  | Non-Lead - Other | No | 1977-07-13 | 1 | Installation date is after the lead ban |  |  |  |  | Non-Lead - Other |  |  | Installation date is after the lead ban |  |  |  |  | Non-Lead |  |  |  | Irrigation
MTR_027779 | 11825 SE 221ST ST | LOT 6 MEADOW GLEN #2 |  |  | Non-Lead - Other | No |  | 0 | Installation date is after the lead ban |  |  |  |  | Non-Lead - Other |  |  | Installation date is after the lead ban |  |  |  |  | Non-Lead |  |  |  | Domestic
MTR_017836 | 11221 SE PETROVITSKY RD |  |  |  | Non-Lead - Other | Unknown |  | 2 | Statistical analysis |  |  |  |  | Non-Lead - Other |  |  | Statistical analysis |  |  |  |  | Non-Lead |  |  |  | Assumed
MTR_017665 | 17709 113TH PL SE | L 2 HIGH CHAPARRAL |  |  | Non-Lead - Other | No |  | 0 | Installation date is after the lead ban |  |  |  |  | Non-Lead - Other |  |  | Installation date is after the lead ban |  |  |  |  | Non-Lead |  |  |  | Assumed
MTR_018538 | 20654 98TH PL S | L26 BELVA LANE |  |  | Non-Lead - Other | Unknown |  | 0 | Statistical analysis |  |  |  |  | Non-Lead - Other |  |  | Statistical analysis |  |  |  |  | Non-Lead |  |  |  | Domestic
MTR_020258 | 20723 105TH PL SE | LOT 12 BLK1 JOVEL MANOR |  |  | Non-Lead - Other | No |  | 0 | Installation date is after the lead ban |  |  |  |  | Non-Lead - Other |  |  | Installation date is after the lead ban |  |  |  |  | Non-Lead |  |  |  | Domestic
MTR_018677 | 20616 98TH PL S | LOT 21 BELVA LANE |  |  | Non-Lead - Other | Unknown |  | 0 | Statistical analysis |  |  |  |  | Non-Lead - Other |  |  | Statistical analysis |  |  |  |  | Non-Lead |  |  |  | Domestic
MTR_018539 | 20634 98TH PL S | L23 BELVA LANE |  |  | Non-Lead - Other | Unknown |  | 0 | Statistical analysis |  |  |  |  | Non-Lead Plastic |  |  | Field inspection only with no records | Yes | Visual inspection at meter pit | 2023-01-14 |  | Non-Lead |  |  |  | Domestic
MTR_020260 | 20709 105TH PL SE | L 10 B1 JO-VEL MANOR |  |  | Non-Lead - Other | Unknown |  | 0 | Statistical analysis |  |  |  |  | Non-Lead Plastic |  |  | Field inspection only with no records | Yes | Visual inspection at meter pit | 2023-01-14 |  | Non-Lead |  |  |  | Assumed
MTR_025565 | 12634 SE 213TH ST | L 28 GLENCARIN #3 |  |  | Non-Lead - Other | No |  | 0 | Installation date is after the lead ban |  |  |  |  | Non-Lead - Other |  |  | Installation date is after the lead ban |  |  |  |  | Non-Lead |  |  |  | Domestic
MTR_025569 | 12615 SE 213TH ST | L 36 GLENCARIN #3 |  |  | Non-Lead - Other | No |  | 0 | Installation date is after the lead ban |  |  |  |  | Non-Lead - Other |  |  | Installation date is after the lead ban |  |  |  |  | Non-Lead |  |  |  | Domestic
MTR_025570 | 12622 SE 213TH ST | LOT 30 GLENCARIN #3 |  |  | Non-Lead - Other | No |  | 0 | Installation date is after the lead ban |  |  |  |  | Non-Lead Plastic |  |  | Field inspection only with no records | Yes | Visual inspection at meter pit | 2023-10-20 |  | Non-Lead |  |  |  | Domestic
MTR_025477 | 20925 127TH PL SE | LOT 6 JASON LANE |  |  | Non-Lead - Other | No |  | 0 | Installation date is after the lead ban |  |  |  |  | Non-Lead Copper |  |  | Field inspection only with no records | Yes | Visual inspection at meter pit | 2023-01-20 |  | Non-Lead |  |  |  | Domestic
MTR_025479 | 12634 SE 210TH CT | LOT 8 JASON LANE |  |  | Non-Lead - Other | No |  | 0 | Installation date is after the lead ban |  |  |  |  | Non-Lead Plastic |  |  | Field inspection only with no records | Yes | Visual inspection at meter pit | 2023-01-20 |  | Non-Lead |  |  |  | Domestic
MTR_025480 | 20917 127TH PL SE | LOT 5 JASON LANE |  |  | Non-Lead - Other | No |  | 0 | Installation date is after the lead ban |  |  |  |  | Non-Lead Copper |  |  | Field inspection only with no records | Yes | Visual inspection at meter pit | 2023-01-20 |  | Non-Lead |  |  |  | Domestic
MTR_025481 | 20909 127TH PL SE | LOT 4 JASON LANE |  |  | Non-Lead - Other | No |  | 0 | Installation date is after the lead ban |  |  |  |  | Non-Lead - Other |  |  | Installation date is after the lead ban |  |  |  |  | Non-Lead |  |  |  | Domestic
MTR_007286 | 15702 116TH AVE SE | L1 BLK1 CASCADE VISTA #2 |  |  | Non-Lead - Other | No | 2014-04-16 | 0 | Rectified Plan |  |  |  |  | Non-Lead - Other |  |  | Statistical analysis |  |  |  |  | Non-Lead |  |  |  | Domestic
MTR_007288 | 15766 116TH AVE SE | L9 BLK1 CASCADE VISTA #2 |  |  | Non-Lead - Other | No | 2014-04-16 | 0 | Rectified Plan |  |  |  |  | Non-Lead - Other |  |  | Statistical analysis |  |  |  |  | Non-Lead |  |  |  | Domestic
MTR_007300 | 12522 SE 236TH CT | LOT 5 GAGES GROVE |  |  | Non-Lead - Other | No | 2005-08-18 | 0 | Rectified Plan | No |  |  |  | Non-Lead - Other |  |  | Installation date is after the lead ban |  |  |  |  | Non-Lead |  |  |  | Domestic
MTR_020242 | 10521 SE 206TH PL | L4 KIRKS ADDITION |  |  | Non-Lead - Other | No |  | 0 | Installation date is after the lead ban |  |  |  |  | Non-Lead - Other |  |  | Installation date is after the lead ban |  |  |  |  | Non-Lead |  |  |  | Domestic
MTR_020243 | 10504 SE 206TH PL | LOT 13 KIRKS ADDITION |  |  | Non-Lead - Other | No |  | 0 | Installation date is after the lead ban |  |  |  |  | Non-Lead - Other |  |  | Installation date is after the lead ban |  |  |  |  | Non-Lead |  |  |  | Domestic
MTR_020246 | 10436 SE 206TH PL | LOT 15 KIRKS ADDITION |  |  | Non-Lead - Other | No |  | 0 | Installation date is after the lead ban |  |  |  |  | Non-Lead - Other |  |  | Installation date is after the lead ban |  |  |  |  | Non-Lead |  |  |  | Domestic
MTR_007307 | 15782 116TH AVE SE | L11 BLK1 CASCADE VISTA#2 |  |  | Non-Lead - Other | No | 2014-04-16 | 0 | Rectified Plan |  |  |  |  | Non-Lead - Other |  |  | Statistical analysis |  |  |  |  | Non-Lead |  |  |  | Domestic
MTR_014560 | 11722 SE 168TH ST | LOT 3 CASCADE HILLS #5 |  |  | Non-Lead - Other | No | 2006-06-08 | 1 | Rectified Plan |  |  |  |  | Non-Lead - Other |  |  | Statistical analysis |  |  |  |  | Non-Lead |  |  |  | Domestic
MTR_007308 | 16004 116TH AVE SE | L1 BLK2 CASCADE VISTA #2 |  |  | Non-Lead - Other | No | 2014-04-16 | 0 | Rectified Plan |  |  |  |  | Non-Lead - Other |  |  | Statistical analysis |  |  |  |  | Non-Lead |  |  |  | Domestic
MTR_007310 | 16012 116TH AVE SE | L2 BLK2 CASCADE VISTA#2 |  |  | Non-Lead - Other | No | 2014-04-16 | 0 | Rectified Plan |  |  |  |  | Non-Lead - Other |  |  | Statistical analysis |  |  |  |  | Non-Lead |  |  |  | Domestic
MTR_017323 | 17654 109TH AVE SE | L5 BRISTOW ADD. |  |  | Non-Lead - Other | No | 2011-08-10 | 1 | Rectified Plan |  |  |  |  | Non-Lead - Other |  |  | Statistical analysis |  |  |  |  | Non-Lead |  |  |  | Domestic
MTR_017317 | 17834 109TH AVE SE | L11 BRISTOW ADD. |  |  | Non-Lead Plastic | No | 2011-08-10 | 1 | Field inspection only with no records | Yes | Visual inspection at meter pit | 2023-07-29 |  | Non-Lead Plastic |  |  | Field inspection only with no records | Yes | Visual inspection at meter pit | 2023-07-29 |  | Non-Lead |  |  |  | Domestic
MTR_029559 | 22621 109TH PL SE | LOT 2 CLARKS GLEN |  |  | Non-Lead Plastic | Unknown |  | 0 | Converted CAD | Yes | Visual inspection at the meter pit | 2024-02-01 |  | Non-Lead Plastic |  |  | Field inspection only with no records | Yes | Visual inspection at the meter pit | 2024-02-01 |  | Non-Lead |  |  |  | Domestic
MTR_029562 | 22615 109TH PL SE | L1 CLARKS GLEN |  |  | Non-Lead - Other | Unknown |  | 0 | Statistical analysis |  |  |  |  | Non-Lead - Other |  |  | Statistical analysis |  |  |  |  | Non-Lead |  |  |  | Domestic
MTR_029564 | 22627 109TH PL SE | L3 CLARKS GLEN |  |  | Non-Lead - Other | Unknown |  | 0 | Statistical analysis |  |  |  |  | Non-Lead - Other |  |  | Statistical analysis |  |  |  |  | Non-Lead |  |  |  | Domestic
MTR_029566 | 22521 113TH PL SE | LOT 82 KENTON FIRS |  |  | Non-Lead - Other | Unknown |  | 0 | Statistical analysis |  |  |  |  | Non-Lead - Other |  |  | Statistical analysis |  |  |  |  | Non-Lead |  |  |  | Domestic
MTR_029570 | 11204 SE 226TH ST | LOT 141 KENTON FIRS |  |  | Non-Lead - Other | Unknown |  | 0 | Statistical analysis |  |  |  |  | Non-Lead - Other |  |  | Statistical analysis |  |  |  |  | Non-Lead |  |  |  | Domestic
MTR_017302 | 17658 110TH AVE SE | L7 MELRIDGE ADD. |  |  | Non-Lead - Other | No | 2011-08-10 | 1 | Rectified Plan |  |  |  |  | Non-Lead - Other |  |  | Statistical analysis |  |  |  |  | Non-Lead |  |  |  | Domestic
MTR_011745 | 12848 SE 161ST ST | L11 STAFFORD HANSELL #10 |  |  | Non-Lead - Other | No | 2016-06-22 | 0.75 | Installation date is after the lead ban |  |  |  |  | Non-Lead - Other |  |  | Installation date is after the lead ban |  |  |  |  | Non-Lead |  |  |  | Domestic
MTR_011118 | 16021 113TH AVE SE | S130 OF N259.51 L4 B1 AKERS FARM |  |  | Non-Lead - Other | Unknown |  | 0 | Statistical analysis |  |  |  |  | Non-Lead - Other |  |  | Statistical analysis |  |  |  |  | Non-Lead |  |  |  | Domestic
MTR_027780 | 11602 SE 218TH PL | W85 OF TR A CROWN TERR. |  |  | Non-Lead Plastic | No |  | 0 | Field inspection only with no records | Yes | Visual inspection at meter pit | 2023-09-16 |  | Non-Lead Plastic |  |  | Field inspection only with no records | Yes | Visual inspection at meter pit | 2023-09-16 |  | Non-Lead |  |  |  | Domestic
MTR_015704 | 1126 S 36TH PL | LOT 100 SUNNYBROOK |  |  | Non-Lead - Other | No | 2004-01-22 | 0 | Installation date is after the lead ban |  |  |  |  | Non-Lead - Other |  |  | Installation date is after the lead ban |  |  |  |  | Non-Lead |  |  |  | Domestic
MTR_025064 | 21506 121ST PL SE | LOT 3 GREEN TREE EAST |  |  | Non-Lead - Other | No | 1972-06-01 | 0 | Installation date is after the lead ban |  |  |  |  | Non-Lead Plastic |  |  | Field inspection only with no records | Yes | Visual inspection at meter pit | 2023-01-28 |  | Non-Lead |  |  |  | Domestic
MTR_025065 | 21500 121ST PL SE | L4 GREEN TREE EAST |  |  | Non-Lead - Other | No | 1972-06-01 | 0 | Installation date is after the lead ban |  |  |  |  | Non-Lead Plastic |  |  | Field inspection only with no records | Yes | Visual inspection at meter pit | 2023-01-28 |  | Non-Lead |  |  |  | Domestic
MTR_026869 | 22602 133RD PL SE | LOT 14 FERN CREST AKA MEADOW RIDGE |  |  | Non-Lead Plastic | No | 2005-06-17 | 0 | Field inspection only with no records | Yes | Visual inspection at meter pit | 2023-10-27 |  | Non-Lead Plastic |  |  | Field inspection only with no records | Yes | Visual inspection at meter pit | 2023-10-27 |  | Non-Lead |  |  |  | Domestic
MTR_019851 | 18906 108TH LN SE | LOT 30 BELGROVE @ RENTON PH 5 |  |  | Non-Lead - Other | No | 2004-06-30 | 0 | Installation date is after the lead ban |  |  |  |  | Non-Lead - Other |  |  | Installation date is after the lead ban |  |  |  |  | Non-Lead |  |  |  | Domestic
MTR_026870 | 13316 SE 227TH ST | LOT 18 FERN CREST @ MEADOW RIDGE |  |  | Non-Lead - Other | No | 2005-06-17 | 0 | Installation date is after the lead ban |  |  |  |  | Non-Lead - Other |  |  | Installation date is after the lead ban |  |  |  |  | Non-Lead |  |  |  | Domestic
MTR_026871 | 13274 SE 226TH ST | LOT 10 FERN CREST AKA MEADOW RIDGE |  |  | Non-Lead - Other | No | 2005-06-17 | 0 | Installation date is after the lead ban |  |  |  |  | Non-Lead - Other |  |  | Installation date is after the lead ban |  |  |  |  | Non-Lead |  |  |  | Domestic
MTR_026872 | 13258 SE 226TH ST | LOT 8 FERN CREST AKA MEADOW RIDGE |  |  | Non-Lead - Other | No | 2005-06-17 | 0 | Installation date is after the lead ban |  |  |  |  | Non-Lead - Other |  |  | Installation date is after the lead ban |  |  |  |  | Non-Lead |  |  |  | Domestic
MTR_020248 | 10425 SE 206TH PL | LOT 26 KIRKS ADDITION |  |  | Non-Lead - Other | No |  | 0 | Installation date is after the lead ban |  |  |  |  | Non-Lead - Other |  |  | Installation date is after the lead ban |  |  |  |  | Non-Lead |  |  |  | Domestic
MTR_020249 | 10413 SE 206TH PL | LOT 24 KIRKS ADDITION |  |  | Non-Lead - Other | No |  | 0 | Installation date is after the lead ban |  |  |  |  | Non-Lead - Other |  |  | Installation date is after the lead ban |  |  |  |  | Non-Lead |  |  |  | Domestic
MTR_020251 | 10405 SE 206TH PL | LOT 22 KIRKS ADDITON |  |  | Non-Lead - Other | No |  | 0 | Installation date is after the lead ban |  |  |  |  | Non-Lead - Other |  |  | Installation date is after the lead ban |  |  |  |  | Non-Lead |  |  |  | Domestic
MTR_017666 | 17634 111TH AVE SE | L4 HIGGINBOTHAM ADD. |  |  | Non-Lead Plastic | Unknown |  | 0 | Field inspection only with no records | Yes | Visual inspection at meter pit | 2023-07-29 |  | Non-Lead Plastic |  |  | Field inspection only with no records | Yes | Visual inspection at meter pit | 2023-07-29 |  | Non-Lead |  |  |  | Assumed
MTR_017837 | 17611 113TH PL SE | L A HIGH CHAPARRAL |  |  | Non-Lead - Other | No |  | 0 | Installation date is after the lead ban |  |  |  |  | Non-Lead - Other |  |  | Installation date is after the lead ban |  |  |  |  | Non-Lead |  |  |  | Assumed
MTR_017669 | 17650 111TH AVE SE | L6 HIGGINBOTHAM ADD. |  |  | Non-Lead - Other | Unknown |  | 0 | Statistical analysis |  |  |  |  | Non-Lead - Other |  |  | Statistical analysis |  |  |  |  | Non-Lead |  |  |  | Assumed
MTR_017670 | 17608 111TH AVE SE | L1 HIGGINBOTHAM ADD. |  |  | Non-Lead Plastic | Unknown |  | 0 | Field inspection only with no records | Yes | Visual inspection at meter pit | 2023-07-29 |  | Non-Lead Plastic |  |  | Field inspection only with no records | Yes | Visual inspection at meter pit | 2023-07-29 |  | Non-Lead |  |  |  | Assumed
MTR_017673 | 17840 111TH AVE SE | L13 HIGGINBOTHAM ADD. |  |  | Galvanized Requiring Replacement | Unknown |  | 0 | Field inspection only with no records | Yes | Visual inspection at meter pit | 2023-07-29 |  | Non-Lead Copper |  |  | Field inspection only with no records | Yes | Visual inspection at meter pit | 2023-07-29 |  | Galvanized Requiring Replacement |  |  |  | Assumed
MTR_017674 | 17808 111TH AVE SE | L9 HIGGINBOTHAM ADD. |  |  | Galvanized Requiring Replacement | Unknown |  | 0 | Relative Placement | Yes | Visual inspection at the meter pit | 2024-02-14 |  | Non-Lead Plastic |  |  | Field inspection only with no records | Yes | Visual inspection at the meter pit | 2024-02-14 |  | Galvanized Requiring Replacement |  |  |  | Assumed
MTR_017675 | 17832 111TH AVE SE | L12 HIGGINBOTHAM ADD. |  |  | Non-Lead Plastic | Unknown |  | 0 | Field inspection only with no records | Yes | Visual inspection at meter pit | 2023-07-29 |  | Non-Lead Plastic |  |  | Field inspection only with no records | Yes | Visual inspection at meter pit | 2023-07-29 |  | Non-Lead |  |  |  | Assumed
MTR_017676 | 17824 111TH AVE SE | L11 HIGGINBOTHAM ADD. |  |  | Non-Lead Plastic | Unknown |  | 0 | Field inspection only with no records | Yes | Visual inspection at meter pit | 2023-07-29 |  | Galvanized Requiring Replacement |  |  | Field inspection only with no records | Yes | Visual inspection at meter pit | 2023-07-29 |  | Galvanized Requiring Replacement |  |  |  | Assumed
MTR_007358 | 16507 126TH AVE SE | L3 B2 CASCADE VISTA 8 |  |  | Non-Lead - Other | Unknown |  | 1 | Statistical analysis |  |  |  |  | Non-Lead - Other |  |  | Statistical analysis |  |  |  |  | Non-Lead |  |  |  | Domestic
MTR_007359 | 16405 126TH AVE SE | L1 B2 CASCADE VISTA 8 |  |  | Non-Lead Plastic | Unknown |  | 1 | Converted CAD | Yes | Visual inspection at the meter pit | 2024-02-08 |  | Copper |  |  | Field inspection only with no records | Yes | Visual inspection at the meter pit | 2024-02-08 |  | Non-Lead |  |  |  | Domestic
MTR_007360 | 12511 SE 164TH PL | L9 B2 CASCADE VISTA 8 |  |  | Non-Lead - Other | No | 2016-06-22 | 0.75 | Rectified Plan |  |  |  |  | Non-Lead - Other |  |  | Statistical analysis |  |  |  |  | Non-Lead |  |  |  | Domestic
MTR_007361 | 12519 SE 164TH PL | L 10 B2 CASCADE VISTA 8 |  |  | Non-Lead - Other | No | 2016-06-22 | 0.75 | Rectified Plan |  |  |  |  | Non-Lead - Other |  |  | Statistical analysis |  |  |  |  | Non-Lead |  |  |  | Domestic
MTR_014564 | 12300 SE 168TH ST | L 55 CASCADE HILLS 7 |  |  | Non-Lead - Other | No | 2006-06-08 | 1 | Rectified Plan |  |  |  |  | Non-Lead - Other |  |  | Statistical analysis |  |  |  |  | Non-Lead |  |  |  | Domestic
MTR_014565 | 12220 SE 168TH ST | LOT 54 CASCADE HILLS #7 |  |  | Non-Lead - Other | No | 2006-06-08 | 1 | Rectified Plan |  |  |  |  | Non-Lead - Other |  |  | Statistical analysis |  |  |  |  | Non-Lead |  |  |  | Domestic
MTR_014566 | 12316 SE 168TH ST | L 57 CASCADE HILLS 7 |  |  | Non-Lead - Other | No | 2006-06-08 | 1 | Rectified Plan |  |  |  |  | Non-Lead - Other |  |  | Statistical analysis |  |  |  |  | Non-Lead |  |  |  | Domestic
MTR_028400 | 12429 SE 216TH ST | LOT 42 PARKWAY ESTATES |  |  | Non-Lead - Other | No | 1978-07-26 | 0 | Installation date is after the lead ban |  |  |  |  | Non-Lead - Other |  |  | Installation date is after the lead ban |  |  |  |  | Non-Lead |  |  |  | Domestic
MTR_028612 | 21604 124TH AVE SE | LOT 40 PKWY EST. |  |  | Non-Lead Plastic | No | 1978-07-26 | 0 | Field inspection only with no records | Yes | Visual inspection at meter pit | 2023-10-20 |  | Non-Lead Plastic |  |  | Field inspection only with no records | Yes | Visual inspection at meter pit | 2023-10-20 |  | Non-Lead |  |  |  | Domestic
MTR_030082 | 12661 SE 160TH ST | L10 B3 CASCADE VILLAGE#4 |  |  | Non-Lead - Other | No | 2016-06-22 | 0.75 | Rectified Plan |  |  |  |  | Non-Lead - Other |  |  | Statistical analysis |  |  |  |  | Non-Lead |  |  |  | Domestic
MTR_030083 | 12669 SE 160TH ST | L11 B3 CASCADE VILLAGE#4 |  |  | Non-Lead - Other | No | 2016-06-22 | 0.75 | Rectified Plan |  |  |  |  | Non-Lead - Other |  |  | Statistical analysis |  |  |  |  | Non-Lead |  |  |  | Domestic
MTR_030145 | 12827 SE 160TH ST | LOT 2 BLOCK CASCADE VILLAGE #4 |  |  | Non-Lead Plastic | No | 2016-06-22 | 0.75 | Field inspection only with no records | Yes | Visual inspection at meter pit | 2022-12-24 |  | Galvanized Requiring Replacement |  |  | Field inspection only with no records | Yes | Visual inspection at meter pit | 2022-12-24 |  | Galvanized Requiring Replacement |  |  |  | Domestic
MTR_030143 | 12811 SE 158TH ST | L13 B3 CASCADE VILLAGE#4 |  |  | Non-Lead - Other | No | 2016-06-22 | 0.75 | Rectified Plan |  |  |  |  | Non-Lead - Other |  |  | Statistical analysis |  |  |  |  | Non-Lead |  |  |  | Domestic
MTR_020122 | 19229 106TH AVE SE | TAX LOT 125 5-22-5 |  |  | Non-Lead Plastic | Unknown |  | 0 | Field inspection only with no records | Yes | Visual inspection at meter pit | 2023-08-09 |  | Non-Lead Plastic |  |  | Field inspection only with no records | Yes | Visual inspection at meter pit | 2023-08-09 |  | Non-Lead |  |  |  | Assumed
MTR_020127 | 10221 SE 192ND ST | PARCEL3 KCSP#1177007 |  |  | Non-Lead - Other | No |  | 0 | Installation date is after the lead ban |  |  |  |  | Non-Lead - Other |  |  | Installation date is after the lead ban |  |  |  |  | Non-Lead |  |  |  | Assumed
MTR_018540 | 20641 98TH PL S | L3 BELVA LANE |  |  | Non-Lead - Other | Unknown |  | 0 | Statistical analysis |  |  |  |  | Non-Lead - Other |  |  | Statistical analysis |  |  |  |  | Non-Lead |  |  |  | Domestic
MTR_018690 | 20451 98TH PL S | LOT 9 BELVA LANE |  |  | Non-Lead - Other | No |  | 0 | Installation date is after the lead ban |  |  |  |  | Non-Lead - Other |  |  | Installation date is after the lead ban |  |  |  |  | Non-Lead |  |  |  | Domestic
MTR_018678 | 20615 98TH PL S | L6 BELVA LANE |  |  | Non-Lead - Other | Unknown |  | 0 | Statistical analysis |  |  |  |  | Non-Lead Plastic |  |  | Field inspection only with no records | Yes | Visual inspection at meter pit | 2023-01-14 |  | Non-Lead |  |  |  | Domestic
MTR_027781 | 12030 SE 222ND PL | L92 MEADOWGREEN EST |  |  | Non-Lead - Other | No |  | 0 | Installation date is after the lead ban |  |  |  |  | Non-Lead - Other |  |  | Installation date is after the lead ban |  |  |  |  | Non-Lead |  |  |  | Domestic
MTR_024092 | 20941 103RD AVE SE | LOT 10 STONEPINE |  |  | Non-Lead - Other | No |  | 0 | Installation date is after the lead ban |  |  |  |  | Non-Lead - Other |  |  | Installation date is after the lead ban |  |  |  |  | Non-Lead |  |  |  | Domestic
MTR_029571 | 11274 SE 224TH PL | LOT 10 WILLIAMSBURG ESTATES |  |  | Non-Lead - Other | No | 2000-10-04 | 0 | Installation date is after the lead ban |  |  |  |  | Non-Lead - Other |  |  | Installation date is after the lead ban |  |  |  |  | Non-Lead |  |  |  | Domestic
MTR_027782 | 21619 121ST PL SE | LOT 4 GLENCARIN TRACE |  |  | Non-Lead - Other | No |  | 0 | Installation date is after the lead ban |  |  |  |  | Non-Lead - Other |  |  | Installation date is after the lead ban |  |  |  |  | Non-Lead |  |  |  | Domestic
MTR_026874 | 13247 SE 227TH PL | LOT 46 FERN CREST AKA MEADOW RIDGE RIDGE |  |  | Non-Lead - Other | No | 2005-06-17 | 0 | Installation date is after the lead ban |  |  |  |  | Non-Lead - Other |  |  | Installation date is after the lead ban |  |  |  |  | Non-Lead |  |  |  | Domestic
MTR_028547 | 22005 126TH CT SE | LOT 90 SUMMERGLEN #2 |  |  | Non-Lead - Other | No |  | 0 | Installation date is after the lead ban |  |  |  |  | Non-Lead - Other |  |  | Installation date is after the lead ban |  |  |  |  | Non-Lead |  |  |  | Domestic
MTR_028548 | 22013 126TH CT SE | LOT 92 SUMMERGLEN #2 |  |  | Non-Lead - Other | No |  | 0 | Installation date is after the lead ban |  |  |  |  | Non-Lead - Other |  |  | Installation date is after the lead ban |  |  |  |  | Non-Lead |  |  |  | Domestic
MTR_028549 | 12518 SE 221ST PL | LOT 94 SUMMERGLEN #2 |  |  | Non-Lead - Other | No |  | 5.25 | Installation date is after the lead ban |  |  |  |  | Non-Lead - Other |  |  | Installation date is after the lead ban |  |  |  |  | Non-Lead |  |  |  | Hydrant
MTR_028550 | 22009 126TH CT SE | LOT 91 SUMMERGLEN #2 |  |  | Non-Lead Plastic | No |  | 0 | Field inspection only with no records | Yes | Visual inspection at meter pit | 2023-09-02 |  | Non-Lead Copper |  |  | Field inspection only with no records | Yes | Visual inspection at meter pit | 2023-09-02 |  | Non-Lead |  |  |  | Domestic
MTR_028552 | 12510 SE 221ST PL | LOT 95 SUMMERGLEN #2 |  |  | Non-Lead Plastic | No |  | 5.25 | Field inspection only with no records | Yes | Visual inspection at meter pit | 2023-09-02 |  | Non-Lead Copper |  |  | Field inspection only with no records | Yes | Visual inspection at meter pit | 2023-09-02 |  | Non-Lead |  |  |  | Hydrant
MTR_026875 | 13257 SE 226TH ST | LOT 62 FERN CREST AKA MEADOW RIDGE |  |  | Non-Lead - Other | No | 2005-06-17 | 0 | Installation date is after the lead ban |  |  |  |  | Non-Lead - Other |  |  | Installation date is after the lead ban |  |  |  |  | Non-Lead |  |  |  | Domestic
MTR_026879 | 13236 SE 227TH ST | LOT 72 FERN CREST |  |  | Non-Lead Plastic | No | 2005-06-17 | 0 | Field inspection only with no records | Yes | Visual inspection at meter pit | 2023-10-27 |  | Non-Lead Plastic |  |  | Field inspection only with no records | Yes | Visual inspection at meter pit | 2023-10-27 |  | Non-Lead |  |  |  | Domestic
MTR_025508 | 12614 SE 212TH PL | L17 GLENCARIN 3 |  |  | Non-Lead - Other | No |  | 0 | Installation date is after the lead ban |  |  |  |  | Non-Lead - Other |  |  | Installation date is after the lead ban |  |  |  |  | Non-Lead |  |  |  | Domestic
MTR_005829 | 11403 SE 204TH ST | TAX LOT 81 5-22-5 |  |  | Non-Lead - Other | Unknown |  | 0 | Statistical analysis |  |  |  |  | Non-Lead - Other |  |  | Statistical analysis |  |  |  |  | Non-Lead |  |  |  | Assumed
MTR_029070 | 11017 SE 220TH PL | LOT 9 BENSON MEADOWS #1 |  |  | Non-Lead - Other | No |  | 0 | Installation date is after the lead ban |  |  |  |  | Non-Lead - Other |  |  | Installation date is after the lead ban |  |  |  |  | Non-Lead |  |  |  | Domestic
MTR_026141 | 11815 SE 204TH ST | L16 PANTHER LK TERR. #3 |  |  | Non-Lead - Other | No | 1978-07-26 | 0 | Installation date is after the lead ban |  |  |  |  | Non-Lead - Other |  |  | Installation date is after the lead ban |  |  |  |  | Non-Lead |  |  |  | Domestic
MTR_026281 | 11823 SE 204TH ST | LOT 17 PANTHER LAKE TERRACE #3 |  |  | Non-Lead - Other | No |  | 0.75 | Installation date is after the lead ban |  |  |  |  | Non-Lead - Other |  |  | Installation date is after the lead ban |  |  |  |  | Non-Lead |  |  |  | Assumed
MTR_026130 | 20405 119TH AVE SE | L 18 PANTHER LK TERR #3 |  |  | Non-Lead - Other | No | 1978-07-26 | 0 | Installation date is after the lead ban |  |  |  |  | Non-Lead - Other |  |  | Installation date is after the lead ban |  |  |  |  | Non-Lead |  |  |  | Domestic
MTR_026131 | 20417 119TH AVE SE | LOT19 PANTHER LK TERR#3 |  |  | Non-Lead - Other | No | 1978-07-26 | 0 | Installation date is after the lead ban |  |  |  |  | Non-Lead - Other |  |  | Installation date is after the lead ban |  |  |  |  | Non-Lead |  |  |  | Domestic
MTR_026138 | 20402 119TH AVE SE | L28 PANTHER LK TERR 3 |  |  | Non-Lead - Other | No | 1978-07-26 | 0 | Installation date is after the lead ban |  |  |  |  | Non-Lead - Other |  |  | Installation date is after the lead ban |  |  |  |  | Non-Lead |  |  |  | Domestic
MTR_026305 | 20405 120TH AVE SE | L10 PANTHER LK 2 |  |  | Non-Lead - Other | No |  | 0 | Installation date is after the lead ban |  |  |  |  | Non-Lead - Other |  |  | Installation date is after the lead ban |  |  |  |  | Non-Lead |  |  |  | Assumed
MTR_026306 | 11919 SE 204TH ST | L11 PANTHER LK 2 |  |  | Non-Lead - Other | No |  | 0 | Installation date is after the lead ban |  |  |  |  | Non-Lead - Other |  |  | Installation date is after the lead ban |  |  |  |  | Non-Lead |  |  |  | Assumed
MTR_026314 | 20419 120TH AVE SE | L 13 PANTHER LK TERR 2 |  |  | Non-Lead - Other | No |  | 0 | Installation date is after the lead ban |  |  |  |  | Non-Lead - Other |  |  | Installation date is after the lead ban |  |  |  |  | Non-Lead |  |  |  | Assumed
MTR_026293 | 11921 SE 205TH ST | L 17 PANTHER LK TERR 2 |  |  | Non-Lead - Other | No |  | 0 | Installation date is after the lead ban |  |  |  |  | Non-Lead - Other |  |  | Installation date is after the lead ban |  |  |  |  | Non-Lead |  |  |  | Domestic
MTR_026319 | 20515 120TH AVE SE | L20 PANTHER LK TERR 2 |  |  | Non-Lead - Other | No |  | 0 | Installation date is after the lead ban |  |  |  |  | Non-Lead - Other |  |  | Installation date is after the lead ban |  |  |  |  | Non-Lead |  |  |  | Assumed
MTR_026119 | 11914 SE 206TH ST | L8 BLK 2 PANTHER LK TERR |  |  | Non-Lead - Other | No | 1978-07-26 | 0 | Installation date is after the lead ban |  |  |  |  | Non-Lead - Other |  |  | Installation date is after the lead ban |  |  |  |  | Non-Lead |  |  |  | Domestic
MTR_026120 | 11906 SE 206TH ST | LOT 1 PANTHER LAKE TERRACE #3 |  |  | Non-Lead - Other | No | 1978-07-26 | 0 | Installation date is after the lead ban |  |  |  |  | Non-Lead - Other |  |  | Installation date is after the lead ban |  |  |  |  | Non-Lead |  |  |  | Domestic
MTR_022695 | 12217 SE 196TH ST | L38 VISTA VIEW HGTS #2 |  |  | Non-Lead - Other | No | 2001-03-28 | 0 | Rectified Plan |  |  |  |  | Non-Lead - Other |  |  | Statistical analysis |  |  |  |  | Non-Lead |  |  |  | Domestic
MTR_022942 | 12201 SE 199TH ST | LOT 50 VISTA VIEW HEIGHTS #2 |  |  | Non-Lead - Other | No |  | 0 | Installation date is after the lead ban |  |  |  |  | Non-Lead - Other |  |  | Installation date is after the lead ban |  |  |  |  | Non-Lead |  |  |  | Domestic
MTR_022943 | 12205 SE 199TH ST | LOT 51 VISTA VIEW HEIGHTS 2 |  |  | Non-Lead - Other | No |  | 0 | Installation date is after the lead ban |  |  |  |  | Non-Lead - Other |  |  | Installation date is after the lead ban |  |  |  |  | Non-Lead |  |  |  | Domestic
MTR_025617 | 21416 131ST CT SE | LOT 2 HILLSHIRE TERRACE |  |  | Non-Lead - Other | No | 1995-09-19 | 0 | Installation date is after the lead ban |  |  |  |  | Non-Lead - Other |  |  | Installation date is after the lead ban |  |  |  |  | Non-Lead |  |  |  | Domestic
MTR_022945 | 12243 SE 199TH ST | L56 VISTA VIEW HGTS# 2 |  |  | Non-Lead - Other | No |  | 0 | Installation date is after the lead ban |  |  |  |  | Non-Lead - Other |  |  | Installation date is after the lead ban |  |  |  |  | Non-Lead |  |  |  | Domestic
MTR_015957 | 14722 SE 189TH PL | LOT 3 FIELDSTONE 2 |  |  | Non-Lead - Other | No | 2004-12-14 | 0 | Installation date is after the lead ban |  |  |  |  | Non-Lead - Other |  |  | Installation date is after the lead ban |  |  |  |  | Non-Lead |  |  |  | Domestic
MTR_015958 | 14720 SE 189TH PL | LOT 6 FIELDSTONE 2 |  |  | Non-Lead Plastic | No | 2004-12-14 | 0 | Field inspection only with no records | Yes | Visual inspection at meter pit | 2023-10-13 |  | Non-Lead Plastic |  |  | Field inspection only with no records | Yes | Visual inspection at meter pit | 2023-10-13 |  | Non-Lead |  |  |  | Domestic
MTR_023799 | 10208 SE 220TH PL | LOT 9 ANNANDALE |  |  | Non-Lead - Other | No |  | 0 | Installation date is after the lead ban |  |  |  |  | Non-Lead - Other |  |  | Installation date is after the lead ban |  |  |  |  | Non-Lead |  |  |  | Assumed
MTR_015399 | 16934 126TH PL SE | L 61 CASCADE VISTA 3 |  |  | Non-Lead - Other | No | 2010-10-25 | 0 | Rectified Plan |  |  |  |  | Non-Lead - Other |  |  | Statistical analysis |  |  |  |  | Non-Lead |  |  |  | Domestic
MTR_015401 | 12627 SE 169TH PL | L 59 CASCADE VISTA 3 |  |  | Non-Lead Plastic | No | 2011-08-10 | 0 | Field inspection only with no records | Yes | Visual inspection at meter pit | 2023-09-23 |  | Non-Lead Plastic |  |  | Field inspection only with no records | Yes | Visual inspection at meter pit | 2023-09-23 |  | Non-Lead |  |  |  | Domestic
MTR_015402 | 12635 SE 169TH PL | LOT 58 CASCADE VISTA #3 |  |  | Non-Lead Plastic | No | 2011-08-10 | 0 | Field inspection only with no records | Yes | Visual inspection at meter pit | 2023-09-23 |  | Non-Lead Plastic |  |  | Field inspection only with no records | Yes | Visual inspection at meter pit | 2023-09-23 |  | Non-Lead |  |  |  | Domestic
MTR_015405 | 12680 SE 169TH PL | LOT 57 CASCADE VISTA #3 |  |  | Non-Lead - Other | No | 2011-08-10 | 0 | Rectified Plan |  |  |  |  | Non-Lead - Other |  |  | Statistical analysis |  |  |  |  | Non-Lead |  |  |  | Domestic
MTR_015408 | 12656 SE 169TH PL | L 48 CASCADE VISTA 3 |  |  | Non-Lead - Other | No | 2011-08-10 | 0 | Rectified Plan |  |  |  |  | Non-Lead - Other |  |  | Statistical analysis |  |  |  |  | Non-Lead |  |  |  | Domestic
MTR_015409 | 12650 SE 169TH PL | L 47 CASCADE VISTA 3 |  |  | Non-Lead - Other | No | 2011-08-10 | 0 | Rectified Plan |  |  |  |  | Non-Lead - Other |  |  | Statistical analysis |  |  |  |  | Non-Lead |  |  |  | Domestic
MTR_015534 | 17115 125TH AVE SE | LOT 19 BLOCK CASCADE VISTA #1 |  |  | Non-Lead Plastic | No | 2010-10-25 | 0 | Field inspection only with no records | Yes | Visual inspection at meter pit | 2023-08-18 |  | Non-Lead Plastic |  |  | Field inspection only with no records | Yes | Visual inspection at meter pit | 2023-08-18 |  | Non-Lead |  |  |  | Domestic
MTR_030369 | 20803 135TH AVE SE | LOT 1 CRYSTAL GLEN |  |  | Non-Lead Plastic | No |  | 0 | Field inspection only with no records | Yes | Visual inspection at meter pit | 2023-11-04 |  | Non-Lead Plastic |  |  | Field inspection only with no records | Yes | Visual inspection at meter pit | 2023-11-04 |  | Non-Lead |  |  |  | Assumed
MTR_030370 | 13404 SE 209TH ST | L4 CRYSTAL GLEN |  |  | Non-Lead Plastic | No |  | 0 | Field inspection only with no records | Yes | Visual inspection at meter pit | 2023-10-18 |  | Non-Lead Plastic |  |  | Field inspection only with no records | Yes | Visual inspection at meter pit | 2023-10-18 |  | Non-Lead |  |  |  | Domestic
MTR_030242 | 16966 129TH AVE SE | L21 RENTON PARK #2 |  |  | Non-Lead - Other | Unknown |  |  | Statistical analysis |  |  |  |  | Non-Lead - Other |  |  | Statistical analysis |  |  |  |  | Non-Lead
MTR_014856 | 17046 124TH AVE SE | L16 BL1 CASCADE VISTA #1 |  |  | Non-Lead Plastic | No | 2010-10-25 | 0 | Field inspection only with no records | Yes | Visual inspection at meter pit | 2023-08-18 |  | Non-Lead Copper |  |  | Field inspection only with no records | Yes | Visual inspection at meter pit | 2023-08-18 |  | Non-Lead |  |  |  | Domestic
MTR_011302 | 16439 109TH AVE SE | SOUTH 68 LOT 10 BLOCK 9 AKERS FAR MS #6 |  |  | Non-Lead - Other | Unknown |  | 0 | Statistical analysis |  |  |  |  | Non-Lead - Other |  |  | Statistical analysis |  |  |  |  | Non-Lead |  |  |  | Assumed
MTR_014859 | 17026 124TH AVE SE | LOT 13 BLOCK 1 CASCADE VISTA #1 |  |  | Non-Lead - Other | No | 2010-10-25 | 0 | Rectified Plan |  |  |  |  | Non-Lead - Other |  |  | Statistical analysis |  |  |  |  | Non-Lead |  |  |  | Domestic
MTR_015411 | 12628 SE 169TH PL | LOT 44 CASCADE VISTA #3 |  |  | Non-Lead - Other | No | 2011-08-10 | 0 | Rectified Plan |  |  |  |  | Non-Lead - Other |  |  | Statistical analysis |  |  |  |  | Non-Lead |  |  |  | Domestic
MTR_015414 | 12614 SE 169TH PL | L 42 CASCADE VISTA 3 |  |  | Non-Lead - Other | No | 2011-08-10 | 0 | Rectified Plan |  |  |  |  | Non-Lead - Other |  |  | Statistical analysis |  |  |  |  | Non-Lead |  |  |  | Domestic
MTR_015416 | 12611 SE 169TH ST | L 38 CASCADE VISTA 3 |  |  | Non-Lead Plastic | No | 2011-08-10 | 0 | Field inspection only with no records | Yes | Visual inspection at meter pit | 2023-09-23 |  | Non-Lead Copper |  |  | Field inspection only with no records | Yes | Visual inspection at meter pit | 2023-09-23 |  | Non-Lead |  |  |  | Domestic
MTR_022939 | 19653 122ND PL SE | L46 VISTA VIEW HGTS #2 |  |  | Non-Lead - Other | No |  | 0 | Installation date is after the lead ban |  |  |  |  | Non-Lead - Other |  |  | Installation date is after the lead ban |  |  |  |  | Non-Lead |  |  |  | Domestic
MTR_022940 | 19659 122ND PL SE | L47 VISTA VIEW HGTS #2 |  |  | Non-Lead - Other | No |  | 0 | Installation date is after the lead ban |  |  |  |  | Non-Lead - Other |  |  | Installation date is after the lead ban |  |  |  |  | Non-Lead |  |  |  | Domestic
MTR_022949 | 12141 SE 198TH PL | L49 VISTA VIEW HGTS #2 |  |  | Non-Lead - Other | No |  | 0 | Installation date is after the lead ban |  |  |  |  | Non-Lead - Other |  |  | Installation date is after the lead ban |  |  |  |  | Non-Lead |  |  |  | Domestic
MTR_015417 | 12683 SE 169TH ST | L 30 CASCADE VISTA 3 |  |  | Non-Lead Plastic | No | 2011-08-10 | 0 | Rectified Plan | Yes | Visual inspection at the meter pit | 2024-02-13 |  | Galvanized Requiring Replacement |  |  | Field inspection only with no records | Yes | Visual inspection at the meter pit | 2024-02-13 |  | Galvanized Requiring Replacement |  |  |  | Domestic
MTR_015418 | 12695 SE 169TH ST | L 28 CASCADE VISTA 3 |  |  | Non-Lead - Other | No | 2011-08-10 | 0 | Rectified Plan |  |  |  |  | Non-Lead - Other |  |  | Statistical analysis |  |  |  |  | Non-Lead |  |  |  | Domestic
MTR_015419 | 12696 SE 169TH ST | L 27 CASCADE VISTA 3 |  |  | Non-Lead - Other | No | 2011-08-10 | 0 | Rectified Plan |  |  |  |  | Non-Lead - Other |  |  | Statistical analysis |  |  |  |  | Non-Lead |  |  |  | Domestic
MTR_015421 | 12684 SE 169TH ST | L 25 CASCADE VISTA 3 |  |  | Non-Lead Plastic | No | 2011-08-10 | 0 | Field inspection only with no records | Yes | Visual inspection at meter pit | 2023-09-23 |  | Non-Lead Plastic |  |  | Field inspection only with no records | Yes | Visual inspection at meter pit | 2023-09-23 |  | Non-Lead |  |  |  | Domestic
MTR_015422 | 12674 SE 169TH ST | L 24 CASCADE VISTA 3 |  |  | Non-Lead Plastic | No | 2011-08-10 | 0 | Field inspection only with no records | Yes | Visual inspection at meter pit | 2023-09-23 |  | Galvanized Requiring Replacement |  |  | Field inspection only with no records | Yes | Visual inspection at meter pit | 2023-09-23 |  | Galvanized Requiring Replacement |  |  |  | Domestic
MTR_015423 | 12629 SE 169TH ST | LOT 37 CASCADE VISTA #3 |  |  | Non-Lead Plastic | No | 2011-08-10 | 0 | Field inspection only with no records | Yes | Visual inspection at meter pit | 2023-01-21 |  | Non-Lead Plastic |  |  | Field inspection only with no records | Yes | Visual inspection at meter pit | 2023-01-21 |  | Non-Lead |  |  |  | Domestic
MTR_015424 | 12639 SE 169TH ST | L 36 CASCADE VISTA 3 |  |  | Non-Lead - Other | No | 2011-08-10 | 0 | Rectified Plan |  |  |  |  | Non-Lead - Other |  |  | Statistical analysis |  |  |  |  | Non-Lead |  |  |  | Domestic
MTR_015426 | 12659 SE 169TH ST | L 33 CASCADE VISTA 3 |  |  | Non-Lead - Other | No | 2011-08-10 | 0 | Rectified Plan |  |  |  |  | Non-Lead - Other |  |  | Statistical analysis |  |  |  |  | Non-Lead |  |  |  | Domestic
MTR_015429 | 12668 SE 169TH ST | L 23 CASCA |  |  | Non-Lead - Other | No | 2011-08-10 | 0 | Rectified Plan |  |  |  |  | Non-Lead - Other |  |  | Statistical analysis |  |  |  |  | Non-Lead |  |  |  | Domestic
MTR_015433 | 12630 SE 169TH ST | L 18 CASCADE VISTA 3 |  |  | Non-Lead Plastic | No | 2011-08-10 | 0 | Field inspection only with no records | Yes | Visual inspection at meter pit | 2023-09-23 |  | Galvanized Requiring Replacement |  |  | Field inspection only with no records | Yes | Visual inspection at meter pit | 2023-09-23 |  | Galvanized Requiring Replacement |  |  |  | Domestic
MTR_015435 | 12616 SE 169TH ST | L 16 CASCADE VISTA 3 |  |  | Non-Lead - Other | No | 2011-08-10 | 0 | Rectified Plan |  |  |  |  | Non-Lead - Other |  |  | Statistical analysis |  |  |  |  | Non-Lead |  |  |  | Domestic
MTR_015436 | 16820 126TH AVE SE | L 15 CASCADE VISTA 3 |  |  | Non-Lead Plastic | Unknown | 1960-01-13 | 0 | Field inspection only with no records | Yes | Visual inspection at meter pit | 2023-10-17 |  | Non-Lead Plastic |  |  | Field inspection only with no records | Yes | Visual inspection at meter pit | 2023-10-17 |  | Non-Lead |  |  |  | Domestic
MTR_015437 | 16812 126TH AVE SE | L 14 CASCADE VISTA 3 |  |  | Non-Lead - Other | Unknown |  | 0 | Statistical analysis |  |  |  |  | Non-Lead - Other |  |  | Statistical analysis |  |  |  |  | Non-Lead |  |  |  | Domestic
MTR_015438 | 16804 126TH AVE SE | L 13 CASCADE VISTA 3 |  |  | Non-Lead - Other | Unknown |  | 0 | Statistical analysis |  |  |  |  | Non-Lead - Other |  |  | Statistical analysis |  |  |  |  | Non-Lead |  |  |  | Domestic
MTR_015440 | 12631 SE 168TH ST | L 10 CASCADE VISTA 3 |  |  | Non-Lead Plastic | Unknown |  | 0 | Field inspection only with no records | Yes | Visual inspection at meter pit | 2023-09-23 |  | Galvanized Requiring Replacement |  |  | Field inspection only with no records | Yes | Visual inspection at meter pit | 2023-09-23 |  | Galvanized Requiring Replacement |  |  |  | Domestic
MTR_015441 | 12639 SE 168TH ST | L 9 CASCADE VISTA 3 |  |  | Non-Lead - Other | Unknown |  | 0 | Statistical analysis |  |  |  |  | Non-Lead - Other |  |  | Statistical analysis |  |  |  |  | Non-Lead |  |  |  | Domestic
MTR_015443 | 12663 SE 168TH ST | L 6 CASCADE VISTA 3 |  |  | Non-Lead Plastic | Unknown |  | 0 | Field inspection only with no records | Yes | Visual inspection at meter pit | 2023-09-23 |  | Non-Lead Copper |  |  | Field inspection only with no records | Yes | Visual inspection at meter pit | 2023-09-23 |  | Non-Lead |  |  |  | Domestic
MTR_015445 | 12677 SE 168TH ST | L 4 CASCADE VISTA 3 |  |  | Non-Lead Plastic | Unknown |  | 0 | Field inspection only with no records | Yes | Visual inspection at meter pit | 2023-09-23 |  | Non-Lead Plastic |  |  | Field inspection only with no records | Yes | Visual inspection at meter pit | 2023-09-23 |  | Non-Lead |  |  |  | Domestic
MTR_015446 | 12685 SE 168TH ST | LOT 3 CASCADE VISTA #3 |  |  | Non-Lead Plastic | Unknown |  | 0 | Converted CAD | Yes | Visual inspection at the meter pit | 2024-02-14 |  | Non-Lead Plastic |  |  | Field inspection only with no records | Yes | Visual inspection at the meter pit | 2024-02-14 |  | Non-Lead |  |  |  | Domestic
MTR_015482 | 12720 SE PETROVITSKY RD | LOT 1 BLK 1 BENSON HEIGHTS |  |  | Non-Lead Plastic | Unknown |  | 0 | Field inspection only with no records | Yes | Visual inspection at meter pit | 2023-08-23 |  | Non-Lead Plastic |  |  | Field inspection only with no records | Yes | Visual inspection at meter pit | 2023-08-23 |  | Non-Lead |  |  |  | Domestic
MTR_015483 | 12710 PETROVITSKY RD | L2 BLK1 BENSON HEIGHTS |  |  | Non-Lead - Other | Unknown |  | 0 | Statistical analysis |  |  |  |  | Non-Lead - Other |  |  | Statistical analysis |  |  |  |  | Non-Lead |  |  |  | Domestic
MTR_015488 | 12420 SE PETROVITSKY RD | L7 BLK 1 BENSON HEIGHTS |  |  | Non-Lead Plastic | Unknown |  | 0 | Field inspection only with no records | Yes | Visual inspection at meter pit | 2023-08-23 |  | Non-Lead Plastic |  |  | Field inspection only with no records | Yes | Visual inspection at meter pit | 2023-08-23 |  | Non-Lead |  |  |  | Domestic
MTR_015489 | 12406 PETROVITSKY RD | 9911-000045 |  |  | Non-Lead Plastic | Unknown |  | 0 | Field inspection only with no records | Yes | Visual inspection at meter pit | 2023-08-23 |  | Non-Lead Plastic |  |  | Field inspection only with no records | Yes | Visual inspection at meter pit | 2023-08-23 |  | Non-Lead |  |  |  | Domestic
MTR_015490 | 12328 PETROVITSKY RD | L9 BLK 1 BENSON HEIGHTS |  |  | Non-Lead - Other | Unknown |  | 0 | Statistical analysis |  |  |  |  | Non-Lead - Other |  |  | Statistical analysis |  |  |  |  | Non-Lead |  |  |  | Domestic
MTR_015017 | 12000 SE 170TH PL | LOT 16 BLOCK 7 CASCADE VISTA #1 |  |  | Non-Lead Plastic | No | 2010-10-25 | 1 | Field inspection only with no records | Yes | Visual inspection at meter pit | 2023-08-19 |  | Galvanized Requiring Replacement |  |  | Field inspection only with no records | Yes | Visual inspection at meter pit | 2023-08-19 |  | Galvanized Requiring Replacement |  |  |  | Domestic
MTR_015022 | 11860 SE 170TH PL | L11 BL7 CASCADE VISTA #1 |  |  | Non-Lead Plastic | No | 2010-10-25 | 1 | Rectified Plan | Yes | Visual inspection at the meter pit | 2024-02-13 |  | Non-Lead Plastic |  |  | Field inspection only with no records | Yes | Visual inspection at the meter pit | 2024-02-13 |  | Non-Lead |  |  |  | Domestic
MTR_015023 | 11852 SE 170TH PL | L10 BL7 CASCADE VISTA #1 |  |  | Non-Lead - Other | No | 2010-10-25 | 1 | Rectified Plan |  |  |  |  | Non-Lead - Other |  |  | Statistical analysis |  |  |  |  | Non-Lead |  |  |  | Domestic
MTR_015024 | 11846 SE 170TH PL | L9 BL7 CASCADE VISTA #1 |  |  | Non-Lead Plastic | No | 2010-10-25 | 1 | Field inspection only with no records | Yes | Visual inspection at meter pit | 2023-08-19 |  | Non-Lead Plastic |  |  | Field inspection only with no records | Yes | Visual inspection at meter pit | 2023-08-19 |  | Non-Lead |  |  |  | Domestic
MTR_014761 | 12122 SE PETROVITSKY RD | LOT 13 B1 BENSON HEIGHTS |  |  | Non-Lead Plastic | Unknown |  | 0 | Field inspection only with no records | Yes | Visual inspection at meter pit | 2023-08-23 |  | Non-Lead Copper |  |  | Field inspection only with no records | Yes | Visual inspection at meter pit | 2023-08-23 |  | Non-Lead |  |  |  | Domestic
MTR_014764 | 17460 117TH AVE SE | TAX LOT 49 STR 28-23-05 |  |  | Non-Lead - Other | No | 1997-10-13 | 0 | Rectified Plan |  |  |  |  | Non-Lead - Other |  |  | Statistical analysis |  |  |  |  | Non-Lead |  |  |  | Domestic
MTR_014765 | 17412 117TH AVE SE | TL 51 W 1/2 28-23-5 |  |  | Non-Lead Plastic | No | 1997-10-13 | 0 | Field inspection only with no records | Yes | Visual inspection at meter pit | 2023-08-18 |  | Non-Lead Plastic |  |  | Field inspection only with no records | Yes | Visual inspection at meter pit | 2023-08-18 |  | Non-Lead |  |  |  | Domestic
MTR_014766 | 17330 117TH AVE SE | TAX LOT 116 SEC 28-23-5 |  |  | Non-Lead - Other | No | 1997-10-13 | 0 | Installation date is after the lead ban |  |  |  |  | Non-Lead - Other |  |  | Installation date is after the lead ban |  |  |  |  | Non-Lead |  |  |  | Domestic
MTR_026271 | 20319 121ST CT SE | LOT 25 WHITNEY GLENN |  |  | Non-Lead - Other | No |  | 0 | Installation date is after the lead ban |  |  |  |  | Non-Lead - Other |  |  | Installation date is after the lead ban |  |  |  |  | Non-Lead |  |  |  | Domestic
MTR_026298 | 20304 120TH AVE SE | LOT 31 WHITNEY GLENN |  |  | Non-Lead - Other | No |  | 0 | Installation date is after the lead ban |  |  |  |  | Non-Lead - Other |  |  | Installation date is after the lead ban |  |  |  |  | Non-Lead |  |  |  | Domestic
MTR_026059 | 11815 SE 203RD ST | LOT 18 HEDLUND MEADOWS |  |  | Non-Lead - Other | No | 1995-08-01 | 0 | Installation date is after the lead ban |  |  |  |  | Non-Lead - Other |  |  | Installation date is after the lead ban |  |  |  |  | Non-Lead |  |  |  | Domestic
MTR_026300 | 20319 120TH AVE SE | LOT 2 EAST PANTHER #1 |  |  | Non-Lead - Other | No |  | 0 | Installation date is after the lead ban |  |  |  |  | Non-Lead - Other |  |  | Installation date is after the lead ban |  |  |  |  | Non-Lead |  |  |  | Domestic
MTR_026308 | 11920 SE 204TH ST | LOT 4 EAST PANTHER #1 |  |  | Non-Lead - Other | No |  | 0 | Installation date is after the lead ban |  |  |  |  | Non-Lead - Other |  |  | Installation date is after the lead ban |  |  |  |  | Non-Lead |  |  |  | Assumed
MTR_026280 | 11834 SE 204TH ST | LOT 9 EAST PANTHER #1 |  |  | Non-Lead - Other | No |  | 0 | Installation date is after the lead ban |  |  |  |  | Non-Lead - Other |  |  | Installation date is after the lead ban |  |  |  |  | Non-Lead |  |  |  | Assumed
MTR_026283 | 11820 SE 204TH ST | LOT 11 EAST PANTHER #1 |  |  | Non-Lead - Other | No |  | 0 | Installation date is after the lead ban |  |  |  |  | Non-Lead - Other |  |  | Installation date is after the lead ban |  |  |  |  | Non-Lead |  |  |  | Assumed
MTR_022950 | 12242 SE 199TH ST | L20 VISTA VIEW HGTS # 2 |  |  | Non-Lead - Other | No |  | 0 | Installation date is after the lead ban |  |  |  |  | Non-Lead - Other |  |  | Installation date is after the lead ban |  |  |  |  | Non-Lead |  |  |  | Domestic
MTR_022951 | 12234 SE 199TH ST | L21 VISTA HGTS # 2 |  |  | Non-Lead - Other | No |  | 0 | Installation date is after the lead ban |  |  |  |  | Non-Lead - Other |  |  | Installation date is after the lead ban |  |  |  |  | Non-Lead |  |  |  | Domestic
MTR_022952 | 12228 SE 199TH ST | L22 VISTA VIEW HGTS # 2 |  |  | Non-Lead - Other | No |  | 0 | Installation date is after the lead ban |  |  |  |  | Non-Lead - Other |  |  | Installation date is after the lead ban |  |  |  |  | Non-Lead |  |  |  | Domestic
MTR_022954 | 12212 SE 199TH ST | L24 VISTA VIEW HGTS # 2 |  |  | Non-Lead - Other | No |  | 0 | Installation date is after the lead ban |  |  |  |  | Non-Lead - Other |  |  | Installation date is after the lead ban |  |  |  |  | Non-Lead |  |  |  | Domestic
MTR_026284 | 11812 SE 204TH ST | LOT 13 EAST PANTHER #1 |  |  | Non-Lead - Other | No |  | 0 | Installation date is after the lead ban |  |  |  |  | Non-Lead - Other |  |  | Installation date is after the lead ban |  |  |  |  | Non-Lead |  |  |  | Domestic
MTR_026286 | 11808 SE 204TH ST | LOT 15 EAST PANTHER #1 |  |  | Non-Lead - Other | No |  | 0 | Installation date is after the lead ban |  |  |  |  | Non-Lead - Other |  |  | Installation date is after the lead ban |  |  |  |  | Non-Lead |  |  |  | Domestic
MTR_026288 | 11804 SE 204TH ST | LOT 17 EAST PANTHER #1 |  |  | Non-Lead - Other | No |  | 0 | Installation date is after the lead ban |  |  |  |  | Non-Lead - Other |  |  | Installation date is after the lead ban |  |  |  |  | Non-Lead |  |  |  | Domestic
MTR_022872 | 19822 108TH AVE SE | PRT 34 PANTHER LK GAR TR |  |  | Non-Lead Plastic | Unknown |  | 0 | Relative Placement | Yes | Visual inspection at the meter pit | 2024-01-31 |  | Non-Lead Plastic |  |  | Field inspection only with no records | Yes | Visual inspection at the meter pit | 2024-01-31 |  | Non-Lead |  |  |  | Assumed
MTR_022505 | 10855 SE 196TH ST | E135 OF THE N148.87 LOT 32 PANTHER LK GARDEN TRACT |  |  | Non-Lead - Other | Unknown |  | 0 | Statistical analysis |  |  |  |  | Non-Lead - Other |  |  | Statistical analysis |  |  |  |  | Non-Lead |  |  |  | Assumed
MTR_022506 | 11415 SE 196TH ST | TAX LOT 5 S-T-R NE 1/4 5-22-5 |  |  | Non-Lead - Other | No | 2004-07-26 | 0 | Rectified Plan |  |  |  |  | Non-Lead - Other |  |  | Statistical analysis |  |  |  |  | Non-Lead |  |  |  | Domestic
MTR_022880 | 19809 116TH AVE SE | TL147 E1/2 SEC 5-22-5 |  |  | Non-Lead Plastic | No | 1998-06-08 | 0 | Rectified Plan | Yes | Visual inspection at the meter pit | 2024-01-31 |  | Galvanized Requiring Replacement |  |  | Field inspection only with no records | Yes | Visual inspection at the meter pit | 2024-01-31 |  | Galvanized Requiring Replacement |  |  |  | Domestic
MTR_026181 | 20500 123RD PL SE | LOT 32 SWANSON COURT. |  |  | Non-Lead - Other | Unknown |  | 0 | Statistical analysis |  |  |  |  | Non-Lead - Other |  |  | Statistical analysis |  |  |  |  | Non-Lead |  |  |  | Domestic
MTR_026182 | 20501 123RD PL SE | LOT 33 SWANSON COURT. |  |  | Non-Lead - Other | Unknown |  | 0 | Statistical analysis |  |  |  |  | Non-Lead - Other |  |  | Statistical analysis |  |  |  |  | Non-Lead |  |  |  | Domestic
MTR_026183 | 20509 123RD PL SE | LOT 35 SWANSON COURT. |  |  | Non-Lead - Other | Unknown |  | 0 | Statistical analysis |  |  |  |  | Non-Lead - Other |  |  | Statistical analysis |  |  |  |  | Non-Lead |  |  |  | Domestic
MTR_026184 | 20513 123RD PL SE | LOT 36 SWANSON COURT. |  |  | Non-Lead - Other | Unknown |  | 0 | Statistical analysis |  |  |  |  | Non-Lead - Other |  |  | Statistical analysis |  |  |  |  | Non-Lead |  |  |  | Domestic
MTR_026185 | 20505 123RD PL SE | LOT 34 SWANSON COURT. |  |  | Non-Lead Plastic | Unknown |  | 0 | Converted CAD | Yes | Visual inspection at the meter pit | 2024-01-30 |  | Non-Lead Plastic |  |  | Field inspection only with no records | Yes | Visual inspection at the meter pit | 2024-01-30 |  | Non-Lead |  |  |  | Domestic
MTR_022799 | 11826 SE 200TH ST | LOT 44 SPRING HILL |  |  | Non-Lead - Other | No | 1995-07-13 | 0 | Installation date is after the lead ban |  |  |  |  | Non-Lead - Other |  |  | Installation date is after the lead ban |  |  |  |  | Non-Lead |  |  |  | Domestic
MTR_022811 | 11924 SE 200TH ST | LOT 1 SPRING HILL |  |  | Non-Lead - Other | No | 1995-07-13 | 0 | Installation date is after the lead ban |  |  |  |  | Non-Lead - Other |  |  | Installation date is after the lead ban |  |  |  |  | Non-Lead |  |  |  | Domestic
MTR_022830 | 11905 SE 198TH CT | LOT 15 SPRING HILL |  |  | Non-Lead - Other | No | 1995-07-13 | 0 | Installation date is after the lead ban |  |  |  |  | Non-Lead - Other |  |  | Installation date is after the lead ban |  |  |  |  | Non-Lead |  |  |  | Domestic
MTR_022835 | 11911 SE 198TH CT | LOT 16 SPRING HILL |  |  | Non-Lead - Other | No | 1995-07-13 | 0 | Installation date is after the lead ban |  |  |  |  | Non-Lead - Other |  |  | Installation date is after the lead ban |  |  |  |  | Non-Lead |  |  |  | Domestic
MTR_026261 | 20319 122ND CT SE | LOT 13 WHITNEY GLEN |  |  | Non-Lead - Other | No |  | 0 | Installation date is after the lead ban |  |  |  |  | Non-Lead - Other |  |  | Installation date is after the lead ban |  |  |  |  | Non-Lead |  |  |  | Domestic
MTR_026262 | 20325 122ND CT SE | LOT 14 WHITNEY GLEN |  |  | Non-Lead - Other | No |  | 0 | Installation date is after the lead ban |  |  |  |  | Non-Lead - Other |  |  | Installation date is after the lead ban |  |  |  |  | Non-Lead |  |  |  | Domestic
MTR_026266 | 20306 122ND AVE SE | LOT 16 WHITNEY GLENN |  |  | Non-Lead - Other | No |  | 0 | Installation date is after the lead ban |  |  |  |  | Non-Lead - Other |  |  | Installation date is after the lead ban |  |  |  |  | Non-Lead |  |  |  | Domestic
MTR_026267 | 20313 122ND AVE SE | LOT 18 WHITNEY GLEN |  |  | Non-Lead - Other | No |  | 0 | Installation date is after the lead ban |  |  |  |  | Non-Lead - Other |  |  | Installation date is after the lead ban |  |  |  |  | Non-Lead |  |  |  | Domestic
MTR_014861 | 17012 124TH AVE SE | L11 BL1 CASCADE VISTA #1 |  |  | Non-Lead - Other | No | 2010-10-25 | 0 | Rectified Plan |  |  |  |  | Non-Lead - Other |  |  | Statistical analysis |  |  |  |  | Non-Lead |  |  |  | Domestic
MTR_014862 | 17004 124TH AVE SE | L10 BL1 CASCADE VISTA #1 |  |  | Non-Lead - Other | No | 2010-10-25 | 0 | Rectified Plan |  |  |  |  | Non-Lead - Other |  |  | Statistical analysis |  |  |  |  | Non-Lead |  |  |  | Domestic
MTR_014863 | 16864 124TH AVE SE | L9 BL1 CASCADE VISTA #1 |  |  | Non-Lead - Other | No | 2010-10-25 | 0 | Rectified Plan |  |  |  |  | Non-Lead - Other |  |  | Statistical analysis |  |  |  |  | Non-Lead |  |  |  | Domestic
MTR_014864 | 16856 124TH AVE SE | LOT 8 BLOCK 1 CASCADE VISTA #1 |  |  | Non-Lead - Other | No | 2010-10-25 | 0 | Rectified Plan |  |  |  |  | Non-Lead - Other |  |  | Statistical analysis |  |  |  |  | Non-Lead |  |  |  | Domestic
MTR_014865 | 16848 124TH AVE SE | L7 BL1 CASCADE VISTA #1 |  |  | Non-Lead Plastic | No | 2010-10-25 | 1 | Field inspection only with no records | Yes | Visual inspection at meter pit | 2023-08-18 |  | Non-Lead Plastic |  |  | Field inspection only with no records | Yes | Visual inspection at meter pit | 2023-08-18 |  | Non-Lead |  |  |  | Domestic
MTR_026186 | 12242 SE 206TH ST | LOT 37 SWANSON COURT. |  |  | Non-Lead - Other | Unknown |  | 0 | Statistical analysis |  |  |  |  | Non-Lead - Other |  |  | Statistical analysis |  |  |  |  | Non-Lead |  |  |  | Domestic
MTR_026210 | 12218 SE 206TH ST | LOT 41 SWANSON COURT. |  |  | Non-Lead - Other | Unknown |  | 0 | Statistical analysis |  |  |  |  | Non-Lead - Other |  |  | Statistical analysis |  |  |  |  | Non-Lead |  |  |  | Domestic
MTR_026211 | 12212 SE 206TH ST | LOT 42 SWANSON COURT. |  |  | Non-Lead - Other | Unknown |  | 0 | Statistical analysis |  |  |  |  | Non-Lead - Other |  |  | Statistical analysis |  |  |  |  | Non-Lead |  |  |  | Domestic
MTR_026212 | 12206 SE 206TH ST | LOT 43 SWANSON COURT. |  |  | Non-Lead - Other | Unknown |  | 0 | Statistical analysis |  |  |  |  | Non-Lead - Other |  |  | Statistical analysis |  |  |  |  | Non-Lead |  |  |  | Domestic
MTR_026213 | 12202 SE 206TH ST | LOT 44 SWANSON COURT |  |  | Non-Lead - Other | Unknown |  | 0 | Statistical analysis |  |  |  |  | Non-Lead - Other |  |  | Statistical analysis |  |  |  |  | Non-Lead |  |  |  | Domestic
MTR_026215 | 12211 SE 206TH ST | LOT 46 SWANSON COURT. |  |  | Non-Lead - Other | Unknown |  | 0 | Statistical analysis |  |  |  |  | Non-Lead - Other |  |  | Statistical analysis |  |  |  |  | Non-Lead |  |  |  | Domestic
MTR_026216 | 12215 SE 206TH ST | LOT 47 SWANSON COURT. |  |  | Non-Lead - Other | Unknown |  | 0 | Statistical analysis |  |  |  |  | Non-Lead - Other |  |  | Statistical analysis |  |  |  |  | Non-Lead |  |  |  | Domestic
MTR_014868 | 16828 124TH AVE SE | L4 BL1 CASCADE VISTA#1 |  |  | Non-Lead - Other | No | 2010-10-25 | 1 | Rectified Plan |  |  |  |  | Non-Lead - Other |  |  | Statistical analysis |  |  |  |  | Non-Lead |  |  |  | Domestic
MTR_014869 | 16820 124TH AVE SE | L3 BL1 CASCADE VISTA #1 |  |  | Non-Lead Plastic | No | 2010-10-25 | 1 | Field inspection only with no records | Yes | Visual inspection at meter pit | 2023-08-18 |  | Galvanized Requiring Replacement |  |  | Field inspection only with no records | Yes | Visual inspection at meter pit | 2023-08-18 |  | Galvanized Requiring Replacement |  |  |  | Domestic
MTR_014872 | 16803 124TH AVE SE | L34 BL2 CASCADE VISTA#1 |  |  | Non-Lead Plastic | No | 2010-10-25 | 1 | Field inspection only with no records | Yes | Visual inspection at meter pit | 2023-08-18 |  | Galvanized Requiring Replacement |  |  | Field inspection only with no records | Yes | Visual inspection at meter pit | 2023-08-18 |  | Galvanized Requiring Replacement |  |  |  | Domestic
MTR_014874 | 16819 124TH AVE SE | LOT 32 BLOCK 2 CASCADE VISTA #2 |  |  | Non-Lead Plastic | No | 2010-10-25 | 1 | Field inspection only with no records | Yes | Visual inspection at meter pit | 2023-08-18 |  | Non-Lead Plastic |  |  | Field inspection only with no records | Yes | Visual inspection at meter pit | 2023-08-18 |  | Non-Lead |  |  |  | Domestic
MTR_014877 | 16841 124TH AVE SE | L29 BL2 CASCADE VISTA#1 |  |  | Non-Lead Plastic | No | 2010-10-25 | 1 | Field inspection only with no records | Yes | Visual inspection at meter pit | 2023-08-23 |  | Non-Lead Plastic |  |  | Field inspection only with no records | Yes | Visual inspection at meter pit | 2023-08-23 |  | Non-Lead |  |  |  | Domestic
MTR_014880 | 16863 124TH AVE SE | L26 BL2 CASCADE VISTA#1 |  |  | Non-Lead Plastic | No | 2010-10-25 | 0 | Field inspection only with no records | Yes | Visual inspection at meter pit | 2023-08-18 |  | Non-Lead Plastic |  |  | Field inspection only with no records | Yes | Visual inspection at meter pit | 2023-08-18 |  | Non-Lead |  |  |  | Domestic
MTR_026272 | 20318 121ST CT SE | LOT 21 WHITNEY GLENN |  |  | Non-Lead - Other | No |  | 0 | Installation date is after the lead ban |  |  |  |  | Non-Lead - Other |  |  | Installation date is after the lead ban |  |  |  |  | Non-Lead |  |  |  | Domestic
MTR_026274 | 20311 121ST CT SE | LOT 23 WHITNEY GLENN |  |  | Non-Lead - Other | No |  | 0 | Installation date is after the lead ban |  |  |  |  | Non-Lead - Other |  |  | Installation date is after the lead ban |  |  |  |  | Non-Lead |  |  |  | Domestic
MTR_014910 | 16835 123RD AVE SE | L30 B3 CASCADE VISTA #1 |  |  | Non-Lead Plastic | No | 2010-10-25 | 1 | Field inspection only with no records | Yes | Visual inspection at meter pit | 2023-08-19 |  | Galvanized Requiring Replacement |  |  | Field inspection only with no records | Yes | Visual inspection at meter pit | 2023-08-19 |  | Galvanized Requiring Replacement |  |  |  | Domestic
MTR_014912 | 16847 123RD AVE SE | L28 B3 CASCADE VISTA #1 |  |  | Non-Lead Plastic | No | 2010-10-25 | 1 | Field inspection only with no records | Yes | Visual inspection at meter pit | 2023-08-19 |  | Galvanized Requiring Replacement |  |  | Field inspection only with no records | Yes | Visual inspection at meter pit | 2023-08-19 |  | Galvanized Requiring Replacement |  |  |  | Domestic
MTR_014914 | 16863 123RD AVE SE | L26 B3 CASCADE VISTA #1 |  |  | Non-Lead Plastic | No | 2010-10-25 | 1 | Rectified Plan | Yes | Visual inspection at the meter pit | 2024-02-12 |  | Non-Lead Plastic |  |  | Field inspection only with no records | Yes | Visual inspection at the meter pit | 2024-02-12 |  | Non-Lead |  |  |  | Domestic
MTR_014915 | 17003 123RD AVE SE | L25 B3 CASCADE VISTA #1 |  |  | Non-Lead Plastic | No | 2010-10-25 | 1 | Field inspection only with no records | Yes | Visual inspection at meter pit | 2023-08-19 |  | Non-Lead Plastic |  |  | Field inspection only with no records | Yes | Visual inspection at meter pit | 2023-08-19 |  | Non-Lead |  |  |  | Domestic
MTR_014917 | 17017 123RD AVE SE | LOT 23 BLOCK 3 CASCADE VISTA #1 |  |  | Non-Lead - Other | No | 2010-10-25 | 1 | Rectified Plan |  |  |  |  | Non-Lead - Other |  |  | Statistical analysis |  |  |  |  | Non-Lead |  |  |  | Domestic
MTR_014918 | 17025 123RD AVE SE | L22 B3 CASCADE VISTA #1 |  |  | Non-Lead Plastic | No | 2010-10-25 | 1 | Rectified Plan | Yes | Visual inspection at the meter pit | 2024-02-12 |  | Copper |  |  | Field inspection only with no records | Yes | Visual inspection at the meter pit | 2024-02-12 |  | Non-Lead |  |  |  | Domestic
MTR_014920 | 17039 123RD AVE SE | L20 B3 CASCADE VISTA #1 |  |  | Non-Lead - Other | No | 2010-10-25 | 1 | Rectified Plan |  |  |  |  | Non-Lead - Other |  |  | Statistical analysis |  |  |  |  | Non-Lead |  |  |  | Domestic
MTR_014919 | 17033 123RD AVE SE | L21 B3 CASCADE VISTA #1 |  |  | Non-Lead - Other | No | 2010-10-25 | 1 | Rectified Plan |  |  |  |  | Non-Lead - Other |  |  | Statistical analysis |  |  |  |  | Non-Lead |  |  |  | Domestic
MTR_014921 | 17045 123RD AVE SE | L19 B3 CASCADE VISTA #1 |  |  | Non-Lead - Other | No | 2010-10-25 | 1 | Rectified Plan |  |  |  |  | Non-Lead - Other |  |  | Statistical analysis |  |  |  |  | Non-Lead |  |  |  | Domestic
MTR_014922 | 12210 SE 172ND ST | L18 B3 CASCADE VISTA #1 |  |  | Non-Lead Plastic | No | 2010-10-25 | 1 | Field inspection only with no records | Yes | Visual inspection at meter pit | 2023-08-19 |  | Non-Lead Plastic |  |  | Field inspection only with no records | Yes | Visual inspection at meter pit | 2023-08-19 |  | Non-Lead |  |  |  | Domestic
MTR_014923 | 12204 SE 172ND ST | LOT 17 BLK 3 CASCADE VISTA 1 |  |  | Non-Lead Plastic | No | 2010-10-25 | 1 | Rectified Plan | Yes | Visual inspection at the meter pit | 2024-02-12 |  | Non-Lead Plastic |  |  | Field inspection only with no records | Yes | Visual inspection at the meter pit | 2024-02-12 |  | Non-Lead |  |  |  | Domestic
MTR_014924 | 17046 122ND AVE SE | L16 B3 CASCADE VISTA #1 |  |  | Non-Lead - Other | No | 2010-10-25 | 1 | Rectified Plan |  |  |  |  | Non-Lead - Other |  |  | Statistical analysis |  |  |  |  | Non-Lead |  |  |  | Domestic
MTR_011133 | 11104 SE 162ND ST | E120 OF S84.21 LOT 3 BLOCK 1 AKER 'S FARMS #6 |  |  | Non-Lead - Other | Unknown |  | 0 | Statistical analysis |  |  |  |  | Non-Lead - Other |  |  | Statistical analysis |  |  |  |  | Non-Lead |  |  |  | Domestic
MTR_011134 | 10935 SE 162ND ST | LOT 1 BLK 3 AKERS FARMS #6 N 200 LESS E 265' |  |  | Non-Lead - Other | Unknown |  | 0 | Statistical analysis |  |  |  |  | Non-Lead - Other |  |  | Statistical analysis |  |  |  |  | Non-Lead |  |  |  | Domestic
MTR_011135 | 11103 SE 162ND ST | 9901-001125 |  |  | Non-Lead - Other | Unknown |  | 0 | Statistical analysis |  |  |  |  | Non-Lead - Other |  |  | Statistical analysis |  |  |  |  | Non-Lead |  |  |  | Domestic
MTR_011136 | 11105 SE 162ND ST | N200 L5 B10 AKERS FARMS 6 -E99 - W465.17' |  |  | Non-Lead - Other | Unknown |  | 0 | Statistical analysis |  |  |  |  | Non-Lead - Other |  |  | Statistical analysis |  |  |  |  | Non-Lead |  |  |  | Domestic
MTR_030168 | 11122 SE 164TH ST | 9901-001200 |  |  | Non-Lead - Other | Unknown |  | 0 | Statistical analysis |  |  |  |  | Non-Lead - Other |  |  | Statistical analysis |  |  |  |  | Non-Lead |  |  |  | Assumed
MTR_014925 | 17040 122ND AVE SE | L15 B3 CASCADE VISTA #1 |  |  | Non-Lead Plastic | No | 2010-10-25 | 1 | Field inspection only with no records | Yes | Visual inspection at meter pit | 2023-08-19 |  | Non-Lead Plastic |  |  | Field inspection only with no records | Yes | Visual inspection at meter pit | 2023-08-19 |  | Non-Lead |  |  |  | Domestic
MTR_014926 | 17034 122ND AVE SE | L14 B3 CASCADE VISTA #1 |  |  | Non-Lead - Other | No | 2010-10-25 | 1 | Rectified Plan |  |  |  |  | Non-Lead - Other |  |  | Statistical analysis |  |  |  |  | Non-Lead |  |  |  | Domestic
MTR_014927 | 17026 122ND AVE SE | L13 B3 CASCADE VISTA #1 |  |  | Non-Lead Plastic | No | 2010-10-25 | 1 | Field inspection only with no records | Yes | Visual inspection at meter pit | 2023-08-19 |  | Non-Lead Plastic |  |  | Field inspection only with no records | Yes | Visual inspection at meter pit | 2023-08-19 |  | Non-Lead |  |  |  | Domestic
MTR_014928 | 17018 122ND AVE SE | L12 B3 CASCADE VISTA #1 |  |  | Non-Lead - Other | No | 2010-10-25 | 1 | Rectified Plan |  |  |  |  | Non-Lead - Other |  |  | Statistical analysis |  |  |  |  | Non-Lead |  |  |  | Domestic
MTR_014841 | 16846 125TH AVE SE | L146 CASCADE VISTA #3 |  |  | Non-Lead - Other | No | 2010-10-25 | 1 | Rectified Plan |  |  |  |  | Non-Lead - Other |  |  | Statistical analysis |  |  |  |  | Non-Lead |  |  |  | Domestic
MTR_015525 | 16854 125TH AVE SE | LOT 147 CASCADE VISTA #3 |  |  | Non-Lead - Other | No | 2010-10-25 | 0 | Rectified Plan |  |  |  |  | Non-Lead - Other |  |  | Statistical analysis |  |  |  |  | Non-Lead |  |  |  | Domestic
MTR_014843 | 16832 125TH AVE SE | L 144 CASCADE VISTA #3 |  |  | Non-Lead - Other | No | 2010-10-25 | 1 | Rectified Plan |  |  |  |  | Non-Lead - Other |  |  | Statistical analysis |  |  |  |  | Non-Lead |  |  |  | Domestic
MTR_014767 | 17324 117TH AVE SE | TAX LOT 117 SECTION 28-23-5 |  |  | Non-Lead - Other | No | 1997-10-13 | 0 | Installation date is after the lead ban |  |  |  |  | Non-Lead - Other |  |  | Installation date is after the lead ban |  |  |  |  | Non-Lead |  |  |  | Domestic
MTR_014769 | 17304 117TH AVE SE | TAX LOT 119 S-T-R 28-23-5 |  |  | Non-Lead - Other | No | 1997-10-13 | 0 | Installation date is after the lead ban |  |  |  |  | Non-Lead - Other |  |  | Installation date is after the lead ban |  |  |  |  | Non-Lead |  |  |  | Domestic
MTR_014771 | 17234 117TH AVE SE | TAX LOT 120 SEC 28-23-5 |  |  | Non-Lead - Other | No | 1997-10-13 | 0 | Installation date is after the lead ban |  |  |  |  | Non-Lead - Other |  |  | Installation date is after the lead ban |  |  |  |  | Non-Lead |  |  |  | Domestic
MTR_014772 | 17228 117TH AVE SE | TAX LOT 21 SEC 28-23-5 |  |  | Non-Lead - Other | No |  | 0.75 | Installation date is after the lead ban |  |  |  |  | Non-Lead - Other |  |  | Installation date is after the lead ban |  |  |  |  | Non-Lead |  |  |  | Assumed
MTR_014774 | 17235 117TH AVE SE | LOT 3 KING COUNTY SHORT PLAT #18500 6 |  |  | Non-Lead - Other | No |  | 0.75 | Installation date is after the lead ban |  |  |  |  | Non-Lead - Other |  |  | Installation date is after the lead ban |  |  |  |  | Non-Lead |  |  |  | Assumed
MTR_014881 | 17003 124TH AVE SE | L25 BL2 CASCADE VISTA#1 |  |  | Non-Lead - Other | No | 2010-10-25 | 0 | Rectified Plan |  |  |  |  | Non-Lead - Other |  |  | Statistical analysis |  |  |  |  | Non-Lead |  |  |  | Domestic
MTR_014883 | 17017 124TH AVE SE | LOT 23 BLOCK 2 CASCADE VISTA #1 |  |  | Non-Lead - Other | No | 2010-10-25 | 0 | Rectified Plan |  |  |  |  | Non-Lead - Other |  |  | Statistical analysis |  |  |  |  | Non-Lead |  |  |  | Domestic
MTR_014884 | 17025 124TH AVE SE | L22 BL2 CASCADE VISTA#1 |  |  | Non-Lead Plastic | No | 2010-10-25 | 0 | Field inspection only with no records | Yes | Visual inspection at meter pit | 2023-08-18 |  | Galvanized Requiring Replacement |  |  | Field inspection only with no records | Yes | Visual inspection at meter pit | 2023-08-18 |  | Galvanized Requiring Replacement |  |  |  | Domestic
MTR_014885 | 17033 124TH AVE SE | L21 BL2 CASCADE VISTA#1 |  |  | Non-Lead Plastic | No | 2010-10-25 | 0 | Rectified Plan | Yes | Visual inspection at the meter pit | 2024-02-12 |  | Non-Lead Plastic |  |  | Field inspection only with no records | Yes | Visual inspection at the meter pit | 2024-02-12 |  | Non-Lead |  |  |  | Domestic
MTR_014886 | 17039 124TH AVE SE | L20 BL2 CASCADE VISTA#1 |  |  | Non-Lead Plastic | No | 2010-10-25 | 0 | Field inspection only with no records | Yes | Visual inspection at meter pit | 2023-08-18 |  | Galvanized Requiring Replacement |  |  | Field inspection only with no records | Yes | Visual inspection at meter pit | 2023-08-18 |  | Galvanized Requiring Replacement |  |  |  | Domestic
MTR_014773 | 17220 117TH AVE SE | TAX LOT 121 SEC 28-23-5 |  |  | Non-Lead Plastic | No |  | 0.75 | Field inspection only with no records | Yes | Visual inspection at meter pit | 2023-08-18 |  | Non-Lead Plastic |  |  | Field inspection only with no records | Yes | Visual inspection at meter pit | 2023-08-18 |  | Non-Lead |  |  |  | Assumed
MTR_014776 | 17241 117TH AVE SE | LOT 1 KING COUNTY SHORT PLAT #18500 6 |  |  | Non-Lead Plastic | No |  | 0.75 | Field inspection only with no records | Yes | Visual inspection at meter pit | 2023-08-18 |  | Non-Lead Plastic |  |  | Field inspection only with no records | Yes | Visual inspection at meter pit | 2023-08-18 |  | Non-Lead |  |  |  | Assumed
MTR_014778 | 17245 117TH AVE SE | TL 110 28-23-5 |  |  | Non-Lead Plastic | No | 1997-10-13 | 0 | Field inspection only with no records | Yes | Visual inspection at meter pit | 2023-08-18 |  | Non-Lead Plastic |  |  | Field inspection only with no records | Yes | Visual inspection at meter pit | 2023-08-18 |  | Non-Lead |  |  |  | Domestic
MTR_015959 | TRACT B FIELDSTONE-IRRIG. | TRACT B FIELDSTONE-IRRIG. |  |  | Non-Lead Plastic | No | 2004-12-14 | 0 | Field inspection only with no records | Yes | Visual inspection at meter pit | 2023-10-13 |  | Non-Lead Plastic |  |  | Field inspection only with no records | Yes | Visual inspection at meter pit | 2023-10-13 |  | Non-Lead |  |  |  | Domestic
MTR_015960 | 14617 SE 189TH PL | LOT 27 FIELDSTONE 2 |  |  | Non-Lead - Other | No | 2004-12-14 | 0 | Installation date is after the lead ban |  |  |  |  | Non-Lead - Other |  |  | Installation date is after the lead ban |  |  |  |  | Non-Lead |  |  |  | Domestic
MTR_014781 | 17307 117TH AVE SE | LOT 2 KCSP #185005 |  |  | Non-Lead Plastic | No | 1997-10-13 | 0 | Field inspection only with no records | Yes | Visual inspection at meter pit | 2023-08-23 |  | Non-Lead Plastic |  |  | Field inspection only with no records | Yes | Visual inspection at meter pit | 2023-08-23 |  | Non-Lead |  |  |  | Domestic
MTR_014782 | 17311 117TH AVE SE | LOT 1 KING COUNTY SHORT PLAT #18500 5 |  |  | Non-Lead - Other | No | 1997-10-13 | 0 | Installation date is after the lead ban |  |  |  |  | Non-Lead - Other |  |  | Installation date is after the lead ban |  |  |  |  | Non-Lead |  |  |  | Domestic
MTR_014784 | 17411 117TH AVE SE | TL 50 W 1/2 28-23-5 |  |  | Non-Lead - Other | No | 1997-10-13 | 0 | Rectified Plan |  |  |  |  | Non-Lead - Other |  |  | Statistical analysis |  |  |  |  | Non-Lead |  |  |  | Domestic
MTR_014953 | 17033 122ND AVE SE | L20 B4 CASCADE VISTA #1 |  |  | Non-Lead Plastic | No | 2010-10-25 | 1 | Rectified Plan | Yes | Visual inspection at the meter pit | 2024-02-12 |  | Non-Lead Plastic |  |  | Field inspection only with no records | Yes | Visual inspection at the meter pit | 2024-02-12 |  | Non-Lead |  |  |  | Domestic
MTR_014954 | 17039 122ND AVE SE | L19 B4 CASCADE VISTA #1 |  |  | Non-Lead - Other | No | 2010-10-25 | 1 | Rectified Plan |  |  |  |  | Non-Lead - Other |  |  | Statistical analysis |  |  |  |  | Non-Lead |  |  |  | Domestic
MTR_014958 | 12108 SE 170TH PL | L15 B4 CASCADE VISTA #1 |  |  | Non-Lead - Other | No | 2010-10-25 | 1 | Rectified Plan |  |  |  |  | Non-Lead - Other |  |  | Statistical analysis |  |  |  |  | Non-Lead |  |  |  | Domestic
MTR_014788 | 11610 SE PETROVITSKY RD | TL 20 W1/2 28-23-5 |  |  | Non-Lead Plastic | Unknown |  | 0.75 | Relative Placement | Yes | Visual inspection at the meter pit | 2024-02-12 |  | Galvanized Requiring Replacement |  |  | Field inspection only with no records | Yes | Visual inspection at the meter pit | 2024-02-12 |  | Galvanized Requiring Replacement |  |  |  | Assumed
MTR_014789 | 11602 SE PETROVITSKY RD | TL 48 W1/2 28-23-5 |  |  | Non-Lead - Other | Unknown |  | 0.75 | Statistical analysis |  |  |  |  | Non-Lead - Other |  |  | Statistical analysis |  |  |  |  | Non-Lead |  |  |  | Assumed
MTR_015963 | 14633 SE 189TH PL | LOT 22 FIELDSTONE 2 |  |  | Non-Lead - Other | No | 2004-12-14 | 0 | Installation date is after the lead ban |  |  |  |  | Non-Lead - Other |  |  | Installation date is after the lead ban |  |  |  |  | Non-Lead |  |  |  | Domestic
MTR_015964 | 14627 SE 189TH PL | LOT 23 FIELDSTONE 2 |  |  | Non-Lead - Other | No | 2004-12-14 | 0 | Installation date is after the lead ban |  |  |  |  | Non-Lead - Other |  |  | Installation date is after the lead ban |  |  |  |  | Non-Lead |  |  |  | Domestic
MTR_015965 | 14651 SE 189TH PL | LOT 19 FIELDSTONE 2 |  |  | Non-Lead - Other | No | 2004-12-14 | 0 | Installation date is after the lead ban |  |  |  |  | Non-Lead - Other |  |  | Installation date is after the lead ban |  |  |  |  | Non-Lead |  |  |  | Domestic
MTR_014901 | 16836 123RD AVE SE | L5 B2 CASCADE VISTA #1 |  |  | Non-Lead Plastic | No | 2010-10-25 | 1 | Field inspection only with no records | Yes | Visual inspection at meter pit | 2023-08-18 |  | Galvanized Requiring Replacement |  |  | Field inspection only with no records | Yes | Visual inspection at meter pit | 2023-08-18 |  | Galvanized Requiring Replacement |  |  |  | Domestic
MTR_014903 | 16820 123RD AVE SE | L3 B2 CASCADE VISTA #1 |  |  | Non-Lead Plastic | No | 2010-10-25 | 1 | Field inspection only with no records | Yes | Visual inspection at meter pit | 2023-08-18 |  | Galvanized Requiring Replacement |  |  | Field inspection only with no records | Yes | Visual inspection at meter pit | 2023-08-18 |  | Galvanized Requiring Replacement |  |  |  | Domestic
MTR_014905 | 16804 123RD AVE SE | L1 B2 CASCADE VISTA #1 |  |  | Non-Lead - Other | No | 2010-10-25 | 1 | Rectified Plan |  |  |  |  | Non-Lead - Other |  |  | Statistical analysis |  |  |  |  | Non-Lead |  |  |  | Domestic
MTR_014793 | 17428 116TH AVE SE | TAX LOT 56 SEC 28-23-5 |  |  | Non-Lead Plastic | No | 2018-01-18 | 1 | Field inspection only with no records | Yes | Visual inspection at meter pit | 2023-08-18 |  | Non-Lead Plastic |  |  | Field inspection only with no records | Yes | Visual inspection at meter pit | 2023-08-18 |  | Non-Lead |  |  |  | Domestic
MTR_014796 | 17400 116TH AVE SE | LOT 8 SPRINGLANE |  |  | Non-Lead - Other | No | 2018-01-18 | 1 | Statistical analysis |  |  |  |  | Non-Lead - Other |  |  | Statistical analysis |  |  |  |  | Non-Lead |  |  |  | Domestic
MTR_014848 | 16803 125TH AVE SE | L34 BL1 CASCADE VISTA #1 |  |  | Non-Lead - Other | No | 2010-10-25 | 1 | Rectified Plan |  |  |  |  | Non-Lead - Other |  |  | Statistical analysis |  |  |  |  | Non-Lead |  |  |  | Domestic
MTR_014850 | 16819 125TH AVE SE | L32 BL1 CASCADE VISTA #1 |  |  | Non-Lead Plastic | No | 2010-10-25 | 1 | Field inspection only with no records | Yes | Visual inspection at meter pit | 2023-08-18 |  | Non-Lead Plastic |  |  | Field inspection only with no records | Yes | Visual inspection at meter pit | 2023-08-18 |  | Non-Lead |  |  |  | Domestic
MTR_014852 | 16835 125TH AVE SE | L30 BL1 CASCADE VISTA #1 |  |  | Non-Lead Plastic | No | 2010-10-25 | 1 | Field inspection only with no records | Yes | Visual inspection at meter pit | 2023-08-18 |  | Galvanized Requiring Replacement |  |  | Field inspection only with no records | Yes | Visual inspection at meter pit | 2023-08-18 |  | Galvanized Requiring Replacement |  |  |  | Domestic
MTR_014854 | 16847 125TH AVE SE | LOT 28 BLK 1 CASCADE VISTA 1 |  |  | Non-Lead Plastic | No | 2010-10-25 | 1 | Field inspection only with no records | Yes | Visual inspection at meter pit | 2023-08-18 |  | Non-Lead Copper |  |  | Field inspection only with no records | Yes | Visual inspection at meter pit | 2023-08-18 |  | Non-Lead |  |  |  | Domestic
MTR_015527 | 16863 125TH AVE SE | L26 BL1 CASCADE VISTA #1 |  |  | Non-Lead Plastic | No | 2010-10-25 | 0 | Field inspection only with no records | Yes | Visual inspection at meter pit | 2023-08-18 |  | Galvanized Requiring Replacement |  |  | Field inspection only with no records | Yes | Visual inspection at meter pit | 2023-08-18 |  | Galvanized Requiring Replacement |  |  |  | Domestic
MTR_015530 | 17017 125TH AVE SE | LOT 23 BLOCK 1 CASCADE VISTA #1 |  |  | Non-Lead Plastic | No | 2010-10-25 | 0 | Field inspection only with no records | Yes | Visual inspection at meter pit | 2023-08-18 |  | Galvanized Requiring Replacement |  |  | Field inspection only with no records | Yes | Visual inspection at meter pit | 2023-08-18 |  | Galvanized Requiring Replacement |  |  |  | Domestic
MTR_015532 | 17103 125TH AVE SE | L21 BL1 CASCADE VISTA #1 |  |  | Non-Lead Plastic | No | 2010-10-25 | 0 | Field inspection only with no records | Yes | Visual inspection at meter pit | 2023-08-18 |  | Non-Lead Plastic |  |  | Field inspection only with no records | Yes | Visual inspection at meter pit | 2023-08-18 |  | Non-Lead |  |  |  | Domestic
MTR_015533 | 17109 125TH AVE SE | L20 BL1 CASCADE VISTA #1 |  |  | Non-Lead Plastic | No | 2010-10-25 | 0 | Field inspection only with no records | Yes | Visual inspection at meter pit | 2023-08-18 |  | Galvanized Requiring Replacement |  |  | Field inspection only with no records | Yes | Visual inspection at meter pit | 2023-08-18 |  | Galvanized Requiring Replacement |  |  |  | Domestic
MTR_016579 | 15107 SE 183RD DR | LOT 72 CARRIAGEWOOD#1 |  |  | Non-Lead - Other | No | 1980-06-01 | 0 | Installation date is after the lead ban |  |  |  |  | Non-Lead - Other |  |  | Installation date is after the lead ban |  |  |  |  | Non-Lead |  |  |  | Domestic
MTR_014800 | 17240 116TH AVE SE | L4 SPRING LANE |  |  | Non-Lead Plastic | No | 2018-01-18 | 0.75 | Field inspection only with no records | Yes | Visual inspection at meter pit | 2023-08-18 |  | Non-Lead - Other |  |  | Statistical analysis |  |  |  |  | Non-Lead |  |  |  | Assumed
MTR_014806 | 11659 SE 170TH PL | L4 BLK8 CASCADE VISTA #1 |  |  | Non-Lead Plastic | No | 2010-10-25 | 1 | Field inspection only with no records | Yes | Visual inspection at meter pit | 2023-08-18 |  | Non-Lead Plastic |  |  | Field inspection only with no records | Yes | Visual inspection at meter pit | 2023-08-18 |  | Non-Lead |  |  |  | Domestic
MTR_014807 | 11665 SE 170TH PL | L5 BLK8 CASCADE VISTA #1 |  |  | Non-Lead - Other | No | 2010-10-25 | 1 | Rectified Plan |  |  |  |  | Non-Lead - Other |  |  | Statistical analysis |  |  |  |  | Non-Lead |  |  |  | Domestic
MTR_028860 | 21722 111TH AVE SE | L 15 B3 TWIN MAPLES |  |  | Non-Lead - Other | No |  | 0 | Installation date is after the lead ban |  |  |  |  | Non-Lead - Other |  |  | Installation date is after the lead ban |  |  |  |  | Non-Lead |  |  |  | Assumed
MTR_024259 | 20838 109TH LN SE | L33 BENSON H TOWNHOUSE |  |  | Non-Lead - Other | No |  | 5.25 | Installation date is after the lead ban |  |  |  |  | Non-Lead - Other |  |  | Installation date is after the lead ban |  |  |  |  | Non-Lead |  |  |  | Hydrant
MTR_023484 | 11304 SE 212TH ST | L11 BENSON HILLS #2 |  |  | Non-Lead - Other | No | 2006-03-17 | 0 | Rectified Plan |  |  |  |  | Non-Lead - Other |  |  | Statistical analysis |  |  |  |  | Non-Lead |  |  |  | Domestic
MTR_014827 | 12137 SE 172ND ST | L8 BLK10 CASCADE VISTA#1 |  |  | Non-Lead Plastic | No | 2010-10-25 | 1 | Rectified Plan | Yes | Visual inspection at the meter pit | 2024-02-12 |  | Galvanized Requiring Replacement |  |  | Field inspection only with no records | Yes | Visual inspection at the meter pit | 2024-02-12 |  | Galvanized Requiring Replacement |  |  |  | Domestic
MTR_014828 | 12145 SE 172ND ST | LOT 9 BLOCK 10 CASCADE VISTA #1 |  |  | Non-Lead - Other | No | 2010-10-25 | 1 | Rectified Plan |  |  |  |  | Non-Lead - Other |  |  | Statistical analysis |  |  |  |  | Non-Lead |  |  |  | Domestic
MTR_014831 | 12215 SE 172ND ST | L15 BLK10 CASCADE VISTA1 |  |  | Non-Lead Plastic | No | 2010-10-25 | 1 | Field inspection only with no records | Yes | Visual inspection at meter pit | 2023-08-18 |  | Non-Lead Plastic |  |  | Field inspection only with no records | Yes | Visual inspection at meter pit | 2023-08-18 |  | Non-Lead |  |  |  | Domestic
MTR_015729 | 1131 S 36TH PL | LOT 110 SUNNYBROOK |  |  | Non-Lead Plastic | No | 2004-01-22 | 0 | Field inspection only with no records | Yes | Visual inspection at meter pit | 2023-02-03 |  | Non-Lead Plastic |  |  | Field inspection only with no records | Yes | Visual inspection at meter pit | 2023-02-03 |  | Non-Lead |  |  |  | Domestic
MTR_015968 | 18905 146TH AVE SE | TAX LOT 152 S-T-R 34-23-5 |  |  | Non-Lead Plastic | No | 2003-03-05 | 0 | Field inspection only with no records | Yes | Visual inspection at meter pit | 2023-11-30 |  | Non-Lead Plastic |  |  | Field inspection only with no records | Yes | Visual inspection at meter pit | 2023-11-30 |  | Non-Lead |  |  |  | Domestic
MTR_014907 | 16811 123RD AVE SE | LOT 33 BLOCK 3 CASCADE VISTA #1 |  |  | Non-Lead - Copper | No | 2010-10-25 | 1 | Rectified Plan | No |  |  |  | Galvanized Requiring Replacement |  |  | Field inspection only with no records | Yes | Visual inspection at meter pit | 2023-09-20 |  | Galvanized Requiring Replacement |  |  |  | Domestic
MTR_014934 | 16842 122ND AVE SE | L6 B3 CASCADE VISTA #1 |  |  | Non-Lead - Other | No | 2010-10-25 | 1 | Rectified Plan |  |  |  |  | Non-Lead - Other |  |  | Statistical analysis |  |  |  |  | Non-Lead |  |  |  | Domestic
MTR_014911 | 16841 123RD AVE SE | L29 B3 CASCADE VISTA #1 |  |  | Non-Lead - Copper | No | 2010-10-25 | 1 | Rectified Plan | No |  |  |  | Non-Lead - Other |  |  | Statistical analysis |  |  |  |  | Non-Lead |  |  |  | Domestic
MTR_014895 | 17012 123RD AVE SE | L11 B2 CASCADE VISTA #1 |  |  | Non-Lead Plastic | No | 2010-10-25 | 1 | Field inspection only with no records | Yes | Visual inspection at meter pit | 2023-08-24 |  | Non-Lead Plastic |  |  | Field inspection only with no records | Yes | Visual inspection at meter pit | 2023-08-24 |  | Non-Lead |  |  |  | Domestic
MTR_014897 | 16864 123RD AVE SE | L9 B2 CASCADE VISTA #1 |  |  | Non-Lead Plastic | No | 2010-10-25 | 1 | Field inspection only with no records | Yes | Visual inspection at meter pit | 2023-08-18 |  | Non-Lead Plastic |  |  | Field inspection only with no records | Yes | Visual inspection at meter pit | 2023-08-18 |  | Non-Lead |  |  |  | Domestic
MTR_014898 | 16856 123RD AVE SE | L8 B2 CASCADE VISTA #1 |  |  | Non-Lead Plastic | No | 2010-10-25 | 1 | Field inspection only with no records | Yes | Visual inspection at meter pit | 2023-08-18 |  | Non-Lead Plastic |  |  | Field inspection only with no records | Yes | Visual inspection at meter pit | 2023-08-18 |  | Non-Lead |  |  |  | Domestic
MTR_014941 | 16811 122ND AVE SE | L32 B4 CASCADE VISTA #1 |  |  | Non-Lead - Other | No | 2010-10-25 | 1 | Rectified Plan |  |  |  |  | Non-Lead - Other |  |  | Statistical analysis |  |  |  |  | Non-Lead |  |  |  | Domestic
MTR_014942 | 16819 122ND AVE SE | L31 B4 CASCADE VISTA #1 |  |  | Non-Lead Plastic | No | 2010-10-25 | 1 | Field inspection only with no records | Yes | Visual inspection at meter pit | 2023-08-19 |  | Non-Lead Plastic |  |  | Field inspection only with no records | Yes | Visual inspection at meter pit | 2023-08-19 |  | Non-Lead |  |  |  | Domestic
MTR_014945 | 16841 122ND AVE SE | L28 B4 CASCADE VISTA #1 |  |  | Non-Lead Plastic | No | 2010-10-25 | 1 | Field inspection only with no records | Yes | Visual inspection at meter pit | 2023-08-19 |  | Non-Lead Plastic |  |  | Field inspection only with no records | Yes | Visual inspection at meter pit | 2023-08-19 |  | Non-Lead |  |  |  | Domestic
MTR_015969 | 14618 SE 189TH PL | LOT 8 FIELDSTONE 2 |  |  | Non-Lead - Other | No | 2004-12-14 | 0 | Installation date is after the lead ban |  |  |  |  | Non-Lead - Other |  |  | Installation date is after the lead ban |  |  |  |  | Non-Lead |  |  |  | Domestic
MTR_019823 | 18884 108TH LN SE | LOT 59 BELGROVE @ RENTON PH 4 |  |  | Non-Lead Plastic | No | 2004-06-30 | 0 | Field inspection only with no records | Yes | Visual inspection at meter pit | 2023-09-30 |  | Non-Lead Plastic |  |  | Field inspection only with no records | Yes | Visual inspection at meter pit | 2023-09-30 |  | Non-Lead |  |  |  | Domestic
MTR_014948 | 16863 122ND AVE SE | L25 B4 CASCADE VISTA #1 |  |  | Non-Lead Plastic | No | 2010-10-25 | 1 | Field inspection only with no records | Yes | Visual inspection at meter pit | 2023-08-19 |  | Non-Lead Plastic |  |  | Field inspection only with no records | Yes | Visual inspection at meter pit | 2023-08-19 |  | Non-Lead |  |  |  | Domestic
MTR_014949 | 17003 122ND AVE SE | L24 B4 CASCADE VISTA #1 |  |  | Non-Lead - Other | No | 2010-10-25 | 1 | Rectified Plan |  |  |  |  | Non-Lead - Other |  |  | Statistical analysis |  |  |  |  | Non-Lead |  |  |  | Domestic
MTR_014809 | 11809 SE 170TH PL | L7 BLK8 CASCADE VISTA #1 |  |  | Non-Lead - Other | No | 2010-10-25 | 1 | Rectified Plan |  |  |  |  | Non-Lead - Other |  |  | Statistical analysis |  |  |  |  | Non-Lead |  |  |  | Domestic
MTR_014811 | 11823 SE 170TH PL | L9 BLK8 CASCADE VISTA #1 |  |  | Non-Lead - Other | No | 2010-10-25 | 1 | Rectified Plan |  |  |  |  | Non-Lead - Other |  |  | Statistical analysis |  |  |  |  | Non-Lead |  |  |  | Domestic
MTR_014813 | 11839 SE 170TH PL | LOT 11 BLK 8 CASCADE VISTA 1 |  |  | Non-Lead - Other | No | 2010-10-25 | 1 | Rectified Plan |  |  |  |  | Non-Lead - Other |  |  | Statistical analysis |  |  |  |  | Non-Lead |  |  |  | Domestic
MTR_014816 | 11859 SE 170TH PL | LOT 14 BLOCK 8 CASCADE VISTA #1 |  |  | Non-Lead - Other | No | 2010-10-25 | 1 | Rectified Plan |  |  |  |  | Non-Lead - Other |  |  | Statistical analysis |  |  |  |  | Non-Lead |  |  |  | Domestic
MTR_014819 | 11905 SE 170TH PL | L1 BLK9 CASCADE VISTA #1 |  |  | Non-Lead Plastic | No | 2010-10-25 | 1 | Field inspection only with no records | Yes | Visual inspection at meter pit | 2023-08-18 |  | Non-Lead Plastic |  |  | Field inspection only with no records | Yes | Visual inspection at meter pit | 2023-08-18 |  | Non-Lead |  |  |  | Domestic
MTR_014821 | 12015 SE 170TH PL | L2 BLK10 CASCADE VISTA#1 |  |  | Non-Lead - Other | No | 2010-10-25 | 1 | Rectified Plan |  |  |  |  | Non-Lead - Other |  |  | Statistical analysis |  |  |  |  | Non-Lead |  |  |  | Domestic
MTR_014825 | 12121 SE 170TH PL | L6 BLK10 CASCADE VISTA#1 |  |  | Non-Lead - Other | No | 2010-10-25 | 1 | Rectified Plan |  |  |  |  | Non-Lead - Other |  |  | Statistical analysis |  |  |  |  | Non-Lead |  |  |  | Domestic
MTR_022509 | 19306 113TH PL SE | LOT 32 PANTHER MEADOWS |  |  | Non-Lead - Other | No | 2004-07-26 | 0 | Installation date is after the lead ban |  |  |  |  | Non-Lead - Other |  |  | Installation date is after the lead ban |  |  |  |  | Non-Lead |  |  |  | Domestic
MTR_015723 | 810 S 38TH CT | LOT 33 SUNNYBROOK |  |  | Non-Lead - Other | No | 2004-01-22 | 0 | Installation date is after the lead ban |  |  |  |  | Non-Lead - Other |  |  | Installation date is after the lead ban |  |  |  |  | Non-Lead |  |  |  | Domestic
MTR_029492 | 11609 SE 228TH PL | LOT 2 HUNTERS RUN |  |  | Non-Lead - Other | No |  | 0 | Installation date is after the lead ban |  |  |  |  | Non-Lead - Other |  |  | Installation date is after the lead ban |  |  |  |  | Non-Lead |  |  |  | Domestic
MTR_014832 | 12301 SE 172ND ST | L13 BLK10 CASCADE VISTA1 |  |  | Non-Lead Plastic | No | 2010-10-25 | 1 | Rectified Plan | Yes | Visual inspection at the meter pit | 2024-02-12 |  | Non-Lead Plastic |  |  | Field inspection only with no records | Yes | Visual inspection at the meter pit | 2024-02-12 |  | Non-Lead |  |  |  | Domestic
MTR_014835 | 12323 SE 172ND ST | L16 BLK10 CASCADE VISTA1 |  |  | Non-Lead - Other | No | 2010-10-25 | 0 | Rectified Plan |  |  |  |  | Non-Lead - Other |  |  | Statistical analysis |  |  |  |  | Non-Lead |  |  |  | Domestic
MTR_014836 | 12401 SE 172ND ST | L17 BLK10 CASCADE VISTA1 |  |  | Non-Lead Plastic | No | 2010-10-25 | 0 | Field inspection only with no records | Yes | Visual inspection at meter pit | 2023-08-18 |  | Galvanized Requiring Replacement |  |  | Field inspection only with no records | Yes | Visual inspection at meter pit | 2023-08-18 |  | Galvanized Requiring Replacement |  |  |  | Domestic
MTR_014838 | 12415 SE 172ND ST | L19 BLK10 CASCADE VISTA1 |  |  | Non-Lead - Other | No | 2010-10-25 | 0 | Rectified Plan |  |  |  |  | Non-Lead - Other |  |  | Statistical analysis |  |  |  |  | Non-Lead |  |  |  | Domestic
MTR_015496 | 12413 SE 173RD PL | L8 VISTA VIEW HEIGHTS #1 |  |  | Non-Lead Plastic | No | 2002-08-09 | 0 | Field inspection only with no records | Yes | Visual inspection at meter pit | 2023-08-18 |  | Non-Lead Plastic |  |  | Field inspection only with no records | Yes | Visual inspection at meter pit | 2023-08-18 |  | Non-Lead |  |  |  | Domestic
MTR_015517 | 17120 125TH AVE SE | LOT 132 CASCADE VISTA #3 |  |  | Non-Lead Plastic | No | 2010-10-25 | 0 | Field inspection only with no records | Yes | Visual inspection at meter pit | 2023-08-18 |  | Non-Lead - Other |  |  | Statistical analysis |  |  |  |  | Non-Lead |  |  |  | Domestic
MTR_015518 | 17112 125TH AVE SE | L131 CASCADE VISTA #3 |  |  | Non-Lead Plastic | No | 2010-10-25 | 0 | Field inspection only with no records | Yes | Visual inspection at meter pit | 2023-08-18 |  | Galvanized Requiring Replacement |  |  | Field inspection only with no records | Yes | Visual inspection at meter pit | 2023-08-18 |  | Galvanized Requiring Replacement |  |  |  | Domestic
MTR_015519 | 17104 125TH AVE SE | L130 CASCADE VISTA #3 |  |  | Non-Lead - Other | No | 2010-10-25 | 0 | Rectified Plan |  |  |  |  | Non-Lead - Other |  |  | Statistical analysis |  |  |  |  | Non-Lead |  |  |  | Domestic
MTR_015520 | 16890 125TH AVE SE | L 152 CASCADE VISTA #3 |  |  | Non-Lead - Other | No | 2010-10-25 | 0 | Rectified Plan |  |  |  |  | Non-Lead - Other |  |  | Statistical analysis |  |  |  |  | Non-Lead |  |  |  | Domestic
MTR_014887 | 17045 124TH AVE SE | L19 BL2 CASCADE VISTA#1 |  |  | Non-Lead - Other | No | 2010-10-25 | 0 | Rectified Plan |  |  |  |  | Non-Lead - Other |  |  | Statistical analysis |  |  |  |  | Non-Lead |  |  |  | Domestic
MTR_014888 | 12314 SE 172ND ST | L18 BL2 CASCADE VISTA#1 |  |  | Non-Lead Plastic | No | 2010-10-25 | 0 | Field inspection only with no records | Yes | Visual inspection at meter pit | 2023-08-18 |  | Non-Lead Plastic |  |  | Field inspection only with no records | Yes | Visual inspection at meter pit | 2023-08-18 |  | Non-Lead |  |  |  | Domestic
MTR_014890 | 17046 123RD AVE SE | L16 B2 CASCADE VISTA #1 |  |  | Non-Lead - Other | No | 2010-10-25 | 1 | Rectified Plan |  |  |  |  | Non-Lead - Other |  |  | Statistical analysis |  |  |  |  | Non-Lead |  |  |  | Domestic
MTR_014892 | 17034 123RD AVE SE | L14 B2 CASCADE VISTA #1 |  |  | Non-Lead Plastic | No | 2010-10-25 | 1 | Field inspection only with no records | Yes | Visual inspection at meter pit | 2023-08-18 |  | Non-Lead Plastic |  |  | Field inspection only with no records | Yes | Visual inspection at meter pit | 2023-08-18 |  | Non-Lead |  |  |  | Domestic
MTR_014893 | 17026 123RD AVE SE | L13 B3 CASCADE VISTA #1 |  |  | Non-Lead - Other | No | 2010-10-25 | 1 | Rectified Plan |  |  |  |  | Non-Lead - Other |  |  | Statistical analysis |  |  |  |  | Non-Lead |  |  |  | Domestic
MTR_015026 | 11832 SE 170TH PL | L7 BL7 CASCADE VISTA #1 |  |  | Non-Lead - Other | No | 2010-10-25 | 1 | Rectified Plan |  |  |  |  | Non-Lead - Other |  |  | Statistical analysis |  |  |  |  | Non-Lead |  |  |  | Domestic
MTR_015027 | 11826 SE 170TH PL | L6 BL7 CASCADE VISTA #1 |  |  | Non-Lead - Other | No | 2010-10-25 | 1 | Rectified Plan |  |  |  |  | Non-Lead - Other |  |  | Statistical analysis |  |  |  |  | Non-Lead |  |  |  | Domestic
MTR_015028 | 11818 SE 170TH PL | L5 BL7 CASCADE VISTA #1 |  |  | Non-Lead Plastic | No | 2010-10-25 | 1 | Field inspection only with no records | Yes | Visual inspection at meter pit | 2023-08-19 |  | Non-Lead Plastic |  |  | Field inspection only with no records | Yes | Visual inspection at meter pit | 2023-08-19 |  | Non-Lead |  |  |  | Domestic
MTR_015029 | 11810 SE 170TH PL | L4 BL5 CASCADE VISTA #1 |  |  | Non-Lead Plastic | No | 2010-10-25 | 1 | Field inspection only with no records | Yes | Visual inspection at meter pit | 2023-08-19 |  | Non-Lead Plastic |  |  | Field inspection only with no records | Yes | Visual inspection at meter pit | 2023-08-19 |  | Non-Lead |  |  |  | Domestic
MTR_015030 | 11802 SE 170TH PL | L3 BL7 CASCADE VISTA #1 |  |  | Non-Lead Plastic | No | 2010-10-25 | 1 | Field inspection only with no records | Yes | Visual inspection at meter pit | 2023-08-19 |  | Galvanized Requiring Replacement |  |  | Field inspection only with no records | Yes | Visual inspection at meter pit | 2023-08-19 |  | Galvanized Requiring Replacement |  |  |  | Domestic
MTR_015034 | 11823 SE 168TH ST | L35 BL7 CASCADE VISTA #1 |  |  | Non-Lead Plastic | No | 2006-06-08 | 1 | Field inspection only with no records | Yes | Visual inspection at meter pit | 2023-08-19 |  | Non-Lead Plastic |  |  | Field inspection only with no records | Yes | Visual inspection at meter pit | 2023-08-19 |  | Non-Lead |  |  |  | Domestic
MTR_026190 | 20606 123RD PL SE | LOT 25 SWANSON COURT |  |  | Non-Lead - Other | Unknown |  | 0 | Statistical analysis |  |  |  |  | Non-Lead - Other |  |  | Statistical analysis |  |  |  |  | Non-Lead |  |  |  | Domestic
MTR_026191 | 20602 123RD PL SE | LOT 26 SWANSON COURT |  |  | Non-Lead - Other | Unknown |  | 0 | Statistical analysis |  |  |  |  | Non-Lead - Other |  |  | Statistical analysis |  |  |  |  | Non-Lead |  |  |  | Domestic
MTR_026218 | 12223 SE 206TH ST | LOT 49 SWANSON COURT. |  |  | Non-Lead - Other | Unknown |  | 0 | Statistical analysis |  |  |  |  | Non-Lead - Other |  |  | Statistical analysis |  |  |  |  | Non-Lead |  |  |  | Domestic
MTR_026222 | 12243 SE 206TH ST | LOT 54 SWANSON COURT |  |  | Non-Lead - Other | Unknown |  | 0 | Statistical analysis |  |  |  |  | Non-Lead - Other |  |  | Statistical analysis |  |  |  |  | Non-Lead |  |  |  | Domestic
MTR_026205 | 12200 SE 207TH ST | RECREATION BUILDING SWANSON COURT |  |  | Non-Lead - Other | Unknown |  | 0 | Statistical analysis |  |  |  |  | Non-Lead - Other |  |  | Statistical analysis |  |  |  |  | Non-Lead |  |  |  | Domestic
MTR_026206 | 12220 SE 207TH ST | LOT 59 SWANSON COURT. |  |  | Non-Lead - Other | Unknown |  | 0 | Statistical analysis |  |  |  |  | Non-Lead - Other |  |  | Statistical analysis |  |  |  |  | Non-Lead |  |  |  | Domestic
MTR_011238 | 16408 113TH AVE SE | N 65 OF S 150 OF N 232 L1 BLK 5 AKERS FARMS #6 |  |  | Non-Lead - Other | Unknown |  | 0 | Statistical analysis |  |  |  |  | Non-Lead - Other |  |  | Statistical analysis |  |  |  |  | Non-Lead |  |  |  | Domestic
MTR_019825 | 18885 108TH LN SE | LOT 44 BELGROVE @ RENTON PH 4 |  |  | Non-Lead Plastic | No | 2004-06-30 | 0 | Field inspection only with no records | Yes | Visual inspection at meter pit | 2023-09-29 |  | Non-Lead Plastic |  |  | Field inspection only with no records | Yes | Visual inspection at meter pit | 2023-09-29 |  | Non-Lead |  |  |  | Domestic
MTR_019826 | 18887 108TH LN SE | LOT 43 BELGROVE @ RENTON PH 4 |  |  | Non-Lead Plastic | No | 2004-06-30 | 0 | Field inspection only with no records | Yes | Visual inspection at meter pit | 2023-09-29 |  | Non-Lead Plastic |  |  | Field inspection only with no records | Yes | Visual inspection at meter pit | 2023-09-29 |  | Non-Lead |  |  |  | Domestic
MTR_019827 | 18883 108TH LN SE | LOT 45 BELGROVE @ RENTON PH 4 |  |  | Non-Lead Plastic | No | 2004-06-30 | 0 | Field inspection only with no records | Yes | Visual inspection at meter pit | 2023-09-29 |  | Non-Lead Plastic |  |  | Field inspection only with no records | Yes | Visual inspection at meter pit | 2023-09-29 |  | Non-Lead |  |  |  | Domestic
MTR_011463 | 16424 126TH PL SE | L 64 CASCADE HILLS 8 |  |  | Non-Lead - Other | No |  | 1 | Installation date is after the lead ban |  |  |  |  | Non-Lead - Other |  |  | Installation date is after the lead ban |  |  |  |  | Non-Lead |  |  |  | Domestic
MTR_019828 | 18889 108TH LN SE | LOT 42 BELGROVE @ RENTON PH 4 |  |  | Non-Lead - Other | No | 2004-06-30 | 0 | Installation date is after the lead ban |  |  |  |  | Non-Lead - Other |  |  | Installation date is after the lead ban |  |  |  |  | Non-Lead |  |  |  | Domestic
MTR_014933 | 16848 122ND AVE SE | L7 CASCADE VISTA #1 |  |  | Non-Lead Plastic | No | 2010-10-25 | 1 | Field inspection only with no records | Yes | Visual inspection at meter pit | 2023-08-19 |  | Non-Lead Plastic |  |  | Field inspection only with no records | Yes | Visual inspection at meter pit | 2023-08-19 |  | Non-Lead |  |  |  | Domestic
MTR_025061 | 12010 SE 212TH PL | L 28 GREEN TREE EAST |  |  | Non-Lead - Other | No | 1972-06-01 | 0 | Installation date is after the lead ban |  |  |  |  | Non-Lead - Other |  |  | Installation date is after the lead ban |  |  |  |  | Non-Lead |  |  |  | Domestic
MTR_014935 | 16836 122ND AVE SE | LOT 5 BLOCK 3 CASCADE VISTA #1 |  |  | Non-Lead Plastic | No | 2010-10-25 | 1 | Field inspection only with no records | Yes | Visual inspection at meter pit | 2023-08-19 |  | Galvanized Requiring Replacement |  |  | Field inspection only with no records | Yes | Visual inspection at meter pit | 2023-08-19 |  | Galvanized Requiring Replacement |  |  |  | Domestic
MTR_014936 | 16828 122ND AVE SE | L4 B3 CASCADE VISTA #1 |  |  | Non-Lead Plastic | No | 2010-10-25 | 1 | Field inspection only with no records | Yes | Visual inspection at meter pit | 2023-08-19 |  | Galvanized Requiring Replacement |  |  | Field inspection only with no records | Yes | Visual inspection at meter pit | 2023-08-19 |  | Galvanized Requiring Replacement |  |  |  | Domestic
MTR_014937 | 16820 122ND AVE SE | L3 B3 CASCADE VISTA #1 |  |  | Non-Lead Plastic | No | 2010-10-25 | 1 | Field inspection only with no records | Yes | Visual inspection at meter pit | 2023-08-19 |  | Galvanized Requiring Replacement |  |  | Field inspection only with no records | Yes | Visual inspection at meter pit | 2023-08-19 |  | Galvanized Requiring Replacement |  |  |  | Domestic
MTR_026821 | 13339 SE 227TH ST | LOT 85 FERN CREST AKA MEADOW RIDGE |  |  | Non-Lead - Other | No | 2005-06-17 | 0 | Installation date is after the lead ban |  |  |  |  | Non-Lead - Other |  |  | Installation date is after the lead ban |  |  |  |  | Non-Lead |  |  |  | Domestic
MTR_026823 | 13311 SE 227TH ST | LOT 81 FERN CREST AKA MEADOW RIDGE |  |  | Non-Lead Plastic | No | 2005-06-17 | 0 | Field inspection only with no records | Yes | Visual inspection at meter pit | 2023-10-27 |  | Non-Lead Plastic |  |  | Field inspection only with no records | Yes | Visual inspection at meter pit | 2023-10-27 |  | Non-Lead |  |  |  | Domestic
MTR_026824 | 13319 SE 227TH ST | LOT 82 FERN CREST AKA MEADOW RIDGE |  |  | Non-Lead Plastic | No | 2005-06-17 | 0 | Field inspection only with no records | Yes | Visual inspection at meter pit | 2023-10-27 |  | Non-Lead Plastic |  |  | Field inspection only with no records | Yes | Visual inspection at meter pit | 2023-10-27 |  | Non-Lead |  |  |  | Domestic
MTR_029944 | 12716 SE 164TH ST | L15 B2 CASCADE VISTA 5 |  |  | Non-Lead Plastic | No | 2016-06-22 | 0.75 | Rectified Plan | Yes | Visual inspection at the meter pit | 2024-02-09 |  | Galvanized Requiring Replacement |  |  | Field inspection only with no records | Yes | Visual inspection at the meter pit | 2024-02-09 |  | Galvanized Requiring Replacement |  |  |  | Domestic
MTR_019273 | 9479 S 196TH PL | LOT 4 SHADY ESTATES |  |  | Non-Lead - Other | No | 2004-07-14 | 0 | Installation date is after the lead ban |  |  |  |  | Non-Lead - Other |  |  | Installation date is after the lead ban |  |  |  |  | Non-Lead |  |  |  | Domestic
MTR_015970 | 14626 SE 189TH PL | LOT 7 FIELDSTONE 2 |  |  | Non-Lead - Other | No | 2004-12-14 | 0 | Installation date is after the lead ban |  |  |  |  | Non-Lead - Other |  |  | Installation date is after the lead ban |  |  |  |  | Non-Lead |  |  |  | Domestic
MTR_015726 | 811 S 37TH PL | LOT 46 SUNNYBROOK |  |  | Non-Lead - Other | No | 2004-01-22 | 0 | Installation date is after the lead ban |  |  |  |  | Non-Lead - Other |  |  | Installation date is after the lead ban |  |  |  |  | Non-Lead |  |  |  | Domestic
MTR_022511 | 19421 113TH PL SE | LOT 49 PANTHER MEADOWS |  |  | Non-Lead Plastic | No | 2004-07-26 | 0 | Field inspection only with no records | Yes | Visual inspection at meter pit | 2023-09-30 |  | Non-Lead Plastic |  |  | Field inspection only with no records | Yes | Visual inspection at meter pit | 2023-09-30 |  | Non-Lead |  |  |  | Domestic
MTR_011154 | 16240 114TH AVE SE | S 64 OF THE N 128 LOT 1 BLK 4 AKE R'S FARMS #6 |  |  | Non-Lead - Other | Unknown |  | 0.75 | Statistical analysis |  |  |  |  | Non-Lead - Other |  |  | Statistical analysis |  |  |  |  | Non-Lead |  |  |  | Assumed
MTR_011155 | 16230 114TH AVE SE | NORTH 64 LOT 1 BLOCK 4 AKERS FARM S #6 |  |  | Non-Lead - Other | Unknown |  | 0.75 | Statistical analysis |  |  |  |  | Non-Lead - Other |  |  | Statistical analysis |  |  |  |  | Non-Lead |  |  |  | Assumed
MTR_017110 | 10935 SE 182ND ST | LOT 6 MAPLE GLEN |  |  | Non-Lead - Other | No |  | 0 | Installation date is after the lead ban |  |  |  |  | Non-Lead - Other |  |  | Installation date is after the lead ban |  |  |  |  | Non-Lead |  |  |  | Domestic
MTR_017109 | 11003 SE 182ND ST | LOT 7 MAPLE GLEN |  |  | Non-Lead Plastic | No |  | 0 | Field inspection only with no records | Yes | Visual inspection at meter pit | 2023-08-11 |  | Non-Lead Copper |  |  | Field inspection only with no records | Yes | Visual inspection at meter pit | 2023-08-11 |  | Non-Lead |  |  |  | Domestic
MTR_019829 | 18890 108TH LN SE | LOT 61 BELGROVE @ RENTON PH.4 |  |  | Non-Lead - Other | No | 2004-06-30 | 0 | Installation date is after the lead ban |  |  |  |  | Non-Lead - Other |  |  | Installation date is after the lead ban |  |  |  |  | Non-Lead |  |  |  | Domestic
MTR_019831 | 18895 108TH LN SE | LOT 39 BELGROVE @ RENTON PH 4 |  |  | Non-Lead - Other | No | 2004-06-30 | 0 | Installation date is after the lead ban |  |  |  |  | Non-Lead - Other |  |  | Installation date is after the lead ban |  |  |  |  | Non-Lead |  |  |  | Domestic
MTR_019832 | 18886 108TH LN SE | LOT 60 BELGROVE @ RENTON PH 4 |  |  | Non-Lead Plastic | No | 2004-06-30 | 0 | Field inspection only with no records | Yes | Visual inspection at meter pit | 2023-09-30 |  | Non-Lead Plastic |  |  | Field inspection only with no records | Yes | Visual inspection at meter pit | 2023-09-30 |  | Non-Lead |  |  |  | Domestic
MTR_019833 | 18899 108TH LN SE | LOT 41 BELGROVE @ RENTON PH 4 |  |  | Non-Lead - Other | No | 2004-06-30 | 0 | Installation date is after the lead ban |  |  |  |  | Non-Lead - Other |  |  | Installation date is after the lead ban |  |  |  |  | Non-Lead |  |  |  | Domestic
MTR_019834 | 18897 108TH LN SE | LOT 40 BELGROVE @ RENTON PH 4 |  |  | Non-Lead - Other | No | 2004-06-30 | 0 | Installation date is after the lead ban |  |  |  |  | Non-Lead - Other |  |  | Installation date is after the lead ban |  |  |  |  | Non-Lead |  |  |  | Domestic
MTR_014298 | 10901 SE 168TH ST | TAX LOT 65 S-T-R SE 29-23-5 |  |  | Non-Lead - Other | No | 1999-03-24 | 0 | Rectified Plan |  |  |  |  | Non-Lead - Other |  |  | Statistical analysis |  |  |  |  | Non-Lead |  |  |  | Domestic
MTR_014299 | 10907 SE 168TH ST | TAX LOT 71 S-T-R SE 29-23-5 |  |  | Non-Lead - Other | No | 2004-10-13 | 1 | Rectified Plan |  |  |  |  | Non-Lead Plastic |  |  | Field inspection only with no records | Yes | Visual inspection at meter pit | 2023-02-04 |  | Non-Lead |  |  |  | Domestic
MTR_014302 | 10917 SE 168TH ST | TL58 SEC. 29-23-5 |  |  | Non-Lead - Other | No | 2004-10-13 | 1 | Rectified Plan |  |  |  |  | Non-Lead - Other |  |  | Statistical analysis |  |  |  |  | Non-Lead |  |  |  | Domestic
MTR_014306 | 11207 1/2 SE 168TH ST | S 150 LOT 1 BLK 1 GREEN TRACTS 1 |  |  | Non-Lead Plastic | No | 2004-10-13 | 1 | Field inspection only with no records | Yes | Visual inspection at meter pit | 2023-02-04 |  | Non-Lead Plastic |  |  | Field inspection only with no records | Yes | Visual inspection at meter pit | 2023-02-04 |  | Non-Lead |  |  |  | Domestic
MTR_014216 | 10829 SE 172ND ST #6C | B6 UC KELSEY CT CONDOS |  |  | Non-Lead - Other | No | 1984-11-01 | 0 | Installation date is after the lead ban |  |  |  |  | Non-Lead - Other |  |  | Installation date is after the lead ban |  |  |  |  | Non-Lead |  |  |  | Domestic
MTR_014217 | 10829 SE 172ND ST #6D | B6 UD KELSEY COURT |  |  | Non-Lead Plastic | No | 1984-11-01 | 0 | Field inspection only with no records | Yes | Visual inspection at meter pit | 2023-02-04 |  | Non-Lead Plastic |  |  | Field inspection only with no records | Yes | Visual inspection at meter pit | 2023-02-04 |  | Non-Lead |  |  |  | Domestic
MTR_014218 | 10829 SE 172ND ST #6B | B6 UB KELSEY CT CONDOS |  |  | Non-Lead - Other | No | 1984-11-01 | 0 | Installation date is after the lead ban |  |  |  |  | Non-Lead - Other |  |  | Installation date is after the lead ban |  |  |  |  | Non-Lead |  |  |  | Domestic
MTR_014220 | 10833 SE 172ND ST #7D | BLDG7 UD KELSEY CT CONDO |  |  | Non-Lead Plastic | No | 1984-11-01 | 0 | Field inspection only with no records | Yes | Visual inspection at meter pit | 2023-02-04 |  | Non-Lead Plastic |  |  | Field inspection only with no records | Yes | Visual inspection at meter pit | 2023-02-04 |  | Non-Lead |  |  |  | Domestic
MTR_014221 | 10833 SE 172ND ST #7A | BLDG7 UA KELSEY CT CONDO |  |  | Non-Lead Plastic | No | 1984-11-01 | 0 | Field inspection only with no records | Yes | Visual inspection at meter pit | 2023-02-04 |  | Non-Lead Plastic |  |  | Field inspection only with no records | Yes | Visual inspection at meter pit | 2023-02-04 |  | Non-Lead |  |  |  | Domestic
MTR_014229 | 10841 SE 172ND ST #9C | B9 UC KELSEY CT CONDOS |  |  | Non-Lead - Other | No | 1984-11-01 | 0 | Installation date is after the lead ban |  |  |  |  | Non-Lead - Other |  |  | Installation date is after the lead ban |  |  |  |  | Non-Lead |  |  |  | Domestic
MTR_014230 | 10841 SE 172ND ST #9D | B9 UD KELSEY CT CONDOS |  |  | Non-Lead - Other | No | 1984-11-01 | 0 | Installation date is after the lead ban |  |  |  |  | Non-Lead - Other |  |  | Installation date is after the lead ban |  |  |  |  | Non-Lead |  |  |  | Domestic
MTR_014307 | 11207 SE 168TH ST | NORTH 150 LOT 1 BLOCK 1 GREEN TRAC |  |  | Non-Lead - Other | No | 2004-10-13 | 1 | Rectified Plan |  |  |  |  | Non-Lead - Other |  |  | Statistical analysis |  |  |  |  | Non-Lead |  |  |  | Domestic
MTR_014308 | 11215 SE 168TH ST | LOT 2 BLOCK 1 GREEN TRACTS #1 |  |  | Non-Lead Plastic | Unknown |  | 0.75 | Field inspection only with no records | Yes | Visual inspection at meter pit | 2023-02-04 |  | Galvanized Requiring Replacement |  |  | Field inspection only with no records | Yes | Visual inspection at meter pit | 2023-02-04 |  | Galvanized Requiring Replacement |  |  |  | Assumed
MTR_014311 | 16803 113TH AVE SE | NORTH 70 LOT 3 BLOCK 1 GREEN TRACT |  |  | Non-Lead Plastic | No |  | 0 | Field inspection only with no records | Yes | Visual inspection at meter pit | 2023-02-04 |  | Non-Lead Plastic |  |  | Field inspection only with no records | Yes | Visual inspection at meter pit | 2023-02-04 |  | Non-Lead |  |  |  | Domestic
MTR_014312 | 16811 113TH AVE SE | SOUTH 80 LOT 3 BLOCK 1 GREEN TRACT |  |  | Non-Lead Plastic | Unknown |  | 1 | Field inspection only with no records | Yes | Visual inspection at meter pit | 2023-02-04 |  | Non-Lead Plastic |  |  | Field inspection only with no records | Yes | Visual inspection at meter pit | 2023-02-04 |  | Non-Lead |  |  |  | Domestic
MTR_014315 | 16835 113TH AVE SE | EAST 150 LOT 5 BLOCK 1 GREEN TRACT S #1 |  |  | Non-Lead - Other | Unknown |  | 1 | Statistical analysis |  |  |  |  | Non-Lead - Other |  |  | Statistical analysis |  |  |  |  | Non-Lead |  |  |  | Domestic
MTR_014238 | 17216 109TH PL SE | L8 KELSEY LANE |  |  | Non-Lead Plastic | No |  | 0 | Field inspection only with no records | Yes | Visual inspection at meter pit | 2023-02-04 |  | Non-Lead Plastic |  |  | Field inspection only with no records | Yes | Visual inspection at meter pit | 2023-02-04 |  | Non-Lead |  |  |  | Domestic
MTR_014239 | 17210 109TH PL SE | L9 KELSEY LANE |  |  | Non-Lead - Other | No |  | 0 | Installation date is after the lead ban |  |  |  |  | Non-Lead - Other |  |  | Installation date is after the lead ban |  |  |  |  | Non-Lead |  |  |  | Domestic
MTR_014317 | 16915 113TH AVE SE | TAX LOT 100 S-T-R SE 29-23-5 |  |  | Non-Lead Plastic | Unknown |  | 0 | Field inspection only with no records | Yes | Visual inspection at meter pit | 2023-02-04 |  | Non-Lead Plastic |  |  | Field inspection only with no records | Yes | Visual inspection at meter pit | 2023-02-04 |  | Non-Lead |  |  |  | Domestic
MTR_014319 | 17009 113TH AVE SE | L1 BLK C GREEN TRACTS #2 |  |  | Non-Lead - Other | Unknown |  | 1 | Statistical analysis |  |  |  |  | Non-Lead - Other |  |  | Statistical analysis |  |  |  |  | Non-Lead |  |  |  | Domestic
MTR_014325 | 17123 113TH AVE SE | LOT 7 BLOCK C GREEN TRACTS #2 |  |  | Non-Lead - Other | Unknown |  | 1 | Statistical analysis |  |  |  |  | Non-Lead - Other |  |  | Statistical analysis |  |  |  |  | Non-Lead |  |  |  | Domestic
MTR_014326 | 17122 113TH AVE SE | LOT 8 BLOCK A GREEN TRACTS #2 |  |  | Non-Lead - Other | No |  | 1 | Installation date is after the lead ban |  |  |  |  | Non-Lead - Other |  |  | Installation date is after the lead ban |  |  |  |  | Non-Lead |  |  |  | Domestic
MTR_014248 | 10821 SE 170TH ST | LOT 94 SEC 29-23-5 |  |  | Non-Lead - Other | No | 1995-08-21 | 1 | Rectified Plan | No |  |  |  | Non-Lead - Other |  |  | Statistical analysis |  |  |  |  | Non-Lead |  |  |  | Domestic
MTR_014249 | 10825 SE 170TH ST | LOT 94 SEC 29-23-5 |  |  | Non-Lead - Other | No | 1995-08-21 | 1 | Rectified Plan | No |  |  |  | Non-Lead - Other |  |  | Statistical analysis |  |  |  |  | Non-Lead |  |  |  | Domestic
MTR_014250 | 10835 SE 170TH ST | TL 27 SEC 29-23-5 |  |  | Non-Lead Plastic | No | 1995-08-21 | 1 | Field inspection only with no records | Yes | Visual inspection at meter pit | 2023-02-04 |  | Non-Lead Plastic |  |  | Field inspection only with no records | Yes | Visual inspection at meter pit | 2023-02-04 |  | Non-Lead |  |  |  | Domestic
MTR_014143 | 11520 SE PETROVITSKY RD | TL 83 29-23-5 |  |  | Non-Lead - Other | Unknown |  | 0 | Statistical analysis |  |  |  |  | Non-Lead - Other |  |  | Statistical analysis |  |  |  |  | Non-Lead |  |  |  | Domestic
MTR_014145 | 11504 SE PETROVITSKY RD | TL 126 29-23-5 |  |  | Non-Lead - Other | Unknown |  | 0 | Statistical analysis |  |  |  |  | Non-Lead - Other |  |  | Statistical analysis |  |  |  |  | Non-Lead |  |  |  | Domestic
MTR_014329 | 17022 113TH AVE SE | L4 BLK A GREEN TRACTS #2 |  |  | Non-Lead - Other | Unknown |  | 1 | Statistical analysis |  |  |  |  | Non-Lead - Other |  |  | Statistical analysis |  |  |  |  | Non-Lead |  |  |  | Domestic
MTR_014330 | 17014 113TH AVE SE | L3 BLK A GREEN TRACTS #2 |  |  | Non-Lead - Other | Unknown |  | 0 | Statistical analysis |  |  |  |  | Non-Lead - Other |  |  | Statistical analysis |  |  |  |  | Non-Lead |  |  |  | Domestic
MTR_014419 | 17004 113TH AVE SE | LOT2 BLK A GREEN TRACT#2 |  |  | Non-Lead Plastic | No |  | 1 | Field inspection only with no records | Yes | Visual inspection at meter pit | 2023-02-04 |  | Non-Lead Plastic |  |  | Field inspection only with no records | Yes | Visual inspection at meter pit | 2023-02-04 |  | Non-Lead |  |  |  | Domestic
MTR_014331 | 16922 113TH AVE SE | L1 BLK A GREEN TRACTS #2 |  |  | Non-Lead - Other | Unknown |  | 0 | Statistical analysis |  |  |  |  | Non-Lead - Other |  |  | Statistical analysis |  |  |  |  | Non-Lead |  |  |  | Domestic
MTR_014388 | 11516 SE 169TH ST | W121.38 LOT 6 BLOCK 2 GREEN TRACTS |  |  | Non-Lead - Other | Unknown |  | 1 | Statistical analysis |  |  |  |  | Non-Lead - Other |  |  | Statistical analysis |  |  |  |  | Non-Lead |  |  |  | Domestic
MTR_014393 | 16836 113TH AVE SE | WEST 125 LOT 9 BLOCK 2 GREEN TRACT S #1 |  |  | Non-Lead - Other | Unknown |  | 1 | Statistical analysis |  |  |  |  | Non-Lead - Other |  |  | Statistical analysis |  |  |  |  | Non-Lead |  |  |  | Domestic
MTR_014394 | 16824 113TH AVE SE | LOT 10 BLOCK 2 GREEN TRACTS #1 |  |  | Non-Lead - Other | Unknown |  | 1 | Statistical analysis |  |  |  |  | Non-Lead - Other |  |  | Statistical analysis |  |  |  |  | Non-Lead |  |  |  | Domestic
MTR_014395 | 16812 113TH AVE SE | SOUTH 75 LOT 1 BLOCK 2 GREEN TRACT S #1 |  |  | Non-Lead - Other | Unknown |  | 1 | Statistical analysis |  |  |  |  | Non-Lead - Other |  |  | Statistical analysis |  |  |  |  | Non-Lead |  |  |  | Domestic
MTR_011092 | 11436 SE 162ND ST | LOT 2 KING COUNTY SHORT PLAT #10770 |  |  | Non-Lead - Other | Unknown |  | 0 | Statistical analysis |  |  |  |  | Non-Lead - Other |  |  | Statistical analysis |  |  |  |  | Non-Lead |  |  |  | Domestic
MTR_011093 | 11432 SE 162ND ST | LOT 4 KING COUNTY SHORT PLAT #10770 |  |  | Non-Lead - Other | Unknown |  | 0 | Statistical analysis |  |  |  |  | Non-Lead - Other |  |  | Statistical analysis |  |  |  |  | Non-Lead |  |  |  | Domestic
MTR_011096 | 16044 114TH AVE SE | SOUTH 104 LOT 1 BLOCK 2 AKERS FAR MS #6 |  |  | Non-Lead - Other | Unknown |  | 0 | Statistical analysis |  |  |  |  | Non-Lead - Other |  |  | Statistical analysis |  |  |  |  | Non-Lead |  |  |  | Domestic
MTR_011097 | 16024 114TH AVE SE | N84 OF S188 LOT1 BLK2 AKERS FARM S #6 LESS E100' |  |  | Non-Lead - Other | Unknown |  | 0 | Statistical analysis |  |  |  |  | Non-Lead - Other |  |  | Statistical analysis |  |  |  |  | Non-Lead |  |  |  | Assumed
MTR_011098 | 16022 114TH AVE SE | N104 OF S208 LOT1 BLK2 AKERS FAR MS #6 LESS W100 |  |  | Non-Lead - Other | Unknown |  | 0 | Statistical analysis |  |  |  |  | Non-Lead - Other |  |  | Statistical analysis |  |  |  |  | Non-Lead |  |  |  | Domestic
MTR_011099 | 16020 1/2 114TH AVE SE | N100 OF S308 LOT1 BLK2 AKERS FAR MS #6 LESS W100 |  |  | Non-Lead - Other | Unknown |  | 0 | Statistical analysis |  |  |  |  | Non-Lead - Other |  |  | Statistical analysis |  |  |  |  | Non-Lead |  |  |  | Domestic
MTR_011104 | 16004 114TH AVE SE | N 102 LOT 1 BLOCK 2 AKERS FARMS # |  |  | Non-Lead - Other | Unknown |  | 0 | Statistical analysis |  |  |  |  | Non-Lead - Other |  |  | Statistical analysis |  |  |  |  | Non-Lead |  |  |  | Domestic
MTR_015971 | 14611 SE 189TH PL | LOT 25 FIELDSTONE 2 |  |  | Non-Lead - Other | No | 2004-12-14 | 0 | Installation date is after the lead ban |  |  |  |  | Non-Lead - Other |  |  | Installation date is after the lead ban |  |  |  |  | Non-Lead |  |  |  | Domestic
MTR_022836 | 11917 SE 198TH CT | LOT 17 SPRING HILL |  |  | Non-Lead - Other | No | 1995-07-13 | 0 | Installation date is after the lead ban |  |  |  |  | Non-Lead - Other |  |  | Installation date is after the lead ban |  |  |  |  | Non-Lead |  |  |  | Domestic
MTR_011105 | 11411 SE 160TH ST | NORTH 102 LOT 1 BLOCK 2 AKERS FAR MS #6 |  |  | Non-Lead - Other | Unknown |  | 0.75 | Statistical analysis |  |  |  |  | Non-Lead - Other |  |  | Statistical analysis |  |  |  |  | Non-Lead |  |  |  | Assumed
MTR_011107 | 16005 114TH AVE SE | N 94.43LOT 5 BLOCK 1 AKERS FARMS |  |  | Non-Lead - Other | Unknown |  | 0.75 | Statistical analysis |  |  |  |  | Non-Lead - Other |  |  | Statistical analysis |  |  |  |  | Non-Lead |  |  |  | Assumed
MTR_011324 | 1505 S 27TH ST | L8 OLYMPIC VIEW TERRACE |  |  | Non-Lead - Other | No | 2003-03-28 | 0 | Rectified Plan |  |  |  |  | Non-Lead - Other |  |  | Statistical analysis |  |  |  |  | Non-Lead |  |  |  | Domestic
MTR_005997 | 16300 120TH AVE SE | L 5 B 3 CASCADE HILLS 2 |  |  | Non-Lead - Other | No | 2006-08-31 | 1 | Rectified Plan |  |  |  |  | Non-Lead - Other |  |  | Statistical analysis |  |  |  |  | Non-Lead |  |  |  | Domestic
MTR_014397 | 11313 SE 168TH ST | W65 LOT 2 BLOCK 2 GREEN TRACTS LES S S120' |  |  | Non-Lead - Other | No | 2004-10-13 | 0 | Rectified Plan |  |  |  |  | Non-Lead - Other |  |  | Statistical analysis |  |  |  |  | Non-Lead |  |  |  | Domestic
MTR_014398 | 11325 SE 168TH ST | E 65 LOT2 BLK 2 GREEN TRACTS #1 LE SS S 120' |  |  | Non-Lead - Other | No | 2004-10-13 | 0 | Rectified Plan |  |  |  |  | Non-Lead - Other |  |  | Statistical analysis |  |  |  |  | Non-Lead |  |  |  | Domestic
MTR_011117 | 11225 SE 160TH ST | E100 OF N129.51 LOT 4 BLK1 AKERS FARMS #6 |  |  | Non-Lead - Other | Unknown |  | 0 | Statistical analysis |  |  |  |  | Non-Lead - Other |  |  | Statistical analysis |  |  |  |  | Non-Lead |  |  |  | Domestic
MTR_011120 | 11216 SE 162ND ST | S259.51 OF E150 LOT 4 BLK 1 AKER S FARMS #6 |  |  | Non-Lead - Other | Unknown |  | 0 | Statistical analysis |  |  |  |  | Non-Lead - Other |  |  | Statistical analysis |  |  |  |  | Non-Lead |  |  |  | Domestic
MTR_011121 | 11212 SE 162ND ST | E75 OF W150 L4 B1 AKERS FARMS #6 LESS N259.08' |  |  | Non-Lead - Other | Unknown |  | 0 | Statistical analysis |  |  |  |  | Non-Lead - Other |  |  | Statistical analysis |  |  |  |  | Non-Lead |  |  |  | Domestic
MTR_022977 | 12313 SE 198TH ST | L17 VISTA VIEW HGTS #2 |  |  | Non-Lead - Other | No |  | 0 | Installation date is after the lead ban |  |  |  |  | Non-Lead - Other |  |  | Installation date is after the lead ban |  |  |  |  | Non-Lead |  |  |  | Domestic
MTR_022986 | 12240 SE 200TH ST | L58 VISTA VIEW HGTS #2 |  |  | Non-Lead - Other | No |  | 0 | Installation date is after the lead ban |  |  |  |  | Non-Lead - Other |  |  | Installation date is after the lead ban |  |  |  |  | Non-Lead |  |  |  | Domestic
MTR_022988 | 12228 SE 200TH ST | L61 VISTA VIEW HGTS #2 |  |  | Non-Lead - Other | No |  | 0 | Installation date is after the lead ban |  |  |  |  | Non-Lead - Other |  |  | Installation date is after the lead ban |  |  |  |  | Non-Lead |  |  |  | Domestic
MTR_022812 | 12132 SE 200TH ST | LOT 11C VISTA VIEW HEIGHTS #2 |  |  | Non-Lead - Other | No | 1995-07-13 | 0 | Installation date is after the lead ban |  |  |  |  | Non-Lead - Other |  |  | Installation date is after the lead ban |  |  |  |  | Non-Lead |  |  |  | Domestic
MTR_014183 | 10833 SE 173RD ST | L5 B2 CLIFFORD S ADDN |  |  | Non-Lead - Other | Unknown |  | 1 | Statistical analysis |  |  |  |  | Non-Lead - Other |  |  | Statistical analysis |  |  |  |  | Non-Lead |  |  |  | Domestic
MTR_014194 | 10822 SE 173RD ST | L3 B1 CLIFFORDS ADDN |  |  | Non-Lead - Other | Unknown |  | 1 | Statistical analysis |  |  |  |  | Non-Lead - Other |  |  | Statistical analysis |  |  |  |  | Non-Lead |  |  |  | Domestic
MTR_014120 | 10736 SE 170TH ST | LOT 4-B MARVIN GARDENS |  |  | Non-Lead - Plastic | No | 2002-07-28 | 1 | Rectified Plan |  |  |  |  | Non-Lead - Other |  |  | Installation date is after the lead ban |  |  |  |  | Non-Lead |  |  |  | Domestic
MTR_026826 | 13334 SE 227TH PL | LOT 88 FERN CREST AKA MEADOW RIDGE |  |  | Non-Lead - Other | No | 2005-06-17 | 0 | Installation date is after the lead ban |  |  |  |  | Non-Lead - Other |  |  | Installation date is after the lead ban |  |  |  |  | Non-Lead |  |  |  | Domestic
MTR_026827 | 22719 132ND PL SE | LOT 49 FERN CREST AKA MEADOW RIDGE |  |  | Non-Lead - Other | No | 2005-06-17 | 0 | Installation date is after the lead ban |  |  |  |  | Non-Lead - Other |  |  | Installation date is after the lead ban |  |  |  |  | Non-Lead |  |  |  | Domestic
MTR_026828 | 13318 SE 227TH PL | LOT 90 FERN CREST AKA MEADOW RIDGE |  |  | Non-Lead - Other | No | 2005-06-17 | 0 | Installation date is after the lead ban |  |  |  |  | Non-Lead - Other |  |  | Installation date is after the lead ban |  |  |  |  | Non-Lead |  |  |  | Domestic
MTR_026829 | 13337 SE 227TH PL | LOT 37 FERN CREST @ MEADOW RIDGE |  |  | Non-Lead - Other | No | 2005-06-17 | 0 | Installation date is after the lead ban |  |  |  |  | Non-Lead - Other |  |  | Installation date is after the lead ban |  |  |  |  | Non-Lead |  |  |  | Domestic
MTR_011157 | 16220 114TH AVE SE | N 79.06 OF THE S 149.06 LOT 6 BLK 4 AKER'S FARMS6 |  |  | Non-Lead - Other | Unknown |  | 0 | Statistical analysis |  |  |  |  | Non-Lead - Other |  |  | Statistical analysis |  |  |  |  | Non-Lead |  |  |  | Domestic
MTR_014180 | 17314 108TH AVE SE | LOT 1 BLOCK 2 CLIFFORDS 1ST ADDITI ON |  |  | Non-Lead Plastic | No |  | 0 | Field inspection only with no records | Yes | Visual inspection at meter pit | 2023-11-30 |  | Non-Lead Plastic |  |  | Field inspection only with no records | Yes | Visual inspection at meter pit | 2023-11-30 |  | Non-Lead |  |  |  | Domestic
MTR_014184 | 10839 SE 173RD ST | LOT 6 BLK 2 CLIFFORD'S ADDITION |  |  | Non-Lead - Other | Unknown |  | 1 | Statistical analysis |  |  |  |  | Non-Lead - Other |  |  | Statistical analysis |  |  |  |  | Non-Lead |  |  |  | Domestic
MTR_011182 | 11136 SE 164TH ST | LOT 2 BLK 3 AKERS FARMS 3 |  |  | Non-Lead - Other | Unknown |  | 0 | Statistical analysis |  |  |  |  | Non-Lead - Other |  |  | Statistical analysis |  |  |  |  | Non-Lead |  |  |  | Domestic
MTR_011184 | 10952 SE 164TH ST | PTN L5 B10 AKERS FARMS 6 |  |  | Non-Lead - Other | Unknown |  | 0.75 | Statistical analysis |  |  |  |  | Non-Lead - Other |  |  | Statistical analysis |  |  |  |  | Non-Lead |  |  |  | Assumed
MTR_022138 | 12042 SE 186TH ST | LOT 6 AURIA WOODS |  |  | Non-Lead Plastic | No | 2004-03-31 | 0 | Field inspection only with no records | Yes | Visual inspection at meter pit | 2023-09-30 |  | Non-Lead Plastic |  |  | Field inspection only with no records | Yes | Visual inspection at meter pit | 2023-09-30 |  | Non-Lead |  |  |  | Domestic
MTR_022132 | 12136 SE 186TH ST | LOT 12 AURIA WOODS |  |  | Non-Lead Plastic | No | 2004-03-31 | 0 | Field inspection only with no records | Yes | Visual inspection at meter pit | 2023-09-30 |  | Non-Lead Plastic |  |  | Field inspection only with no records | Yes | Visual inspection at meter pit | 2023-09-30 |  | Non-Lead |  |  |  | Domestic
MTR_011806 | 10708 SE 170TH ST | LOT 3-A MARVIN GARDENS |  |  | Non-Lead - Plastic | No | 2002-07-28 | 1 | Rectified Plan |  |  |  |  | Non-Lead - Other |  |  | Installation date is after the lead ban |  |  |  |  | Non-Lead |  |  |  | Domestic
MTR_015448 | 17004 127TH AVE SE | L 80 CASCADE VISTA 3 |  |  | Non-Lead - Other | No | 2010-10-25 | 0 | Rectified Plan |  |  |  |  | Non-Lead - Other |  |  | Statistical analysis |  |  |  |  | Non-Lead |  |  |  | Domestic
MTR_018522 | 20642 98TH PL S | LOT 24 BELVA LANE |  |  | Non-Lead - Other | Unknown |  | 0 | Statistical analysis |  |  |  |  | Non-Lead - Other |  |  | Statistical analysis |  |  |  |  | Non-Lead |  |  |  | Domestic
MTR_027760 | 12339 SE 221ST ST | LOT 33 GLENCARIN SOUTH |  |  | Non-Lead - Other | No |  | 0 | Installation date is after the lead ban |  |  |  |  | Non-Lead - Other |  |  | Installation date is after the lead ban |  |  |  |  | Non-Lead |  |  |  | Domestic
MTR_019836 | 18919 108TH LN SE | LOT 31 BELGROVE @ RENTON PH 5 |  |  | Non-Lead Plastic | No | 2004-06-30 | 0 | Field inspection only with no records | Yes | Visual inspection at meter pit | 2023-09-29 |  | Non-Lead Plastic |  |  | Field inspection only with no records | Yes | Visual inspection at meter pit | 2023-09-29 |  | Non-Lead |  |  |  | Domestic
MTR_019837 | 18917 108TH LN SE | LOT 32 BELGROVE @ RENTON PH 5 |  |  | Non-Lead Plastic | No | 2004-06-30 | 0 | Field inspection only with no records | Yes | Visual inspection at meter pit | 2023-09-29 |  | Non-Lead Plastic |  |  | Field inspection only with no records | Yes | Visual inspection at meter pit | 2023-09-29 |  | Non-Lead |  |  |  | Domestic
MTR_011190 | 1802 S 27TH ST | S 200 OF THE E 75 LOT 3 BLOCK 10 |  |  | Non-Lead - Other | Unknown |  | 0.75 | Statistical analysis |  |  |  |  | Non-Lead - Other |  |  | Statistical analysis |  |  |  |  | Non-Lead |  |  |  | Assumed
MTR_011191 | 1740 S 27TH ST | LOT 3 BLOCK 10 AKERS FARMS #6 LESS 200' OF E 75' |  |  | Non-Lead - Other | Unknown |  | 0.75 | Statistical analysis |  |  |  |  | Non-Lead - Other |  |  | Statistical analysis |  |  |  |  | Non-Lead |  |  |  | Assumed
MTR_011193 | 1700 S 27TH ST | LOT 1 BLK 10 AKERS FARMS #6 |  |  | Non-Lead - Other | Unknown |  | 0.75 | Statistical analysis |  |  |  |  | Non-Lead - Other |  |  | Statistical analysis |  |  |  |  | Non-Lead |  |  |  | Assumed
MTR_011194 | 10821 SE 164TH ST | E 50 LOT 1 & W 20 LOT 12 BLK 9 AK ER'S FARMS #6 |  |  | Non-Lead - Other | No |  | 0.75 | Installation date is after the lead ban |  |  |  |  | Non-Lead - Other |  |  | Installation date is after the lead ban |  |  |  |  | Non-Lead |  |  |  | Assumed
MTR_011197 | 10921 SE 164TH ST | W 75 OF THE W 150 LOT 1 BLK 7 AKE R'S FARMS #6 |  |  | Non-Lead - Other | Unknown |  | 0.75 | Statistical analysis |  |  |  |  | Non-Lead - Other |  |  | Statistical analysis |  |  |  |  | Non-Lead |  |  |  | Assumed
MTR_011203 | 11417 SE 164TH ST | N150 OF THE E100 LOT 2 BLK 5 AKER 'S FARMS #6 |  |  | Non-Lead - Other | Unknown |  | 0 | Statistical analysis |  |  |  |  | Non-Lead - Other |  |  | Statistical analysis |  |  |  |  | Non-Lead |  |  |  | Domestic
MTR_011204 | 11421 SE 164TH ST | WEST 50 LOT 3 BLOCK 5 AKERS FARMS #6 |  |  | Non-Lead - Other | Unknown |  | 0 | Statistical analysis |  |  |  |  | Non-Lead - Other |  |  | Statistical analysis |  |  |  |  | Non-Lead |  |  |  | Assumed
MTR_011170 | 11454-A SE 164TH ST | 11454-A SE 164TH ST |  |  | Non-Lead - Other | Unknown |  | 0 | Statistical analysis |  |  |  |  | Non-Lead - Other |  |  | Statistical analysis |  |  |  |  | Non-Lead |  |  |  | Assumed
MTR_011172 | 11444 SE 164TH ST | S198.91 OF THE W88.91 LOT 3 BLK 4 AKER'S FARMS 6 |  |  | Non-Lead - Other | Unknown |  | 0 | Statistical analysis |  |  |  |  | Non-Lead - Other |  |  | Statistical analysis |  |  |  |  | Non-Lead |  |  |  | Assumed
MTR_011206 | 11443 SE 164TH ST | LOT 4 BLK 5 AKERS FARMS 6 |  |  | Non-Lead - Other | No |  | 0 | Installation date is after the lead ban |  |  |  |  | Non-Lead - Other |  |  | Installation date is after the lead ban |  |  |  |  | Non-Lead |  |  |  | Assumed
MTR_011215 | 16507 115TH AVE SE | LOT 21 BIEGLER-NILLES ADDITION |  |  | Non-Lead - Other | Unknown |  | 0 | Statistical analysis |  |  |  |  | Non-Lead - Other |  |  | Statistical analysis |  |  |  |  | Non-Lead |  |  |  | Assumed
MTR_011216 | 16517 115TH AVE SE | LOT 22 BIEGLER-NILLES ADDITION |  |  | Non-Lead - Other | Unknown |  | 0 | Statistical analysis |  |  |  |  | Non-Lead - Other |  |  | Statistical analysis |  |  |  |  | Non-Lead |  |  |  | Assumed
MTR_011218 | 16529 115TH AVE SE | LOT 24 BIEGLER-NILLES ADDITION |  |  | Non-Lead - Other | Unknown |  | 0 | Statistical analysis |  |  |  |  | Non-Lead - Other |  |  | Statistical analysis |  |  |  |  | Non-Lead |  |  |  | Assumed
MTR_011219 | 16535 115TH AVE SE | LOT 25 BIEGLER-NILLES ADDITION |  |  | Non-Lead - Other | No |  | 0 | Installation date is after the lead ban |  |  |  |  | Non-Lead - Other |  |  | Installation date is after the lead ban |  |  |  |  | Non-Lead |  |  |  | Assumed
MTR_011220 | 16548 115TH AVE SE | LOT 7 BIEGLER NILLES ADDITION |  |  | Non-Lead - Other | Unknown |  | 0 | Statistical analysis |  |  |  |  | Non-Lead - Other |  |  | Statistical analysis |  |  |  |  | Non-Lead |  |  |  | Assumed
MTR_011222 | 16534 115TH AVE SE | LOT 5 BIEGLER-NILLES ADDITION |  |  | Non-Lead - Other | Unknown |  | 0 | Statistical analysis |  |  |  |  | Non-Lead - Other |  |  | Statistical analysis |  |  |  |  | Non-Lead |  |  |  | Assumed
MTR_011225 | 16512 115TH AVE SE | LOT 2 BIEGLER-NILLES ADDITION |  |  | Non-Lead - Other | Unknown |  | 0 | Statistical analysis |  |  |  |  | Non-Lead - Other |  |  | Statistical analysis |  |  |  |  | Non-Lead |  |  |  | Assumed
MTR_011226 | 16504 115TH AVE SE | LOT 1 BIEGLER-NILLES ADDITION |  |  | Non-Lead - Other | Unknown |  | 0 | Statistical analysis |  |  |  |  | Non-Lead - Other |  |  | Statistical analysis |  |  |  |  | Non-Lead |  |  |  | Assumed
MTR_011233 | 16561 116TH AVE SE | LOT 8 BIEGLER-NILLES ADDITION |  |  | Non-Lead - Other | Unknown |  | 0 | Statistical analysis |  |  |  |  | Non-Lead - Other |  |  | Statistical analysis |  |  |  |  | Non-Lead |  |  |  | Assumed
MTR_011231 | 16543 116TH AVE SE | LOT 10 BIEGLER-NILLES ADDITION |  |  | Non-Lead - Other | Unknown |  | 0 | Statistical analysis |  |  |  |  | Non-Lead - Other |  |  | Statistical analysis |  |  |  |  | Non-Lead |  |  |  | Assumed
MTR_014097 | 11312 SE 168TH ST | L3 BLK11 AKERS FARMS #6 |  |  | Non-Lead - Other | No | 2004-10-13 | 0 | Rectified Plan |  |  |  |  | Non-Lead - Other |  |  | Statistical analysis |  |  |  |  | Non-Lead |  |  |  | Domestic
MTR_011236 | 16606 113TH AVE SE | LOT 1 BLK 11 AKERS FARMS #6 LESS S |  |  | Non-Lead - Other | Unknown |  | 0 | Statistical analysis |  |  |  |  | Non-Lead - Other |  |  | Statistical analysis |  |  |  |  | Non-Lead |  |  |  | Domestic
MTR_022956 | 12213 SE 199TH ST | LOT 52 VISTA VIEW HEIGHTS #2 |  |  | Non-Lead - Other | No |  | 0 | Installation date is after the lead ban |  |  |  |  | Non-Lead - Other |  |  | Installation date is after the lead ban |  |  |  |  | Non-Lead |  |  |  | Domestic
MTR_026268 | 20321 122ND AVE SE | LOT 19 WHITNEY GLEN |  |  | Non-Lead - Other | No |  | 0 | Installation date is after the lead ban |  |  |  |  | Non-Lead - Other |  |  | Installation date is after the lead ban |  |  |  |  | Non-Lead |  |  |  | Domestic
MTR_026830 | 22619 132ND PL SE | LOT 53 FERN CREST AKA MEADOW RIDGE |  |  | Non-Lead Plastic | No | 2005-06-17 | 0 | Field inspection only with no records | Yes | Visual inspection at meter pit | 2023-10-27 |  | Non-Lead Plastic |  |  | Field inspection only with no records | Yes | Visual inspection at meter pit | 2023-10-27 |  | Non-Lead |  |  |  | Domestic
MTR_012564 | 16915 SE 183RD PL | LOT 26 TROVITSKY PARK 2 |  |  | Non-Lead - Other | No | 2003-03-14 | 4 | Rectified Plan | No |  |  |  | Non-Lead - Other |  |  | Installation date is after the lead ban |  |  |  |  | Non-Lead |  |  |  | Domestic
MTR_026832 | 22703 132ND PL SE | LOT 52 FERNCREST AKA MEADOW RIDGE |  |  | Non-Lead - Other | No | 2005-06-17 | 0 | Installation date is after the lead ban |  |  |  |  | Non-Lead - Other |  |  | Installation date is after the lead ban |  |  |  |  | Non-Lead |  |  |  | Domestic
MTR_017167 | 18325 108TH PL SE | LOT 40 MAPLE GLEN |  |  | Non-Lead - Other | No | 1977-03-18 | 0 | Installation date is after the lead ban |  |  |  |  | Non-Lead - Other |  |  | Installation date is after the lead ban |  |  |  |  | Non-Lead |  |  |  | Domestic
MTR_026833 | 13331 SE 227TH ST | LOT 84 FERN CREST AKA MEADOW RIDGE |  |  | Non-Lead - Other | No | 2005-06-17 | 0 | Installation date is after the lead ban |  |  |  |  | Non-Lead - Other |  |  | Installation date is after the lead ban |  |  |  |  | Non-Lead |  |  |  | Domestic
MTR_022513 | 19360 113TH PL SE | LOT 23 PANTHER MEADOWS |  |  | Non-Lead Plastic | No | 2004-07-26 | 0 | Field inspection only with no records | Yes | Visual inspection at meter pit | 2023-09-29 |  | Non-Lead Plastic |  |  | Field inspection only with no records | Yes | Visual inspection at meter pit | 2023-09-29 |  | Non-Lead |  |  |  | Domestic
MTR_015713 | 924 S 38TH CT | LOT 28 SUNNYBROOK |  |  | Non-Lead - Other | No | 2004-01-22 | 0 | Installation date is after the lead ban |  |  |  |  | Non-Lead - Other |  |  | Installation date is after the lead ban |  |  |  |  | Non-Lead |  |  |  | Domestic
MTR_011240 | 16457 113TH AVE SE | S100 OF THE E333.41 LOT 2 BLOCK 6 AKER'S FARMS#6 |  |  | Non-Lead - Other | Unknown |  | 0 | Statistical analysis |  |  |  |  | Non-Lead - Other |  |  | Statistical analysis |  |  |  |  | Non-Lead |  |  |  | Domestic
MTR_011241 | 16463 113TH AVE SE | N70OF THE E333.41 LOT 3 BLK 6 AKE R'S FARMS #6 |  |  | Non-Lead Plastic | Unknown |  | 0 | Field inspection only with no records | Yes | Visual inspection at meter pit | 2022-12-31 |  | Non-Lead Plastic |  |  | Field inspection only with no records | Yes | Visual inspection at meter pit | 2022-12-31 |  | Non-Lead |  |  |  | Domestic
MTR_011242 | 16471 113TH AVE SE | N70 OF S130 LOT3 BLK6 AKERS FARM |  |  | Non-Lead Plastic | Unknown |  | 0 | Field inspection only with no records | Yes | Visual inspection at meter pit | 2022-12-31 |  | Non-Lead Plastic |  |  | Field inspection only with no records | Yes | Visual inspection at meter pit | 2022-12-31 |  | Non-Lead |  |  |  | Domestic
MTR_011254 | 16625 113TH AVE SE | W144.58 OF THE E336.58 LOT5 BLK6 AKER'S FARMS #6 |  |  | Non-Lead Plastic | Unknown |  | 0 | Field inspection only with no records | Yes | Visual inspection at meter pit | 2022-12-31 |  | Non-Lead Plastic |  |  | Field inspection only with no records | Yes | Visual inspection at meter pit | 2022-12-31 |  | Non-Lead |  |  |  | Domestic
MTR_011255 | 16627 113TH AVE SE | EAST 192 LOT 5 BLOCK 6 AKERS FARM S #6 |  |  | Non-Lead - Other | Unknown |  | 0.75 | Statistical analysis |  |  |  |  | Non-Lead - Other |  |  | Statistical analysis |  |  |  |  | Non-Lead |  |  |  | Assumed
MTR_011260 | 16644 111TH AVE SE | W 168.287 OF THW n 114.61 L6 BLK6 AKER'S FARMS #6 |  |  | Non-Lead - Other | Unknown |  | 0.75 | Statistical analysis |  |  |  |  | Non-Lead - Other |  |  | Statistical analysis |  |  |  |  | Non-Lead |  |  |  | Assumed
MTR_011264 | 16486 111TH AVE SE | LOT 1 KING SHORT PLAT 884085 |  |  | Non-Lead - Other | Unknown |  | 0 | Statistical analysis |  |  |  |  | Non-Lead - Other |  |  | Statistical analysis |  |  |  |  | Non-Lead |  |  |  | Domestic
MTR_011269 | 16466 111TH AVE SE | N 100 OF THE W 333.40 L3 BLK 6 AK ER'S FARMS #6 |  |  | Non-Lead - Other | Unknown |  | 0 | Statistical analysis |  |  |  |  | Non-Lead - Other |  |  | Statistical analysis |  |  |  |  | Non-Lead |  |  |  | Domestic
MTR_011270 | 16452 111TH AVE SE | S 100 OF THE W333.40 LOT 2 BLK 6 AKERS FARMS #6 |  |  | Non-Lead - Other | Unknown |  | 0 | Statistical analysis |  |  |  |  | Non-Lead - Other |  |  | Statistical analysis |  |  |  |  | Non-Lead |  |  |  | Domestic
MTR_011271 | 16446 111TH AVE SE | LOT2 BLK6 AKERS FARMS #6 |  |  | Non-Lead - Other | No |  | 0 | Installation date is after the lead ban |  |  |  |  | Non-Lead - Other |  |  | Installation date is after the lead ban |  |  |  |  | Non-Lead |  |  |  | Domestic
MTR_011275 | 11123 SE 164TH ST | EASTERLY PORTION LOT 8 BLOCK 6 AKER 'S FARMS #6 |  |  | Non-Lead - Other | Unknown |  | 0 | Statistical analysis |  |  |  |  | Non-Lead - Other |  |  | Statistical analysis |  |  |  |  | Non-Lead |  |  |  | Domestic
MTR_011277 | 16404 111TH AVE SE | W 125 LOT 8 BLOCK 6 AKERS FARMS # 6 LESS S 150' |  |  | Non-Lead - Other | Unknown |  | 0 | Statistical analysis |  |  |  |  | Non-Lead Plastic |  |  | Field inspection only with no records | Yes | Visual inspection at meter pit | 2023-09-20 |  | Non-Lead |  |  |  | Domestic
MTR_011279 | 16411 111TH AVE SE | LOT 13 BLOCK 7 AKERS FARMS #6 |  |  | Non-Lead - Other | Unknown |  | 0 | Statistical analysis |  |  |  |  | Non-Lead - Other |  |  | Statistical analysis |  |  |  |  | Non-Lead |  |  |  | Domestic
MTR_011287 | 16611 111TH AVE SE | EAST 270 LOT 7 BLOCK 7 AKERS FARM S #6 |  |  | Non-Lead - Other | Unknown |  | 0 | Statistical analysis |  |  |  |  | Non-Lead - Other |  |  | Statistical analysis |  |  |  |  | Non-Lead |  |  |  | Domestic
MTR_014106 | 10918 SE 168TH ST | S 140.58 LOT 8 BLK 7 AKERS FARMS # 6 -E270'- W 142 |  |  | Non-Lead Plastic | No | 2004-10-13 | 1 | Field inspection only with no records | Yes | Visual inspection at meter pit | 2022-12-31 |  | Non-Lead Plastic |  |  | Field inspection only with no records | Yes | Visual inspection at meter pit | 2022-12-31 |  | Non-Lead |  |  |  | Domestic
MTR_014107 | 10912 SE 168TH ST | PORTION LOT 8 BLOCK 7 AKERS FARMS # 6 |  |  | Non-Lead - Other | No | 2004-10-13 | 1 | Statistical analysis |  |  |  |  | Non-Lead - Other |  |  | Statistical analysis |  |  |  |  | Non-Lead |  |  |  | Domestic
MTR_011288 | 16634 109TH AVE SE | LOT A KCSP #776085 |  |  | Non-Lead Plastic | Unknown |  | 0.75 | Field inspection only with no records | Yes | Visual inspection at meter pit | 2022-12-31 |  | Non-Lead Plastic |  |  | Field inspection only with no records | Yes | Visual inspection at meter pit | 2022-12-31 |  | Non-Lead |  |  |  | Assumed
MTR_011289 | 16620 109TH AVE SE | LOT 2 KCSP #276040 |  |  | Non-Lead - Other | Unknown |  | 0.75 | Statistical analysis |  |  |  |  | Non-Lead - Other |  |  | Statistical analysis |  |  |  |  | Non-Lead |  |  |  | Assumed
MTR_011292 | 16474 109TH AVE SE | NORTH 75 LOT 6 BLOCK 7 AKERS FARM S #6 |  |  | Non-Lead - Other | Unknown |  | 0 | Statistical analysis |  |  |  |  | Non-Lead - Other |  |  | Statistical analysis |  |  |  |  | Non-Lead |  |  |  | Assumed
MTR_019017 | 10317 SE 190TH PL | LOT 15 PANTHER MEADOW |  |  | Non-Lead - Other | No | 1989-06-05 | 0 | Installation date is after the lead ban |  |  |  |  | Non-Lead - Other |  |  | Installation date is after the lead ban |  |  |  |  | Non-Lead |  |  |  | Domestic
MTR_019021 | 10301 SE 190TH PL | LOT 11 PANTHER MEADOW |  |  | Non-Lead Plastic | No | 1989-06-05 | 0 | Field inspection only with no records | Yes | Visual inspection at meter pit | 2023-08-19 |  | Non-Lead Plastic |  |  | Field inspection only with no records | Yes | Visual inspection at meter pit | 2023-08-19 |  | Non-Lead |  |  |  | Domestic
MTR_025621 | 21414 130TH AVE SE | LOT 10 HILLSHIRE TERRACE |  |  | Non-Lead - Other | No | 1995-09-19 | 0 | Installation date is after the lead ban |  |  |  |  | Non-Lead - Other |  |  | Installation date is after the lead ban |  |  |  |  | Non-Lead |  |  |  | Domestic
MTR_019022 | 10313 SE 190TH PL | LOT 14 PANTHER MEADOW |  |  | Non-Lead Plastic | No | 1989-06-05 | 0 | Field inspection only with no records | Yes | Visual inspection at meter pit | 2023-08-19 |  | Non-Lead Plastic |  |  | Field inspection only with no records | Yes | Visual inspection at meter pit | 2023-08-19 |  | Non-Lead |  |  |  | Domestic
MTR_025622 | 21408 130TH AVE SE | LOT 11 HILLSHIRE TERRACE |  |  | Non-Lead - Other | No | 1995-09-19 | 0 | Installation date is after the lead ban |  |  |  |  | Non-Lead Copper |  |  | Field inspection only with no records | Yes | Visual inspection at meter pit | 2023-01-14 |  | Non-Lead |  |  |  | Domestic
MTR_020253 | 20630 105TH PL SE | LOT 1 KIRKS ADDITION |  |  | Non-Lead - Other | No |  | 0 | Installation date is after the lead ban |  |  |  |  | Non-Lead - Other |  |  | Installation date is after the lead ban |  |  |  |  | Non-Lead |  |  |  | Domestic
MTR_025623 | 21429 130TH AVE SE | LOT 52 HILLSHIRE TERRACE |  |  | Non-Lead - Other | No | 1995-09-19 | 0 | Installation date is after the lead ban |  |  |  |  | Non-Lead - Other |  |  | Installation date is after the lead ban |  |  |  |  | Non-Lead |  |  |  | Domestic
MTR_020254 | 10515 SE 206TH PL | L3 KIRKS ADDITION |  |  | Non-Lead - Other | No |  | 0 | Installation date is after the lead ban |  |  |  |  | Non-Lead - Other |  |  | Installation date is after the lead ban |  |  |  |  | Non-Lead |  |  |  | Domestic
MTR_025624 | 21423 130TH AVE SE | LOT 51 HILLSHIRE TERRACE |  |  | Non-Lead - Other | No | 1995-09-19 | 0 | Installation date is after the lead ban |  |  |  |  | Non-Lead - Other |  |  | Installation date is after the lead ban |  |  |  |  | Non-Lead |  |  |  | Domestic
MTR_011304 | 16449 109TH AVE SE | SOUTH 60 LOT 9 BLOCK 9 AKERS FARM S #6 |  |  | Non-Lead - Other | Unknown |  | 0 | Statistical analysis |  |  |  |  | Non-Lead - Other |  |  | Statistical analysis |  |  |  |  | Non-Lead |  |  |  | Assumed
MTR_020261 | 20710 105TH PL SE | L2 B2 JO-VEL MANOR |  |  | Non-Lead - Other | Unknown |  | 0 | Statistical analysis |  |  |  |  | Non-Lead Copper |  |  | Field inspection only with no records | Yes | Visual inspection at meter pit | 2023-01-14 |  | Non-Lead |  |  |  | Domestic
MTR_025625 | 21422 129TH PL SE | LOT 48 HILLSHIRE TERRACE |  |  | Non-Lead - Other | No | 1995-09-19 | 0 | Installation date is after the lead ban |  |  |  |  | Non-Lead - Other |  |  | Installation date is after the lead ban |  |  |  |  | Non-Lead |  |  |  | Domestic
MTR_011306 | 16465 109TH AVE SE | SOUTH 66 LOT 8 BLOCK 9 AKERS FARM |  |  | Non-Lead Plastic | Unknown |  | 0 | Field inspection only with no records | Yes | Visual inspection at meter pit | 2022-12-31 |  | Galvanized Requiring Replacement |  |  | Field inspection only with no records | Yes | Visual inspection at meter pit | 2022-12-31 |  | Galvanized Requiring Replacement |  |  |  | Assumed
MTR_025626 | 21435 130TH AVE SE | LOT 53 HILLSHIRE TERRACE |  |  | Non-Lead - Other | No | 1995-09-19 | 0 | Installation date is after the lead ban |  |  |  |  | Non-Lead - Other |  |  | Installation date is after the lead ban |  |  |  |  | Non-Lead |  |  |  | Domestic
MTR_020262 | 20724 105TH PL SE | LOT 4 BLK2 JO VEL MANOR |  |  | Non-Lead - Other | No |  | 0 | Installation date is after the lead ban |  |  |  |  | Non-Lead Plastic |  |  | Field inspection only with no records | Yes | Visual inspection at meter pit | 2023-08-17 |  | Non-Lead |  |  |  | Domestic
MTR_011310 | 16522 108TH AVE SE | S 69.32 FT LOT 5 BLOCK 9 AKERS FAR MS #6 |  |  | Non-Lead Plastic | Unknown |  | 0.75 | Field inspection only with no records | Yes | Visual inspection at meter pit | 2022-12-31 |  | Non-Lead Plastic |  |  | Field inspection only with no records | Yes | Visual inspection at meter pit | 2022-12-31 |  | Non-Lead |  |  |  | Assumed
MTR_025627 | 21416 129TH PL SE | LOT 49 HILLSHIRE TERRACE |  |  | Non-Lead - Other | No | 1995-09-19 | 0 | Installation date is after the lead ban |  |  |  |  | Non-Lead Plastic |  |  | Field inspection only with no records | Yes | Visual inspection at meter pit | 2023-01-14 |  | Non-Lead |  |  |  | Domestic
MTR_027783 | 12353 SE 221ST ST | L36 GLENCARIN SOUTH |  |  | Non-Lead Plastic | No |  | 0 | Field inspection only with no records | Yes | Visual inspection at meter pit | 2023-09-11 |  | Non-Lead Plastic |  |  | Field inspection only with no records | Yes | Visual inspection at meter pit | 2023-09-11 |  | Non-Lead |  |  |  | Domestic
MTR_026835 | 13326 SE 227TH PL | LOT 89 FERN CREST AKA MEADOW RIDGE |  |  | Non-Lead - Other | No | 2005-06-17 | 0 | Installation date is after the lead ban |  |  |  |  | Non-Lead - Other |  |  | Installation date is after the lead ban |  |  |  |  | Non-Lead |  |  |  | Domestic
MTR_025628 | 21428 129TH PL SE | LOT 47 HILLSHIRE TERRACE |  |  | Non-Lead - Other | No | 1995-09-19 | 0 | Installation date is after the lead ban |  |  |  |  | Non-Lead Plastic |  |  | Field inspection only with no records | Yes | Visual inspection at meter pit | 2023-01-14 |  | Non-Lead |  |  |  | Domestic
MTR_017152 | 10931 SE 183RD CT | LOT 63 MAPLE GLEN |  |  | Non-Lead - Other | No | 1977-03-18 | 0 | Installation date is after the lead ban |  |  |  |  | Non-Lead - Other |  |  | Installation date is after the lead ban |  |  |  |  | Non-Lead |  |  |  | Domestic
MTR_022514 | 19342 113TH PL SE | LOT 26 PANTHER MEADOWS |  |  | Non-Lead Plastic | No | 2004-07-26 | 0 | Field inspection only with no records | Yes | Visual inspection at meter pit | 2023-09-29 |  | Non-Lead Plastic |  |  | Field inspection only with no records | Yes | Visual inspection at meter pit | 2023-09-29 |  | Non-Lead |  |  |  | Domestic
MTR_027787 | 12309 SE 221ST ST | LOT 29 GLENCARIN SOUTH |  |  | Non-Lead Plastic | No |  | 0 | Field inspection only with no records | Yes | Visual inspection at meter pit | 2023-09-11 |  | Non-Lead Plastic |  |  | Field inspection only with no records | Yes | Visual inspection at meter pit | 2023-09-11 |  | Non-Lead |  |  |  | Domestic
MTR_017147 | 18320 110TH AVE SE | LOT 66 MAPLE GLEN |  |  | Non-Lead - Other | No | 1977-03-18 | 0 | Installation date is after the lead ban |  |  |  |  | Non-Lead - Other |  |  | Installation date is after the lead ban |  |  |  |  | Non-Lead |  |  |  | Domestic
MTR_026836 | 13310 SE 227TH PL | LOT 91 FERN CREST AKA MEADOW RIDGE |  |  | Non-Lead Plastic | No | 2005-06-17 | 0 | Field inspection only with no records | Yes | Visual inspection at meter pit | 2023-10-27 |  | Non-Lead Plastic |  |  | Field inspection only with no records | Yes | Visual inspection at meter pit | 2023-10-27 |  | Non-Lead |  |  |  | Domestic
MTR_027788 | 12303 SE 221ST ST | LOT 28 GLENCARIN SOUTH |  |  | Non-Lead - Other | No |  | 0 | Installation date is after the lead ban |  |  |  |  | Non-Lead - Other |  |  | Installation date is after the lead ban |  |  |  |  | Non-Lead |  |  |  | Domestic
MTR_017153 | 10923 SE 183RD CT | LOT 62 MAPLE GLEN |  |  | Non-Lead - Other | No | 1977-03-18 | 0 | Installation date is after the lead ban |  |  |  |  | Non-Lead - Other |  |  | Installation date is after the lead ban |  |  |  |  | Non-Lead |  |  |  | Domestic
MTR_022515 | 19348 113TH PL SE | LOT 25 PANTHER MEADOWS |  |  | Non-Lead - Other | No | 2004-07-26 | 0 | Installation date is after the lead ban |  |  |  |  | Non-Lead - Other |  |  | Installation date is after the lead ban |  |  |  |  | Non-Lead |  |  |  | Domestic
MTR_030101 | 12417 SE 158TH ST | LOT 6 BLOCK 3 CASCADE VILLAGE #3 |  |  | Non-Lead - Other | No | 2016-06-22 | 0.75 | Rectified Plan |  |  |  |  | Non-Lead - Other |  |  | Statistical analysis |  |  |  |  | Non-Lead |  |  |  | Domestic
MTR_017148 | 10939 SE 183RD CT | LOT 65 MAPLE GLEN |  |  | Non-Lead - Other | No | 1977-03-18 | 0 | Installation date is after the lead ban |  |  |  |  | Non-Lead - Other |  |  | Installation date is after the lead ban |  |  |  |  | Non-Lead |  |  |  | Domestic
MTR_014211 | 10809 SE 172ND ST #1A | UNIT A KELSEY CT CONDOS |  |  | Non-Lead - Other | No | 1984-11-01 | 0 | Installation date is after the lead ban |  |  |  |  | Non-Lead - Other |  |  | Installation date is after the lead ban |  |  |  |  | Non-Lead |  |  |  | Domestic
MTR_030099 | 12405 SE 158TH ST | L4 B3 CASCADE VILLAGE 3 |  |  | Non-Lead - Other | No | 2016-06-22 | 0.75 | Rectified Plan |  |  |  |  | Non-Lead - Other |  |  | Statistical analysis |  |  |  |  | Non-Lead |  |  |  | Domestic
MTR_017149 | 10935 SE 183RD CT | LOT 64 MAPLE GLEN |  |  | Non-Lead - Other | No | 1977-03-18 | 0 | Installation date is after the lead ban |  |  |  |  | Non-Lead - Other |  |  | Installation date is after the lead ban |  |  |  |  | Non-Lead |  |  |  | Domestic
MTR_014213 | 10809 SE 172ND ST #1D | UNIT D KELSEY CT CONDOS |  |  | Non-Lead Plastic | No | 1984-11-01 | 0 | Field inspection only with no records | Yes | Visual inspection at meter pit | 2023-02-04 |  | Non-Lead Plastic |  |  | Field inspection only with no records | Yes | Visual inspection at meter pit | 2023-02-04 |  | Non-Lead |  |  |  | Domestic
MTR_030100 | 12411 SE 158TH ST | LOT 5 BLOCK 3 CASCADE VILLAGE #3 |  |  | Non-Lead - Other | No | 2016-06-22 | 0.75 | Rectified Plan |  |  |  |  | Non-Lead Plastic |  |  | Field inspection only with no records | Yes | Visual inspection at meter pit | 2023-11-30 |  | Non-Lead |  |  |  | Domestic
MTR_029081 | 11517 SE 218TH PL | L30 FOREST MEADOWS |  |  | Non-Lead - Other | No |  | 0 | Installation date is after the lead ban |  |  |  |  | Non-Lead - Other |  |  | Installation date is after the lead ban |  |  |  |  | Non-Lead |  |  |  | Domestic
MTR_014215 | 10829 SE 172ND ST #6A | BUILDING 6 UNIT A KELSEY COURT COND OMINIUM |  |  | Non-Lead - Other | No | 1984-11-01 | 0 | Installation date is after the lead ban |  |  |  |  | Non-Lead - Other |  |  | Installation date is after the lead ban |  |  |  |  | Non-Lead |  |  |  | Domestic
MTR_025629 | 13013 SE 214TH WAY | LOT 60 HILLSHIRE TERRACE |  |  | Non-Lead - Other | No | 1995-09-19 | 0 | Installation date is after the lead ban |  |  |  |  | Non-Lead - Other |  |  | Installation date is after the lead ban |  |  |  |  | Non-Lead |  |  |  | Domestic
MTR_029082 | 11415 SE 218TH PL | LOT 26 FOREST MEADOWS |  |  | Non-Lead - Other | No |  | 0 | Installation date is after the lead ban |  |  |  |  | Non-Lead - Other |  |  | Installation date is after the lead ban |  |  |  |  | Non-Lead |  |  |  | Domestic
MTR_026837 | 13272 SE 227TH PL | LOT 93 FERN CREST AKA MEADOW RIDGE |  |  | Non-Lead - Other | No | 2005-06-17 | 0 | Installation date is after the lead ban |  |  |  |  | Non-Lead - Other |  |  | Installation date is after the lead ban |  |  |  |  | Non-Lead |  |  |  | Domestic
MTR_025633 | 13019 SE 214TH WAY | LOT 61 HILLSHIRE TERRACE |  |  | Non-Lead - Other | No | 1995-09-19 | 0 | Installation date is after the lead ban |  |  |  |  | Non-Lead - Other |  |  | Installation date is after the lead ban |  |  |  |  | Non-Lead |  |  |  | Domestic
MTR_029086 | 11501 SE 221ST PL | LOT 12 PEDERSON PLACE |  |  | Non-Lead - Other | No |  | 0 | Installation date is after the lead ban |  |  |  |  | Non-Lead - Other |  |  | Installation date is after the lead ban |  |  |  |  | Non-Lead |  |  |  | Domestic
MTR_025635 | 13105 SE 214TH WAY | LOT 63 HILLSHIRE TERRACE |  |  | Non-Lead - Other | No | 1995-09-19 | 0 | Installation date is after the lead ban |  |  |  |  | Non-Lead - Other |  |  | Installation date is after the lead ban |  |  |  |  | Non-Lead |  |  |  | Domestic
MTR_026838 | 22713 132ND PL SE | LOT 50 FERN CREST AKA MEADOW RIDGE |  |  | Non-Lead - Other | No | 2005-06-17 | 0 | Installation date is after the lead ban |  |  |  |  | Non-Lead - Other |  |  | Installation date is after the lead ban |  |  |  |  | Non-Lead |  |  |  | Domestic
MTR_029087 | 11500 SE 221ST PL | LOT 11 PEDERSON PLACE |  |  | Non-Lead - Other | No |  | 0 | Installation date is after the lead ban |  |  |  |  | Non-Lead - Other |  |  | Installation date is after the lead ban |  |  |  |  | Non-Lead |  |  |  | Domestic
MTR_025637 | 13117 SE 214TH WAY | LOT 65 HILLSHIRE TERRACE |  |  | Non-Lead - Other | No | 1995-09-19 | 0 | Installation date is after the lead ban |  |  |  |  | Non-Lead - Other |  |  | Installation date is after the lead ban |  |  |  |  | Non-Lead |  |  |  | Domestic
MTR_026839 | 13313 SE 227TH PL | LOT 40 FERN CREST AKA MEADOW RIDGE |  |  | Non-Lead - Other | No | 2005-06-17 | 0 | Installation date is after the lead ban |  |  |  |  | Non-Lead - Other |  |  | Installation date is after the lead ban |  |  |  |  | Non-Lead |  |  |  | Domestic
MTR_029088 | 11518 SE 221ST PL | LOT 7 PEDERSON PLACE |  |  | Non-Lead - Other | No |  | 0 | Installation date is after the lead ban |  |  |  |  | Non-Lead - Other |  |  | Installation date is after the lead ban |  |  |  |  | Non-Lead |  |  |  | Domestic
MTR_017348 | 18104 114TH AVE SE | TL 200 E1/2 SEC. 32-23-5 |  |  | Non-Lead - Other | No | 1979-09-01 | 0 | Relative Placement |  |  |  |  | Non-Lead - Other |  |  | Statistical analysis |  |  |  |  | Non-Lead |  |  |  | Assumed
MTR_026841 | 22707 132ND PL SE | LOT 51 FERNCREST AKA MEADOW RIDGE |  |  | Non-Lead Plastic | No | 2005-06-17 | 0 | Field inspection only with no records | Yes | Visual inspection at meter pit | 2023-10-27 |  | Non-Lead Plastic |  |  | Field inspection only with no records | Yes | Visual inspection at meter pit | 2023-10-27 |  | Non-Lead |  |  |  | Domestic
MTR_028273 | 12812 SE 220TH ST | LOT 22 SUMMERGLEN EAST |  |  | Non-Lead - Other | No | 1995-08-28 | 0 | Installation date is after the lead ban |  |  |  |  | Non-Lead - Other |  |  | Installation date is after the lead ban |  |  |  |  | Non-Lead |  |  |  | Domestic
MTR_018467 | 20014 95TH PL S | LOT 7 BRIARMOUNT |  |  | Non-Lead - Other | No | 1998-08-21 | 0 | Installation date is after the lead ban |  |  |  |  | Non-Lead - Other |  |  | Installation date is after the lead ban |  |  |  |  | Non-Lead |  |  |  | Domestic
MTR_017347 | 18110 114TH AVE SE | TL 203 E1/2 32-23-5 |  |  | Non-Lead - Other | No | 1979-09-01 | 0 | Relative Placement |  |  |  |  | Non-Lead - Other |  |  | Statistical analysis |  |  |  |  | Non-Lead |  |  |  | Assumed
MTR_028278 | 22006 129TH PL SE | LOT 16 SUMMER GLEN EAST (STRATHMORE ) |  |  | Non-Lead Plastic | No | 1995-08-28 | 0 | Field inspection only with no records | Yes | Visual inspection at meter pit | 2023-09-02 |  | Non-Lead Plastic |  |  | Field inspection only with no records | Yes | Visual inspection at meter pit | 2023-09-02 |  | Non-Lead |  |  |  | Domestic
MTR_022517 | 11314 SE 193RD PL | LOT 37 PANTHER MEADOWS |  |  | Non-Lead Plastic | No | 2004-07-26 | 0 | Field inspection only with no records | Yes | Visual inspection at meter pit | 2023-09-29 |  | Non-Lead Plastic |  |  | Field inspection only with no records | Yes | Visual inspection at meter pit | 2023-09-29 |  | Non-Lead |  |  |  | Domestic
MTR_017590 | 11222 SE 182ND ST | L12 VIEW GARDENS 1 |  |  | Non-Lead - Other | Unknown |  | 0 | Statistical analysis |  |  |  |  | Non-Lead - Other |  |  | Statistical analysis |  |  |  |  | Non-Lead |  |  |  | Assumed
MTR_028274 | 12808 SE 220TH ST | LOT 23 SUMMER GLEN EAST (STRATHMORE ) |  |  | Non-Lead - Other | No | 1995-08-28 | 0 | Installation date is after the lead ban |  |  |  |  | Non-Lead - Other |  |  | Installation date is after the lead ban |  |  |  |  | Non-Lead |  |  |  | Domestic
MTR_022518 | 19318 113TH PL SE | LOT 30 PANTHER MEADOWS |  |  | Non-Lead Plastic | No | 2004-07-26 | 0 | Field inspection only with no records | Yes | Visual inspection at meter pit | 2023-09-29 |  | Non-Lead Plastic |  |  | Field inspection only with no records | Yes | Visual inspection at meter pit | 2023-09-29 |  | Non-Lead |  |  |  | Domestic
MTR_017773 | 11412 SE 182ND ST | L6 VIEW GARDENS #1 |  |  | Non-Lead Plastic | Unknown |  | 0 | Field inspection only with no records | Yes | Visual inspection at meter pit | 2023-07-30 |  | Non-Lead Plastic |  |  | Field inspection only with no records | Yes | Visual inspection at meter pit | 2023-07-30 |  | Non-Lead |  |  |  | Assumed
MTR_028446 | 22055 129TH PL SE | LOT 49 SUMMER GLEN EAST (STRATHMORE ) |  |  | Non-Lead - Other | No | 1995-08-28 | 0 | Installation date is after the lead ban |  |  |  |  | Non-Lead - Other |  |  | Installation date is after the lead ban |  |  |  |  | Non-Lead |  |  |  | Domestic
MTR_022519 | 11338 SE 193RD PL | LOT 33 PANTHER MEADOWS |  |  | Non-Lead - Other | No | 2004-07-26 | 0 | Installation date is after the lead ban |  |  |  |  | Non-Lead - Other |  |  | Installation date is after the lead ban |  |  |  |  | Non-Lead |  |  |  | Domestic
MTR_017097 | 11132 SE 183RD PL | LOT 19 MAPLE GLEN |  |  | Non-Lead - Other | No | 1977-03-18 | 0 | Installation date is after the lead ban |  |  |  |  | Non-Lead - Other |  |  | Installation date is after the lead ban |  |  |  |  | Non-Lead |  |  |  | Domestic
MTR_028279 | 22012 129TH PL SE | LOT 15 SUMMER GLEN EAST (STRATHMORE ) |  |  | Non-Lead - Other | No | 1995-08-28 | 0 | Installation date is after the lead ban |  |  |  |  | Non-Lead Plastic |  |  | Field inspection only with no records | Yes | Visual inspection at meter pit | 2022-12-23 |  | Non-Lead |  |  |  | Domestic
MTR_011319 | 1307 S 27TH ST | L13 OLYMPIC VIEW TERRACE |  |  | Non-Lead Plastic | No | 2003-03-28 | 0 | Field inspection only with no records | Yes | Visual inspection at meter pit | 2022-12-31 |  | Non-Lead Plastic |  |  | Field inspection only with no records | Yes | Visual inspection at meter pit | 2022-12-31 |  | Non-Lead |  |  |  | Domestic
MTR_017102 | 11047 SE 182ND ST | LOT 14 MAPLE GLEN |  |  | Non-Lead Plastic | No | 1977-03-18 | 0 | Field inspection only with no records | Yes | Visual inspection at meter pit | 2023-08-11 |  | Non-Lead Plastic |  |  | Field inspection only with no records | Yes | Visual inspection at meter pit | 2023-08-11 |  | Non-Lead |  |  |  | Domestic
MTR_028275 | 12830 SE 220TH ST | LOT 19 SUMMER GLEN EAST (STRATHMORE ) |  |  | Non-Lead - Other | No | 1995-08-28 | 0 | Installation date is after the lead ban |  |  |  |  | Non-Lead - Other |  |  | Installation date is after the lead ban |  |  |  |  | Non-Lead |  |  |  | Domestic
MTR_017099 | 18227 112TH AVE SE | LOT 17 MAPLE GLEN |  |  | Non-Lead - Other | No | 1977-03-18 | 0 | Installation date is after the lead ban |  |  |  |  | Non-Lead - Other |  |  | Installation date is after the lead ban |  |  |  |  | Non-Lead |  |  |  | Domestic
MTR_028284 | 22037 129TH PL SE | LOT 46 SUMMER GLEN EAST (STRATHMORE ) |  |  | Non-Lead - Other | No | 1995-08-28 | 0 | Installation date is after the lead ban |  |  |  |  | Non-Lead - Other |  |  | Installation date is after the lead ban |  |  |  |  | Non-Lead |  |  |  | Domestic
MTR_017101 | 18219 112TH AVE SE | LOT 16 MAPLE GLEN |  |  | Non-Lead - Other | No | 1977-03-18 | 0 | Installation date is after the lead ban |  |  |  |  | Non-Lead - Other |  |  | Installation date is after the lead ban |  |  |  |  | Non-Lead |  |  |  | Domestic
MTR_028247 | 22043 129TH PL SE | LOT 47 SUMMER GLEN EAST (STRATHMORE ) |  |  | Non-Lead - Other | No | 1995-08-28 | 0 | Installation date is after the lead ban |  |  |  |  | Non-Lead - Other |  |  | Installation date is after the lead ban |  |  |  |  | Non-Lead |  |  |  | Domestic
MTR_028280 | 22013 129TH PL SE | LOT 42 SUMMER GLEN EAST (STRATHMORE ) |  |  | Non-Lead - Other | No | 1995-08-28 | 0 | Installation date is after the lead ban |  |  |  |  | Non-Lead - Other |  |  | Installation date is after the lead ban |  |  |  |  | Non-Lead |  |  |  | Domestic
MTR_022005 | 10819 SE 180TH PL | L6 BLK2 BENSON TERR. #3 |  |  | Non-Lead Plastic | Unknown |  |  | Field inspection only with no records | Yes | Visual inspection at meter pit | 2023-07-30 |  | Non-Lead Plastic |  |  | Field inspection only with no records | Yes | Visual inspection at meter pit | 2023-07-30 |  | Non-Lead
MTR_011420 | 16741 128TH AVE SE | L 52 CASCADE HILLS 8 |  |  | Non-Lead - Other | Unknown |  | 1 | Statistical analysis |  |  |  |  | Non-Lead - Other |  |  | Statistical analysis |  |  |  |  | Non-Lead |  |  |  | Domestic
MTR_017776 | 10842 SE 180TH PL | L2 BLK1 BENSON TERR. #3 |  |  | Non-Lead - Other | Unknown |  | 0 | Statistical analysis |  |  |  |  | Non-Lead - Other |  |  | Statistical analysis |  |  |  |  | Non-Lead |  |  |  | Assumed
MTR_011412 | 12721 SE 167TH ST | L 44 CASCADE HILLS 8 |  |  | Non-Lead Plastic | Unknown |  | 1 | Converted CAD | Yes | Visual inspection at the meter pit | 2024-03-28 |  | Non-Lead Plastic |  |  | Field inspection only with no records | Yes | Visual inspection at the meter pit | 2024-03-28 |  | Non-Lead |  |  |  | Domestic
MTR_028248 | 22041 128TH PL SE | LOT 31 SUMMER GLEN EAST (STRATHMORE |  |  | Non-Lead Plastic | No | 1995-08-28 | 0 | Field inspection only with no records | Yes | Visual inspection at meter pit | 2023-09-02 |  | Non-Lead Plastic |  |  | Field inspection only with no records | Yes | Visual inspection at meter pit | 2023-09-02 |  | Non-Lead |  |  |  | Domestic
MTR_011417 | 16721 128TH AVE SE | LOT 49 CASCADE HILLS #8 |  |  | Non-Lead - Other | Unknown |  | 1 | Statistical analysis |  |  |  |  | Non-Lead - Other |  |  | Statistical analysis |  |  |  |  | Non-Lead |  |  |  | Domestic
MTR_016295 | 17638 157TH AVE SE | LOT20 CANDLEWOOD RIDGE#2 |  |  | Non-Lead Plastic | No | 1976-05-06 | 0 | Field inspection only with no records | Yes | Visual inspection at meter pit | 2023-11-30 |  | Non-Lead Plastic |  |  | Field inspection only with no records | Yes | Visual inspection at meter pit | 2023-11-30 |  | Non-Lead |  |  |  | Domestic
MTR_014700 | 13049 SE 159TH PL | LOT 106 FAIRLANE WOODS |  |  | Non-Lead - Other | No | 1978-09-22 | 0 | Installation date is after the lead ban |  |  |  |  | Non-Lead - Other |  |  | Installation date is after the lead ban |  |  |  |  | Non-Lead |  |  |  | Domestic
MTR_016296 | 17710 157TH AVE SE | L15 CANDLEWOOD RIDGE #2 |  |  | Non-Lead Plastic | No | 1976-05-06 | 0 | Field inspection only with no records | Yes | Visual inspection at meter pit | 2023-11-30 |  | Non-Lead Plastic |  |  | Field inspection only with no records | Yes | Visual inspection at meter pit | 2023-11-30 |  | Non-Lead |  |  |  | Domestic
MTR_011418 | 16727 128TH AVE SE | L 50 CASCADE HILLS 8 |  |  | Non-Lead - Other | Unknown |  | 1 | Statistical analysis |  |  |  |  | Non-Lead - Other |  |  | Statistical analysis |  |  |  |  | Non-Lead |  |  |  | Domestic
MTR_011416 | 16713 128TH AVE SE | LOT 48 CASCADE HILLS #8 |  |  | Non-Lead - Other | Unknown |  | 0.75 | Statistical analysis |  |  |  |  | Non-Lead - Other |  |  | Statistical analysis |  |  |  |  | Non-Lead |  |  |  | Assumed
MTR_011320 | 1405 S 27TH ST | L12 OLYMPIC VIEW TERRACE |  |  | Non-Lead Plastic | No | 2003-03-28 | 0 | Field inspection only with no records | Yes | Visual inspection at meter pit | 2022-12-31 |  | Galvanized Requiring Replacement |  |  | Field inspection only with no records | Yes | Visual inspection at meter pit | 2022-12-31 |  | Galvanized Requiring Replacement |  |  |  | Domestic
MTR_016297 | 17650 157TH AVE SE | LOT18 CANDLEWOOD RIDGE#2 |  |  | Non-Lead Plastic | No | 1976-05-06 | 0 | Field inspection only with no records | Yes | Visual inspection at meter pit | 2023-11-30 |  | Non-Lead Plastic |  |  | Field inspection only with no records | Yes | Visual inspection at meter pit | 2023-11-30 |  | Non-Lead |  |  |  | Domestic
MTR_027789 | 12023 SE 222ND PL | LOT 89 MEADOWGREEN ESTATES |  |  | Non-Lead Plastic | No |  | 0 | Field inspection only with no records | Yes | Visual inspection at meter pit | 2023-09-15 |  | Non-Lead Plastic |  |  | Field inspection only with no records | Yes | Visual inspection at meter pit | 2023-09-15 |  | Non-Lead |  |  |  | Domestic
MTR_011326 | 1517 S 27TH ST | L6 OLYMPIC VIEW TERRACE |  |  | Non-Lead Plastic | No | 2003-03-28 | 0 | Field inspection only with no records | Yes | Visual inspection at meter pit | 2022-12-31 |  | Galvanized Requiring Replacement |  |  | Field inspection only with no records | Yes | Visual inspection at meter pit | 2022-12-31 |  | Galvanized Requiring Replacement |  |  |  | Domestic
MTR_016298 | 17656 157TH AVE SE | L 17 CANDLEWOOD 2 |  |  | Non-Lead - Other | No | 1976-05-06 | 0 | Installation date is after the lead ban |  |  |  |  | Non-Lead - Other |  |  | Installation date is after the lead ban |  |  |  |  | Non-Lead |  |  |  | Domestic
MTR_027790 | 12019 SE 222ND PL | LOT 88 MEADOWGREEN EST. |  |  | Non-Lead Plastic | No |  | 0 | Field inspection only with no records | Yes | Visual inspection at meter pit | 2023-09-25 |  | Non-Lead Plastic |  |  | Field inspection only with no records | Yes | Visual inspection at meter pit | 2023-09-25 |  | Non-Lead |  |  |  | Domestic
MTR_011328 | 1601 S 27TH ST | L4 OLYMPIC VIEW TERRACE |  |  | Non-Lead - Other | No | 2003-03-28 | 0 | Rectified Plan |  |  |  |  | Non-Lead - Other |  |  | Statistical analysis |  |  |  |  | Non-Lead |  |  |  | Domestic
MTR_014730 | 15657 129TH CT SE | LOT 57 FAIRLANE WOODS |  |  | Non-Lead - Other | No | 1978-09-22 | 0 | Installation date is after the lead ban |  |  |  |  | Non-Lead - Other |  |  | Installation date is after the lead ban |  |  |  |  | Non-Lead |  |  |  | Domestic
MTR_027792 | 22222 120TH AVE SE | L84 MEADOWGREEN ESTATES |  |  | Non-Lead - Other | No |  | 0 | Installation date is after the lead ban |  |  |  |  | Non-Lead - Other |  |  | Installation date is after the lead ban |  |  |  |  | Non-Lead |  |  |  | Domestic
MTR_011329 | 1607 S 27TH ST | L3 OLYMPIC VIEW TERRACE |  |  | Non-Lead Plastic | No | 2003-03-28 | 0 | Rectified Plan | Yes | Visual inspection at the meter pit | 2024-02-06 |  | Galvanized Requiring Replacement |  |  | Field inspection only with no records | Yes | Visual inspection at the meter pit | 2024-02-06 |  | Galvanized Requiring Replacement |  |  |  | Domestic
MTR_014728 | 15649 129TH CT SE | LOT 55 FAIRLANE WOODS |  |  | Non-Lead - Other | No | 1978-09-22 | 0 | Installation date is after the lead ban |  |  |  |  | Non-Lead - Other |  |  | Installation date is after the lead ban |  |  |  |  | Non-Lead |  |  |  | Domestic
MTR_027793 | 22216 120TH AVE SE | L85 MEADOWGREEN ESTATES |  |  | Non-Lead - Other | No |  | 0 | Installation date is after the lead ban |  |  |  |  | Non-Lead - Other |  |  | Installation date is after the lead ban |  |  |  |  | Non-Lead |  |  |  | Domestic
MTR_011338 | 1525 S 28TH ST | LOT 5 BLOCK 2 HILLTOP HEIGHTS |  |  | Non-Lead Plastic | No | 2003-03-28 | 0 | Field inspection only with no records | Yes | Visual inspection at meter pit | 2022-12-31 |  | Galvanized Requiring Replacement |  |  | Field inspection only with no records | Yes | Visual inspection at meter pit | 2022-12-31 |  | Galvanized Requiring Replacement |  |  |  | Domestic
MTR_014726 | 15641 129TH CT SE | LOT 53 FAIRLANE WOODS |  |  | Non-Lead - Other | No | 1978-09-22 | 0 | Installation date is after the lead ban |  |  |  |  | Non-Lead - Other |  |  | Installation date is after the lead ban |  |  |  |  | Non-Lead |  |  |  | Domestic
MTR_014681 | 13009 SE 159TH ST | LOT 87 FAIRLANE WOODS |  |  | Non-Lead - Other | No | 1978-09-22 | 0 | Installation date is after the lead ban |  |  |  |  | Non-Lead - Other |  |  | Installation date is after the lead ban |  |  |  |  | Non-Lead |  |  |  | Domestic
MTR_030045 | 16128 128TH AVE SE | L 1 B 4 CASCADE VISTA 5 |  |  | Non-Lead - Other | No | 2016-06-22 | 0.75 | Rectified Plan |  |  |  |  | Non-Lead - Other |  |  | Statistical analysis |  |  |  |  | Non-Lead |  |  |  | Domestic
MTR_014698 | 13037 SE 159TH PL | LOT 104 FAIRLANE WOODS |  |  | Non-Lead - Other | No | 1978-09-22 | 0 | Installation date is after the lead ban |  |  |  |  | Non-Lead Plastic |  |  | Field inspection only with no records | Yes | Visual inspection at meter pit | 2022-12-24 |  | Non-Lead |  |  |  | Domestic
MTR_011341 | 10745 SE 165TH ST | LOT 1 BLOCK 2 HILLTOP HEIGHTS |  |  | Non-Lead - Other | Unknown |  | 0.75 | Statistical analysis |  |  |  |  | Non-Lead - Other |  |  | Statistical analysis |  |  |  |  | Non-Lead |  |  |  | Assumed
MTR_030041 | 16312 128TH AVE SE | L5 BLK4 CASCADE VISTA 5 |  |  | Non-Lead - Other | No | 2016-06-22 | 0.75 | Rectified Plan |  |  |  |  | Non-Lead - Other |  |  | Statistical analysis |  |  |  |  | Non-Lead |  |  |  | Domestic
MTR_014680 | 13001 SE 159TH ST | LOT 86 FAIRLANE WOODS |  |  | Non-Lead - Other | No | 1978-09-22 | 0 | Installation date is after the lead ban |  |  |  |  | Non-Lead - Other |  |  | Installation date is after the lead ban |  |  |  |  | Non-Lead |  |  |  | Domestic
MTR_011343 | 16517 108TH AVE SE | E PORTION LOT 4 BLOCK 1 AKERS FARM S #5 |  |  | Non-Lead - Other | Unknown |  | 0.75 | Statistical analysis |  |  |  |  | Non-Lead - Other |  |  | Statistical analysis |  |  |  |  | Non-Lead |  |  |  | Assumed
MTR_030042 | 16306 128TH AVE SE | L 4 B 4 CASCADE VISTA 5 |  |  | Non-Lead - Other | No | 2016-06-22 | 0.75 | Rectified Plan |  |  |  |  | Non-Lead - Other |  |  | Statistical analysis |  |  |  |  | Non-Lead |  |  |  | Domestic
MTR_026880 | 22704 134TH PL SE | LOT 30 FERN CREST |  |  | Non-Lead Plastic | No | 2005-06-17 | 0 | Field inspection only with no records | Yes | Visual inspection at meter pit | 2023-10-27 |  | Non-Lead Plastic |  |  | Field inspection only with no records | Yes | Visual inspection at meter pit | 2023-10-27 |  | Non-Lead |  |  |  | Domestic
MTR_011359 | 2932 BENSON RD S | LOT 8 BLOCK 8 AKERS FARMS #6 |  |  | Non-Lead - Other | No | 1999-03-24 | 0 | Rectified Plan |  |  |  |  | Non-Lead - Other |  |  | Statistical analysis |  |  |  |  | Non-Lead |  |  |  | Domestic
MTR_027871 | 12007 SE 218TH PL | LOT 27 CROWN ROYAL |  |  | Non-Lead Plastic | No |  | 0 | Field inspection only with no records | Yes | Visual inspection at meter pit | 2023-09-16 |  | Non-Lead Plastic |  |  | Field inspection only with no records | Yes | Visual inspection at meter pit | 2023-09-16 |  | Non-Lead |  |  |  | Assumed
MTR_026881 | 13273 SE 226TH ST | LOT 64 FERN CREST AKA MEADOW RIDGE |  |  | Non-Lead - Other | No | 2005-06-17 | 0 | Installation date is after the lead ban |  |  |  |  | Non-Lead - Other |  |  | Installation date is after the lead ban |  |  |  |  | Non-Lead |  |  |  | Domestic
MTR_011387 | 16425 BENSON RD S | N PORTION LOT 1 BLOCK A AKERS FARM S #5 |  |  | Non-Lead - Other | No | 1999-03-24 | 0 | Rectified Plan |  |  |  |  | Non-Lead - Other |  |  | Statistical analysis |  |  |  |  | Non-Lead |  |  |  | Domestic
MTR_027872 | 12010 SE 219TH CT | LOT 23 CROWN ROYAL |  |  | Non-Lead - Other | No |  | 0 | Installation date is after the lead ban |  |  |  |  | Non-Lead - Other |  |  | Installation date is after the lead ban |  |  |  |  | Non-Lead |  |  |  | Assumed
MTR_018541 | 9710 S 208TH ST | LOT 1 K.C.S.P. #383059 |  |  | Non-Lead - Other | Unknown |  | 0 | Statistical analysis |  |  |  |  | Non-Lead - Other |  |  | Statistical analysis |  |  |  |  | Non-Lead |  |  |  | Domestic
MTR_011389 | 16501 BENSON RD S | NW PORTION LOT 2 BLOCK AKERS FARMS #5 |  |  | Non-Lead - Other | No | 1999-03-24 | 0 | Rectified Plan |  |  |  |  | Non-Lead - Other |  |  | Statistical analysis |  |  |  |  | Non-Lead |  |  |  | Domestic
MTR_018542 | 20645 98TH PL S | L2 BELVA LANE |  |  | Non-Lead - Other | Unknown |  | 0 | Statistical analysis |  |  |  |  | Non-Lead - Other |  |  | Statistical analysis |  |  |  |  | Non-Lead |  |  |  | Domestic
MTR_011112 | 11314 SE 162ND ST | W100 OF E200 LOT5 BLK1 AKERS FAR |  |  | Non-Lead Plastic | Unknown |  | 0 | Field inspection only with no records | Yes | Visual inspection at meter pit | 2022-12-31 |  | Galvanized Requiring Replacement |  |  | Field inspection only with no records | Yes | Visual inspection at meter pit | 2022-12-31 |  | Galvanized Requiring Replacement |  |  |  | Domestic
MTR_027874 | 21852 120TH AVE SE | LOT 26 CROWN ROYAL |  |  | Non-Lead - Other | No |  | 0 | Installation date is after the lead ban |  |  |  |  | Non-Lead - Other |  |  | Installation date is after the lead ban |  |  |  |  | Non-Lead |  |  |  | Assumed
MTR_018543 | 9624 S 208TH ST | 9902-015100 |  |  | Non-Lead - Other | Unknown |  | 0 | Statistical analysis |  |  |  |  | Non-Lead - Other |  |  | Statistical analysis |  |  |  |  | Non-Lead |  |  |  | Domestic
MTR_015130 | 15809 123RD AVE SE | L5 B1 CASCADE VILLAGE 2 |  |  | Non-Lead - Other | No | 2014-04-16 | 1 | Rectified Plan |  |  |  |  | Non-Lead - Other |  |  | Statistical analysis |  |  |  |  | Non-Lead |  |  |  | Domestic
MTR_027875 | 12014 SE 219TH CT | LOT 22 CROWN ROYAL |  |  | Non-Lead Plastic | No |  | 0 | Field inspection only with no records | Yes | Visual inspection at meter pit | 2023-09-16 |  | Non-Lead Plastic |  |  | Field inspection only with no records | Yes | Visual inspection at meter pit | 2023-09-16 |  | Non-Lead |  |  |  | Assumed
MTR_026882 | 13282 SE 226TH ST | LOT 11 FERN CREST AKA MEADOW RIDGE |  |  | Non-Lead - Other | No | 2005-06-17 | 0 | Installation date is after the lead ban |  |  |  |  | Non-Lead - Other |  |  | Installation date is after the lead ban |  |  |  |  | Non-Lead |  |  |  | Domestic
MTR_026189 | 20508 123RD PL SE | LOT 30 SWANSON COURT |  |  | Non-Lead - Other | Unknown |  | 0 | Statistical analysis |  |  |  |  | Non-Lead - Other |  |  | Statistical analysis |  |  |  |  | Non-Lead |  |  |  | Domestic
MTR_030038 | 16332 128TH AVE SE | L 8 B 4 CASCADE VISTA 5 |  |  | Non-Lead - Other | No | 2016-06-22 | 0.75 | Rectified Plan |  |  |  |  | Non-Lead - Other |  |  | Statistical analysis |  |  |  |  | Non-Lead |  |  |  | Domestic
MTR_029572 | 11142 SE 226TH ST | LOT 2 KENTON FIRS 2 |  |  | Non-Lead - Other | Unknown |  | 0 | Statistical analysis |  |  |  |  | Non-Lead - Other |  |  | Statistical analysis |  |  |  |  | Non-Lead |  |  |  | Domestic
MTR_019838 | 188TH & 108TH LN SE | 188TH & 108TH LN SE |  |  | Non-Lead Plastic | Unknown |  | 0 | Field inspection only with no records | Yes | Visual inspection at meter pit | 2023-02-14 |  | Non-Lead Plastic |  |  | Field inspection only with no records | Yes | Visual inspection at meter pit | 2023-02-14 |  | Non-Lead |  |  |  | Irrigation
MTR_030039 | 16324 128TH AVE SE | L 7 B 4 CASCADE VISTA 5 |  |  | Non-Lead - Other | No | 2016-06-22 | 0.75 | Rectified Plan |  |  |  |  | Non-Lead - Other |  |  | Statistical analysis |  |  |  |  | Non-Lead |  |  |  | Domestic
MTR_029573 | 11517 SE 227TH PL | 9914-007920 |  |  | Non-Lead - Other | Unknown |  | 0 | Statistical analysis |  |  |  |  | Non-Lead - Other |  |  | Statistical analysis |  |  |  |  | Non-Lead |  |  |  | Domestic
MTR_024261 | 21080 108TH AVE SE | LOT 4 KING COUNTY SHORT PLAT #58307 2 |  |  | Non-Lead - Other | No |  | 5.25 | Installation date is after the lead ban |  |  |  |  | Non-Lead - Other |  |  | Installation date is after the lead ban |  |  |  |  | Non-Lead |  |  |  | Hydrant
MTR_030037 | 16323 128TH AVE SE | L 7 B 2 CASCADE VISTA 5 |  |  | Non-Lead - Other | No | 2016-06-22 | 0.75 | Rectified Plan |  |  |  |  | Non-Lead - Other |  |  | Statistical analysis |  |  |  |  | Non-Lead |  |  |  | Domestic
MTR_029651 | 11205 SE 226TH ST | LOT 140 KENTON FIRS |  |  | Non-Lead - Other | Unknown |  | 0 | Statistical analysis |  |  |  |  | Non-Lead - Other |  |  | Statistical analysis |  |  |  |  | Non-Lead |  |  |  | Domestic
MTR_012402 | 18360 W LK DESIRE DR SE | LOT 25 BLK 1 LK DESIRE SUMMER HM TRACTS |  |  | Non-Lead - Other | No | 2010-01-21 | 0 | Installation date is after the lead ban |  |  |  |  | Non-Lead - Other |  |  | Installation date is after the lead ban |  |  |  |  | Non-Lead |  |  |  | Domestic
MTR_029652 | 22608 112TH AVE SE | LOT 139 KENTON FIRS |  |  | Non-Lead - Other | Unknown |  | 0 | Statistical analysis |  |  |  |  | Non-Lead - Other |  |  | Statistical analysis |  |  |  |  | Non-Lead |  |  |  | Domestic
MTR_029574 | 22635 112TH AVE SE | LOT 15 KENTON FIRS |  |  | Non-Lead - Other | Unknown |  | 0 | Statistical analysis |  |  |  |  | Non-Lead - Other |  |  | Statistical analysis |  |  |  |  | Non-Lead |  |  |  | Domestic
MTR_028749 | 10942 SE 223RD PL | LOT 8 BENSON EAST |  |  | Non-Lead - Other | No | 1977-05-13 | 1 | Installation date is after the lead ban |  |  |  |  | Non-Lead - Other |  |  | Installation date is after the lead ban |  |  |  |  | Non-Lead |  |  |  | Domestic
MTR_027877 | 11615 SE 223RD DR | L2 MEADOWGREEN EST |  |  | Non-Lead - Other | No |  | 0 | Installation date is after the lead ban |  |  |  |  | Non-Lead - Other |  |  | Installation date is after the lead ban |  |  |  |  | Non-Lead |  |  |  | Domestic
MTR_007497 | 12529 SE 236TH PL | LOT 7 GAGES GROVE |  |  | Non-Lead - Other | No | 2005-08-18 | 1 | Rectified Plan | No |  |  |  | Non-Lead Plastic |  |  | Field inspection only with no records | Yes | Visual inspection at meter pit | 2022-12-23 |  | Non-Lead |  |  |  | Domestic
MTR_018951 | 715 S 50TH ST | TAX LOT 49 S-T-R 31-23-05 |  |  | Non-Lead - Other | No | 2009-03-11 | 0 | Installation date is after the lead ban |  |  |  |  | Non-Lead - Other |  |  | Installation date is after the lead ban |  |  |  |  | Non-Lead |  |  |  | Domestic
MTR_030114 | 12672 SE 158TH ST | LOT 12 BLK 1 CASCADE VILLAGE #4 |  |  | Non-Lead - Other | No | 2016-06-22 | 0.75 | Rectified Plan |  |  |  |  | Non-Lead - Other |  |  | Statistical analysis |  |  |  |  | Non-Lead |  |  |  | Domestic
MTR_025756 | 21436 116TH AVE SE | TAX LOT 117 NW 1/4 9-22-5 |  |  | Non-Lead - Other | No |  | 0 | Installation date is after the lead ban |  |  |  |  | Non-Lead Plastic |  |  | Field inspection only with no records | Yes | Visual inspection at meter pit | 2023-01-31 |  | Non-Lead |  |  |  | Assumed
MTR_025236 | 12526 SE 212TH PL | L352 GLENCARIN #2 |  |  | Non-Lead - Other | No | 1968-07-31 | 0 | Installation date is after the lead ban |  |  |  |  | Non-Lead - Other |  |  | Installation date is after the lead ban |  |  |  |  | Non-Lead |  |  |  | Domestic
MTR_028750 | 11025 SE 223RD PL | LOT 25 BENSON EAST |  |  | Non-Lead - Other | No | 1977-05-13 | 1.25 | Installation date is after the lead ban |  |  |  |  | Non-Lead - Other |  |  | Installation date is after the lead ban |  |  |  |  | Non-Lead |  |  |  | Domestic
MTR_014674 | 12918 SE 160TH ST | LOT 75 FAIRLANE WOODS |  |  | Non-Lead - Other | No | 2016-06-22 | 0.75 | Installation date is after the lead ban |  |  |  |  | Non-Lead - Other |  |  | Installation date is after the lead ban |  |  |  |  | Non-Lead |  |  |  | Domestic
MTR_025238 | 21204 125TH AVE SE | LOT 346 GLENCARIN #2 |  |  | Non-Lead - Other | No | 1968-07-31 | 0 | Installation date is after the lead ban |  |  |  |  | Non-Lead - Other |  |  | Installation date is after the lead ban |  |  |  |  | Non-Lead |  |  |  | Domestic
MTR_020367 | 20622 100TH AVE SE | 9902-013400 |  |  | Non-Lead Plastic | Unknown |  | 0 | Relative Placement | Yes | Visual inspection at the meter pit | 2024-01-30 |  | Non-Lead Plastic |  |  | Field inspection only with no records | Yes | Visual inspection at the meter pit | 2024-01-30 |  | Non-Lead |  |  |  | Assumed
MTR_025241 | 12504 SE 212TH PL | L356 GLENCARIN #2 |  |  | Non-Lead - Other | No | 1968-07-31 | 0 | Installation date is after the lead ban |  |  |  |  | Non-Lead - Other |  |  | Installation date is after the lead ban |  |  |  |  | Non-Lead |  |  |  | Domestic
MTR_018918 | 4712 BURNETT CT S | LOT 34 THE RESERVE @ STONEHAVEN |  |  | Non-Lead - Other | No | 2006-01-12 | 0 | Installation date is after the lead ban |  |  |  |  | Non-Lead - Other |  |  | Installation date is after the lead ban |  |  |  |  | Non-Lead |  |  |  | Domestic
MTR_024898 | 20490 137TH AVE SE | TRACT C JERRYS PLACE- S-T-R 03-22-05 |  |  | Non-Lead - Other | No |  | 0 | Installation date is after the lead ban |  |  |  |  | Non-Lead - Other |  |  | Installation date is after the lead ban |  |  |  |  | Non-Lead |  |  |  | Assumed
MTR_016186 | 17620 162ND PL SE | LOT 91 CANDLEWOOD RIDGE #3 |  |  | Non-Lead Plastic | No | 1977-07-13 | 1 | Field inspection only with no records | Yes | Visual inspection at meter pit | 2023-11-30 |  | Non-Lead Plastic |  |  | Field inspection only with no records | Yes | Visual inspection at meter pit | 2023-11-30 |  | Non-Lead |  |  |  | Domestic
MTR_022521 | 19400 108TH AVE SE | 0708-009650 |  |  | Non-Lead - Other | No |  | 0 | Installation date is after the lead ban |  |  |  |  | Non-Lead - Other |  |  | Installation date is after the lead ban |  |  |  |  | Non-Lead |  |  |  | Assumed
MTR_028447 | 22211 126TH PL SE | LOT 151 SUMMERGLEN #3 |  |  | Non-Lead - Other | No |  | 5.25 | Installation date is after the lead ban |  |  |  |  | Non-Lead - Other |  |  | Installation date is after the lead ban |  |  |  |  | Non-Lead |  |  |  | Hydrant
MTR_027795 | 22010 117TH AVE SE | LOT 17 MEADOW GLEN #1 |  |  | Non-Lead - Other | No |  | 0 | Installation date is after the lead ban |  |  |  |  | Non-Lead - Other |  |  | Installation date is after the lead ban |  |  |  |  | Non-Lead |  |  |  | Domestic
MTR_020335 | 10305 SE 200TH ST | L1 SH PLAT 677110 |  |  | Non-Lead - Other | No |  | 0 | Installation date is after the lead ban |  |  |  |  | Non-Lead - Other |  |  | Installation date is after the lead ban |  |  |  |  | Non-Lead |  |  |  | Assumed
MTR_011736 | 12817 SE 161ST ST | L2 STAFFORD HANSELL #10 |  |  | Non-Lead - Other | No | 2016-06-22 | 0.75 | Installation date is after the lead ban |  |  |  |  | Non-Lead - Other |  |  | Installation date is after the lead ban |  |  |  |  | Non-Lead |  |  |  | Domestic
MTR_027797 | 22006 117TH AVE SE | LOT 18 MEADOW GLEN #1 |  |  | Non-Lead - Other | No |  | 0 | Installation date is after the lead ban |  |  |  |  | Non-Lead - Other |  |  | Installation date is after the lead ban |  |  |  |  | Non-Lead |  |  |  | Domestic
MTR_024262 | 10935 SE 211TH PL | BLDG #12 BENSON VIL PH#2 |  |  | Non-Lead - Other | No |  | 0 | Installation date is after the lead ban |  |  |  |  | Non-Lead - Other |  |  | Installation date is after the lead ban |  |  |  |  | Non-Lead |  |  |  | Domestic
MTR_014736 | 15624 129TH PL SE | LOT 45 FAIRLANE WOODS |  |  | Non-Lead - Other | No | 1978-09-22 | 0 | Installation date is after the lead ban |  |  |  |  | Non-Lead - Other |  |  | Installation date is after the lead ban |  |  |  |  | Non-Lead |  |  |  | Domestic
MTR_027798 | 22032 117TH AVE SE | LOT 16 MEADOW GLEN #1 |  |  | Non-Lead - Other | No |  | 0 | Installation date is after the lead ban |  |  |  |  | Non-Lead - Other |  |  | Installation date is after the lead ban |  |  |  |  | Non-Lead |  |  |  | Domestic
MTR_011186 | 10932 SE 164TH ST | LOT 5 BLK 10 AKERS FARMS #6 |  |  | Non-Lead - Other | No |  | 1 | Installation date is after the lead ban |  |  |  |  | Non-Lead - Other |  |  | Installation date is after the lead ban |  |  |  |  | Non-Lead |  |  |  | Assumed
MTR_014743 | 15634 129TH PL SE | LOT 43 FAIRLANE WOODS |  |  | Non-Lead - Other | No | 1978-09-22 | 0 | Installation date is after the lead ban |  |  |  |  | Non-Lead - Other |  |  | Installation date is after the lead ban |  |  |  |  | Non-Lead |  |  |  | Domestic
MTR_018919 | 4726 BURNETT CT S | LOT 33 THE RESERVE @ STONEHAVEN |  |  | Non-Lead - Other | No | 2006-01-12 | 0 | Installation date is after the lead ban |  |  |  |  | Non-Lead - Other |  |  | Installation date is after the lead ban |  |  |  |  | Non-Lead |  |  |  | Domestic
MTR_030120 | 12628 SE 158TH ST | L6 BK1 CASCADE VILLAGE#4 |  |  | Non-Lead - Other | No | 2016-06-22 | 0.75 | Rectified Plan |  |  |  |  | Non-Lead - Other |  |  | Statistical analysis |  |  |  |  | Non-Lead |  |  |  | Domestic
MTR_027800 | 22002 117TH AVE SE | LOT 20 MEADOW GLEN #1 |  |  | Non-Lead - Other | No |  | 0 | Installation date is after the lead ban |  |  |  |  | Non-Lead - Other |  |  | Installation date is after the lead ban |  |  |  |  | Non-Lead |  |  |  | Domestic
MTR_026842 | 132ND AVE SE & SE 224TH ST | 132ND AVE SE & SE 224TH ST |  |  | Non-Lead - Other | Unknown |  | 0 | Statistical analysis |  |  |  |  | Non-Lead - Other |  |  | Statistical analysis |  |  |  |  | Non-Lead |  |  |  | Assumed
MTR_030121 | 12620 SE 158TH ST | L5 B1 CASCADE VILLAGE#4 |  |  | Non-Lead - Other | No | 2016-06-22 | 0.75 | Rectified Plan |  |  |  |  | Non-Lead - Other |  |  | Statistical analysis |  |  |  |  | Non-Lead |  |  |  | Domestic
MTR_016435 | 15903 SE 178TH CT | L113 CANDLEWOOD RIDGE #1 |  |  | Non-Lead - Other | No |  | 0 | Installation date is after the lead ban |  |  |  |  | Non-Lead - Other |  |  | Installation date is after the lead ban |  |  |  |  | Non-Lead |  |  |  | Domestic
MTR_020218 | 19605 106TH AVE SE | L2 |  |  | Non-Lead - Other | No |  | 0 | Installation date is after the lead ban |  |  |  |  | Non-Lead - Other |  |  | Installation date is after the lead ban |  |  |  |  | Non-Lead |  |  |  | Assumed
MTR_030117 | 12652 SE 158TH ST | L10 B1 CASCADE VILLAGE#4 |  |  | Non-Lead Plastic | No | 2016-06-22 | 0.75 | Rectified Plan | Yes | Visual inspection at the meter pit | 2024-02-09 |  | Non-Lead Plastic |  |  | Field inspection only with no records | Yes | Visual inspection at the meter pit | 2024-02-09 |  | Non-Lead |  |  |  | Domestic
MTR_016436 | 15911 SE 178TH CT | L114 CANDLEWOOD RIDGE #1 |  |  | Non-Lead - Other | No |  | 0 | Installation date is after the lead ban |  |  |  |  | Non-Lead - Other |  |  | Installation date is after the lead ban |  |  |  |  | Non-Lead |  |  |  | Domestic
MTR_018914 | 701 S 52ND ST | TAX LOT 107 SEC 31-23-5 |  |  | Non-Lead - Other | No | 2004-04-07 | 0 | Installation date is after the lead ban |  |  |  |  | Non-Lead - Other |  |  | Installation date is after the lead ban |  |  |  |  | Non-Lead |  |  |  | Domestic
MTR_030119 | 12636 SE 158TH ST | L7 BK1 CASCADE VILLAGE#4 |  |  | Non-Lead - Other | No | 2016-06-22 | 0.75 | Rectified Plan |  |  |  |  | Non-Lead - Other |  |  | Statistical analysis |  |  |  |  | Non-Lead |  |  |  | Domestic
MTR_016439 | 17534 161ST AVE SE | L 29 CANDLEWOOD RIDGE#1 |  |  | Non-Lead Plastic | No |  | 0 | Field inspection only with no records | Yes | Visual inspection at meter pit | 2023-11-30 |  | Non-Lead Plastic |  |  | Field inspection only with no records | Yes | Visual inspection at meter pit | 2023-11-30 |  | Non-Lead |  |  |  | Domestic
MTR_021522 | 19834 140TH AVE SE | TAX LOT 359 STR 032205 |  |  | Non-Lead - Other | No |  | 0 | Installation date is after the lead ban |  |  |  |  | Non-Lead - Other |  |  | Installation date is after the lead ban |  |  |  |  | Non-Lead |  |  |  | Assumed
MTR_029655 | 11421 SE 226TH ST | LOT 98 KENTON FIRS |  |  | Non-Lead - Other | Unknown |  | 0 | Statistical analysis |  |  |  |  | Non-Lead - Other |  |  | Statistical analysis |  |  |  |  | Non-Lead |  |  |  | Domestic