MTR_016441 | 17602 161ST AVE SE | LOT 28 CANDLEWOOD RIDGE #1 |  |  | Non-Lead - Other | No |  | 0 | Installation date is after the lead ban |  |  |  |  | Non-Lead - Other |  |  | Installation date is after the lead ban |  |  |  |  | Non-Lead |  |  |  | Assumed
MTR_029656 | 22619 115TH AVE SE | LOT 103 KENTON FIRS |  |  | Galvanized Requiring Replacement | Unknown |  | 0 | Converted CAD | Yes | Visual inspection at the meter pit | 2024-02-05 |  | Non-Lead Plastic |  |  | Field inspection only with no records | Yes | Visual inspection at the meter pit | 2024-02-05 |  | Galvanized Requiring Replacement |  |  |  | Domestic
MTR_014568 | 12410 SE 168TH ST | L 60 CASCADE HILLS 7 |  |  | Non-Lead - Other | No | 2006-06-08 | 1 | Rectified Plan |  |  |  |  | Non-Lead - Other |  |  | Statistical analysis |  |  |  |  | Non-Lead |  |  |  | Domestic
MTR_029658 | 22613 115TH AVE SE | LOT 101 KENTON FIRS |  |  | Non-Lead - Other | Unknown |  | 0 | Statistical analysis |  |  |  |  | Non-Lead - Other |  |  | Statistical analysis |  |  |  |  | Non-Lead |  |  |  | Domestic
MTR_007529 | 16743 126TH AVE SE | L 14 B2 CASCADE HILLS 4 |  |  | Non-Lead - Other | Unknown |  | 0.75 | Statistical analysis |  |  |  |  | Non-Lead - Other |  |  | Statistical analysis |  |  |  |  | Non-Lead |  |  |  | Assumed
MTR_007530 | 16713 126TH AVE SE | L 18 B2 CASCADE HILLS 4 |  |  | Non-Lead - Other | Unknown |  | 0.75 | Statistical analysis |  |  |  |  | Non-Lead - Other |  |  | Statistical analysis |  |  |  |  | Non-Lead |  |  |  | Assumed
MTR_011519 | 16724 126TH AVE SE | L4 B5 CASCADE HILLS 4 |  |  | Non-Lead - Other | Unknown |  | 0.75 | Statistical analysis |  |  |  |  | Non-Lead - Other |  |  | Statistical analysis |  |  |  |  | Non-Lead |  |  |  | Assumed
MTR_007531 | 16735 126TH AVE SE | L 15 B2 CASCADE HILLS 4 |  |  | Non-Lead - Other | Unknown |  | 0.75 | Statistical analysis |  |  |  |  | Non-Lead - Other |  |  | Statistical analysis |  |  |  |  | Non-Lead |  |  |  | Assumed
MTR_011520 | 16716 126TH AVE SE | L3 B5 CASCADE HILLS 4 |  |  | Non-Lead - Other | Unknown |  | 0.75 | Statistical analysis |  |  |  |  | Non-Lead - Other |  |  | Statistical analysis |  |  |  |  | Non-Lead |  |  |  | Assumed
MTR_011391 | 16525 BENSON RD S | PORTION LOT 4 BLOCK A AKERS FARMS #5 |  |  | Non-Lead - Other | No | 1999-03-24 | 0 | Rectified Plan |  |  |  |  | Non-Lead - Other |  |  | Statistical analysis |  |  |  |  | Non-Lead |  |  |  | Domestic
MTR_029662 | 22703 113TH AVE SE | LOT 21 KENTON FIRS |  |  | Non-Lead Plastic | Unknown |  | 0 | Converted CAD | Yes | Visual inspection at the meter pit | 2024-02-05 |  | Non-Lead Plastic |  |  | Field inspection only with no records | Yes | Visual inspection at the meter pit | 2024-02-05 |  | Non-Lead |  |  |  | Domestic
MTR_029577 | 11120 SE 226TH ST | LOT 6 KENTON FIRS #2 |  |  | Non-Lead - Other | Unknown |  | 0 | Statistical analysis |  |  |  |  | Non-Lead - Other |  |  | Statistical analysis |  |  |  |  | Non-Lead |  |  |  | Domestic
MTR_029664 | 11209 SE 227TH PL | LOT 20 KENTON FIRS |  |  | Non-Lead - Other | Unknown |  | 0 | Statistical analysis |  |  |  |  | Non-Lead - Other |  |  | Statistical analysis |  |  |  |  | Non-Lead |  |  |  | Domestic
MTR_029584 | 22515 112TH AVE SE | LOT 1 KENTON FIRS |  |  | Non-Lead - Other | Unknown |  | 0 | Statistical analysis |  |  |  |  | Non-Lead - Other |  |  | Statistical analysis |  |  |  |  | Non-Lead |  |  |  | Domestic
MTR_029665 | 22623 115TH AVE SE | LOT 104 KENTON FIRS |  |  | Non-Lead - Other | Unknown |  | 0 | Statistical analysis |  |  |  |  | Non-Lead Plastic |  |  | Field inspection only with no records | Yes | Visual inspection at meter pit | 2022-12-30 |  | Non-Lead |  |  |  | Domestic
MTR_029586 | 22519 112TH AVE SE | LOT 2 KENTON FIRS |  |  | Non-Lead - Other | Unknown |  | 0 | Statistical analysis |  |  |  |  | Non-Lead - Other |  |  | Statistical analysis |  |  |  |  | Non-Lead |  |  |  | Domestic
MTR_029103 | 11020 SE 220TH PL | LOT 23 BENSON MEADOWS #1 |  |  | Non-Lead - Other | No |  | 0 | Installation date is after the lead ban |  |  |  |  | Non-Lead - Other |  |  | Installation date is after the lead ban |  |  |  |  | Non-Lead |  |  |  | Domestic
MTR_026251 | 12120 SE 201ST ST | TR A IRWIN,RANNIGER,SHEL |  |  | Non-Lead - Other | No |  | 0 | Installation date is after the lead ban |  |  |  |  | Non-Lead - Other |  |  | Installation date is after the lead ban |  |  |  |  | Non-Lead |  |  |  | Assumed
MTR_029668 | 22633 115TH AVE SE | L 106 KENTON FIRS |  |  | Non-Lead - Other | Unknown |  | 0 | Statistical analysis |  |  |  |  | Non-Lead - Other |  |  | Statistical analysis |  |  |  |  | Non-Lead |  |  |  | Domestic
MTR_029587 | 22524 113TH PL SE | LOT 79 KENTON FIRS |  |  | Non-Lead - Other | Unknown |  | 0 | Statistical analysis |  |  |  |  | Non-Lead - Other |  |  | Statistical analysis |  |  |  |  | Non-Lead |  |  |  | Domestic
MTR_011285 | 16473 111TH AVE SE | LOT 10 BLK 7 AKERS FARMS 6 |  |  | Non-Lead - Other | No |  | 0 | Installation date is after the lead ban |  |  |  |  | Non-Lead - Other |  |  | Installation date is after the lead ban |  |  |  |  | Non-Lead |  |  |  | Assumed
MTR_029669 | 22641 115TH AVE SE | L108 KENTON FIRS |  |  | Non-Lead - Other | Unknown |  | 0 | Statistical analysis |  |  |  |  | Non-Lead - Other |  |  | Statistical analysis |  |  |  |  | Non-Lead |  |  |  | Domestic
MTR_029588 | 11400 SE 226TH ST | LOT 74 KENTON FIRS |  |  | Non-Lead - Other | Unknown |  | 0 | Statistical analysis |  |  |  |  | Non-Lead - Other |  |  | Statistical analysis |  |  |  |  | Non-Lead |  |  |  | Domestic
MTR_018920 | 913 S 48TH ST | LOT 13 THE RESERVE @ STONEHAVEN |  |  | Non-Lead - Other | No | 2006-01-12 | 0 | Installation date is after the lead ban |  |  |  |  | Non-Lead - Other |  |  | Installation date is after the lead ban |  |  |  |  | Non-Lead |  |  |  | Domestic
MTR_029670 | 10921 SE 227TH PL | LOT 11 CLARKS GLEN |  |  | Non-Lead - Other | Unknown |  | 0 | Statistical analysis |  |  |  |  | Non-Lead - Other |  |  | Statistical analysis |  |  |  |  | Non-Lead |  |  |  | Domestic
MTR_029589 | 11320 SE 226TH ST | LOT 77 KENTON FIRS |  |  | Non-Lead - Other | Unknown |  | 0 | Statistical analysis |  |  |  |  | Non-Lead - Other |  |  | Statistical analysis |  |  |  |  | Non-Lead |  |  |  | Domestic
MTR_017645 | 17618 111TH AVE SE | L3 HIGGINBOTHAM ADD. |  |  | Non-Lead - Other | Unknown |  | 0 | Statistical analysis |  |  |  |  | Non-Lead - Other |  |  | Statistical analysis |  |  |  |  | Non-Lead |  |  |  | Assumed
MTR_029673 | 11003 SE 227TH PL | LOT 12 CLARKS GLEN |  |  | Non-Lead - Other | Unknown |  | 0 | Statistical analysis |  |  |  |  | Non-Lead - Other |  |  | Statistical analysis |  |  |  |  | Non-Lead |  |  |  | Domestic
MTR_029591 | 11328 SE 226TH ST | LOT 75 KENTON FIRS |  |  | Non-Lead - Other | Unknown |  | 0 | Statistical analysis |  |  |  |  | Non-Lead - Other |  |  | Statistical analysis |  |  |  |  | Non-Lead |  |  |  | Domestic
MTR_024888 | 14030 SE 208TH ST | TAX LOT 354 S-T-R 03-22-05 |  |  | Non-Lead - Other | No |  | 0 | Installation date is after the lead ban |  |  |  |  | Non-Lead - Other |  |  | Installation date is after the lead ban |  |  |  |  | Non-Lead |  |  |  | Assumed
MTR_029674 | 22633 109TH PL SE | L4 CLARKS GLEN |  |  | Non-Lead - Other | Unknown |  | 0 | Statistical analysis |  |  |  |  | Non-Lead - Other |  |  | Statistical analysis |  |  |  |  | Non-Lead |  |  |  | Domestic
MTR_017311 | 17614 110TH AVE SE | L1 MELRIDGE ADD. |  |  | Non-Lead - Other | No | 2011-08-10 | 1 | Rectified Plan |  |  |  |  | Non-Lead - Other |  |  | Statistical analysis |  |  |  |  | Non-Lead |  |  |  | Domestic
MTR_029675 | 22637 109TH PL SE | L5 CLARKS GLEN |  |  | Non-Lead - Other | Unknown |  | 0 | Statistical analysis |  |  |  |  | Non-Lead - Other |  |  | Statistical analysis |  |  |  |  | Non-Lead |  |  |  | Domestic
MTR_017296 | 17804 110TH AVE SE | L8 MELRIDGE ADD. |  |  | Non-Lead Plastic | No | 2011-08-10 | 1 | Field inspection only with no records | Yes | Visual inspection at meter pit | 2023-07-29 |  | Non-Lead Plastic |  |  | Field inspection only with no records | Yes | Visual inspection at meter pit | 2023-07-29 |  | Non-Lead |  |  |  | Domestic
MTR_029677 | 22615 114TH AVE SE | L117 KENTON FIRS |  |  | Non-Lead - Other | Unknown |  | 0 | Statistical analysis |  |  |  |  | Non-Lead - Other |  |  | Statistical analysis |  |  |  |  | Non-Lead |  |  |  | Domestic
MTR_029678 | 22610 114TH AVE SE | LOT 114 KENTON FIRS |  |  | Non-Lead - Other | Unknown |  | 0 | Statistical analysis |  |  |  |  | Non-Lead Plastic |  |  | Field inspection only with no records | Yes | Visual inspection at meter pit | 2023-01-29 |  | Non-Lead |  |  |  | Domestic
MTR_017312 | 17624 110TH AVE SE | L2 MELRIDGE ADD. |  |  | Non-Lead Plastic | No | 2011-08-10 | 1 | Field inspection only with no records | Yes | Visual inspection at meter pit | 2023-01-21 |  | Non-Lead Plastic |  |  | Field inspection only with no records | Yes | Visual inspection at meter pit | 2023-01-21 |  | Non-Lead |  |  |  | Domestic
MTR_029679 | 22627 114TH AVE SE | L119 KENTON FIRS |  |  | Non-Lead - Other | Unknown |  | 0 | Statistical analysis |  |  |  |  | Non-Lead Plastic |  |  | Field inspection only with no records | Yes | Visual inspection at meter pit | 2023-01-29 |  | Non-Lead |  |  |  | Domestic
MTR_017303 | 17652 110TH AVE SE | L6 MELRIDGE ADD. |  |  | Non-Lead Plastic | No | 2011-08-10 | 1 | Field inspection only with no records | Yes | Visual inspection at meter pit | 2023-07-29 |  | Non-Lead Plastic |  |  | Field inspection only with no records | Yes | Visual inspection at meter pit | 2023-07-29 |  | Non-Lead |  |  |  | Domestic
MTR_029680 | 22609 114TH AVE SE | L116 KENTON FIRS |  |  | Non-Lead - Other | Unknown |  | 0 | Statistical analysis |  |  |  |  | Non-Lead Plastic |  |  | Field inspection only with no records | Yes | Visual inspection at meter pit | 2023-01-29 |  | Non-Lead |  |  |  | Domestic
MTR_007646 | 12109 SE 164TH ST | LOT 1 CASCADE HILLS #7 |  |  | Non-Lead - Other | No | 2007-07-01 | 1 | Rectified Plan |  |  |  |  | Non-Lead - Other |  |  | Statistical analysis |  |  |  |  | Non-Lead |  |  |  | Domestic
MTR_029684 | 11412 SE 226TH ST | LOT 71 KENTON FIRS |  |  | Non-Lead - Other | Unknown |  | 0 | Statistical analysis |  |  |  |  | Non-Lead - Other |  |  | Statistical analysis |  |  |  |  | Non-Lead |  |  |  | Domestic
MTR_017304 | 17653 110TH AVE SE | L24 MELRIDGE ADD. |  |  | Non-Lead - Other | No | 2011-08-10 | 1 | Rectified Plan |  |  |  |  | Non-Lead - Other |  |  | Statistical analysis |  |  |  |  | Non-Lead |  |  |  | Domestic
MTR_028555 | 12618 SE 221ST PL | LOT 83 SUMMERGLEN #2 |  |  | Non-Lead - Other | No |  | 5.25 | Installation date is after the lead ban |  |  |  |  | Non-Lead - Other |  |  | Installation date is after the lead ban |  |  |  |  | Non-Lead |  |  |  | Hydrant
MTR_017298 | 17819 110TH AVE SE | LOT 28 MELRIDGE ADDITION |  |  | Non-Lead Plastic | No | 2011-08-10 | 1 | Field inspection only with no records | Yes | Visual inspection at meter pit | 2023-01-21 |  | Non-Lead Plastic |  |  | Field inspection only with no records | Yes | Visual inspection at meter pit | 2023-01-21 |  | Non-Lead |  |  |  | Domestic
MTR_028556 | 22007 127TH CT SE | LOT 81 SUMMERGLEN #2 |  |  | Non-Lead - Other | No |  | 5.25 | Installation date is after the lead ban |  |  |  |  | Non-Lead - Other |  |  | Installation date is after the lead ban |  |  |  |  | Non-Lead |  |  |  | Hydrant
MTR_017313 | 17621 110TH AVE SE | L20 MELRIDGE ADD. |  |  | Non-Lead - Other | No | 2011-08-10 | 1 | Rectified Plan |  |  |  |  | Non-Lead - Other |  |  | Statistical analysis |  |  |  |  | Non-Lead |  |  |  | Domestic
MTR_017299 | 17811 110TH AVE SE | L27 MELRIDGE ADD. |  |  | Non-Lead Plastic | No | 2011-08-10 | 1 | Field inspection only with no records | Yes | Visual inspection at meter pit | 2023-07-29 |  | Non-Lead Plastic |  |  | Field inspection only with no records | Yes | Visual inspection at meter pit | 2023-07-29 |  | Non-Lead |  |  |  | Domestic
MTR_028559 | 22013 127TH CT SE | LOT 82 SUMMERGLEN #2 |  |  | Non-Lead - Other | No |  | 5.25 | Installation date is after the lead ban |  |  |  |  | Non-Lead - Other |  |  | Installation date is after the lead ban |  |  |  |  | Non-Lead |  |  |  | Hydrant
MTR_020903 | 19004 132ND PL SE | LOT B OF SKAGEN 2 LOT SHORT PLAT |  |  | Non-Lead - Other | No | 2013-03-14 | 1 | Installation date is after the lead ban |  |  |  |  | Non-Lead - Other |  |  | Installation date is after the lead ban |  |  |  |  | Non-Lead |  |  |  | Domestic
MTR_025066 | SE 216TH & 120TH SE | SE 216TH & 120TH SE |  |  | Non-Lead - Other | No | 1972-06-01 | 0 | Statistical analysis |  |  |  |  | Non-Lead - Other |  |  | Statistical analysis |  |  |  |  | Non-Lead |  |  |  | Assumed
MTR_029690 | 22603 115TH PL SE | LOT 64 KENTON FIRS |  |  | Non-Lead - Other | Unknown |  | 0 | Statistical analysis |  |  |  |  | Non-Lead - Other |  |  | Statistical analysis |  |  |  |  | Non-Lead |  |  |  | Domestic
MTR_018444 | 9411 S 203RD PL | LOT 16 WHITNEY HEIGHTS |  |  | Non-Lead - Other | No | 1995-11-22 | 0 | Installation date is after the lead ban |  |  |  |  | Non-Lead - Other |  |  | Installation date is after the lead ban |  |  |  |  | Non-Lead |  |  |  | Domestic
MTR_017677 | 11300 SE 180TH PL | L11 BLK2 BANKERS 1ST |  |  | Non-Lead - Other | Unknown |  | 0 | Statistical analysis |  |  |  |  | Non-Lead - Other |  |  | Statistical analysis |  |  |  |  | Non-Lead |  |  |  | Assumed
MTR_028516 | 22221 123RD PL SE | LOT 32 SUMMERGLEN #1 |  |  | Non-Lead - Other | No |  | 5.25 | Installation date is after the lead ban |  |  |  |  | Non-Lead - Other |  |  | Installation date is after the lead ban |  |  |  |  | Non-Lead |  |  |  | Hydrant
MTR_018445 | 9419 S 203RD PL | LOT 18 WHITNEY HEIGHTS |  |  | Non-Lead - Other | No | 1995-11-22 | 0 | Installation date is after the lead ban |  |  |  |  | Non-Lead - Other |  |  | Installation date is after the lead ban |  |  |  |  | Non-Lead |  |  |  | Domestic
MTR_018759 | 873 S 47TH ST | LOT 31 THE RESERVE @ STONEHAVEN |  |  | Non-Lead - Other | No | 2006-01-12 | 0 | Installation date is after the lead ban |  |  |  |  | Non-Lead - Other |  |  | Installation date is after the lead ban |  |  |  |  | Non-Lead |  |  |  | Domestic
MTR_028517 | 22213 123RD PL SE | LOT 30 SUMMERGLEN #1 |  |  | Non-Lead - Other | No |  | 5.25 | Installation date is after the lead ban |  |  |  |  | Non-Lead - Other |  |  | Installation date is after the lead ban |  |  |  |  | Non-Lead |  |  |  | Hydrant
MTR_015131 | 15819 123RD AVE SE | LOT 4 BLOCK 1 CASCADE VILLAGE #2 |  |  | Non-Lead Plastic | No | 2014-04-16 | 1 | Rectified Plan | Yes | Visual inspection at the meter pit | 2024-02-07 |  | Non-Lead Plastic |  |  | Field inspection only with no records | Yes | Visual inspection at the meter pit | 2024-02-07 |  | Non-Lead |  |  |  | Domestic
MTR_028176 | SE 224TH ST & 129TH PL SE | SE 224TH ST & 129TH PL SE |  |  | Non-Lead - Other | No | 1995-07-21 | 0 | Statistical analysis |  |  |  |  | Non-Lead - Other |  |  | Statistical analysis |  |  |  |  | Non-Lead |  |  |  | Domestic
MTR_028518 | 22217 123RD PL SE | LOT 31 SUMMERGLEN #1 |  |  | Non-Lead Plastic | No |  | 5.25 | Field inspection only with no records | Yes | Visual inspection at meter pit | 2023-09-05 |  | Non-Lead Copper |  |  | Field inspection only with no records | Yes | Visual inspection at meter pit | 2023-09-05 |  | Non-Lead |  |  |  | Hydrant
MTR_015132 | 16001 123RD AVE SE | L2 B1 CASCADE VILLAGE 2 |  |  | Non-Lead - Other | No | 2014-04-16 | 1 | Rectified Plan |  |  |  |  | Non-Lead - Other |  |  | Statistical analysis |  |  |  |  | Non-Lead |  |  |  | Domestic
MTR_018923 | 907 S 48TH ST | LOT 12 THE RESERVE @ STONEHAVEN |  |  | Non-Lead - Other | No | 2006-01-12 | 0 | Installation date is after the lead ban |  |  |  |  | Non-Lead - Other |  |  | Installation date is after the lead ban |  |  |  |  | Non-Lead |  |  |  | Domestic
MTR_018766 | 730 S 55TH ST | LOT 1 RENTON SHORT PLAT 059-85 |  |  | Non-Lead - Other | No | 2004-01-26 | 0 | Installation date is after the lead ban |  |  |  |  | Non-Lead - Other |  |  | Installation date is after the lead ban |  |  |  |  | Non-Lead |  |  |  | Domestic
MTR_015134 | 12118 SE 160TH ST | LOT 1 BLK 1 CASCADE VILLAGE #5 |  |  | Non-Lead - Other | No | 2014-04-16 | 1 | Rectified Plan |  |  |  |  | Non-Lead - Other |  |  | Statistical analysis |  |  |  |  | Non-Lead |  |  |  | Domestic
MTR_028521 | 22205 123RD PL SE | LOT 28 SUMMERGLEN #1 |  |  | Non-Lead Plastic | No |  | 5.25 | Field inspection only with no records | Yes | Visual inspection at meter pit | 2023-09-02 |  | Non-Lead Copper |  |  | Field inspection only with no records | Yes | Visual inspection at meter pit | 2023-09-02 |  | Non-Lead |  |  |  | Hydrant
MTR_028759 | 11029 SE 223RD PL | LOT 26 BENSON EAST |  |  | Non-Lead - Other | No | 1977-05-13 | 1.25 | Installation date is after the lead ban |  |  |  |  | Non-Lead - Other |  |  | Installation date is after the lead ban |  |  |  |  | Non-Lead |  |  |  | Domestic
MTR_015135 | 15746 121ST AVE SE | L12 B2 CASCADE VILLAGE 1 |  |  | Non-Lead - Other | No | 2014-04-16 | 1 | Rectified Plan |  |  |  |  | Non-Lead - Other |  |  | Statistical analysis |  |  |  |  | Non-Lead |  |  |  | Domestic
MTR_028761 | 10944 SE 223RD ST | LOT 5 BENSON EAST |  |  | Non-Lead - Other | No | 1977-05-13 | 1 | Installation date is after the lead ban |  |  |  |  | Non-Lead - Other |  |  | Installation date is after the lead ban |  |  |  |  | Non-Lead |  |  |  | Domestic
MTR_029693 | 11401 SE 227TH PL | L30 KENTON FIRS |  |  | Non-Lead - Other | Unknown |  | 0 | Statistical analysis |  |  |  |  | Non-Lead - Other |  |  | Statistical analysis |  |  |  |  | Non-Lead |  |  |  | Domestic
MTR_015136 | 15740 121ST AVE SE | L11 B2 CASCADE VILLAGE 1 |  |  | Non-Lead Plastic | No | 2014-04-16 | 1 | Rectified Plan | Yes | Visual inspection at the meter pit | 2024-02-07 |  | Copper |  |  | Field inspection only with no records | Yes | Visual inspection at the meter pit | 2024-02-07 |  | Non-Lead |  |  |  | Domestic
MTR_024308 | 9603 S 219TH PL | LOT 8 UNEEDAN ORCHARD TRACTS |  |  | Non-Lead - Other | No |  | 0 | Installation date is after the lead ban |  |  |  |  | Non-Lead - Other |  |  | Installation date is after the lead ban |  |  |  |  | Non-Lead |  |  |  | Assumed
MTR_029695 | 22705 114TH PL SE | L31 KENTON FIRS |  |  | Non-Lead - Other | Unknown |  | 0 | Statistical analysis |  |  |  |  | Non-Lead Plastic |  |  | Field inspection only with no records | Yes | Visual inspection at meter pit | 2022-12-30 |  | Non-Lead |  |  |  | Domestic
MTR_015097 | 11862 SE 157TH PL | L10 B9 CASCADE VISTA 2 |  |  | Non-Lead - Other | No | 2014-04-16 | 1 | Rectified Plan |  |  |  |  | Non-Lead - Other |  |  | Statistical analysis |  |  |  |  | Non-Lead |  |  |  | Domestic
MTR_028763 | 10915 SE 223RD PL | LOT 16 BENSON EAST |  |  | Non-Lead - Other | No | 1977-05-13 | 1 | Installation date is after the lead ban |  |  |  |  | Non-Lead - Other |  |  | Installation date is after the lead ban |  |  |  |  | Non-Lead |  |  |  | Domestic
MTR_029697 | 22707 114TH PL SE | LOT 32 KENTON FIRS |  |  | Non-Lead - Other | Unknown |  | 0 | Statistical analysis |  |  |  |  | Non-Lead Plastic |  |  | Field inspection only with no records | Yes | Visual inspection at meter pit | 2023-01-29 |  | Non-Lead |  |  |  | Domestic
MTR_015099 | 11850 SE 157TH PL | L8 B9 CASCADE VISTA 2 |  |  | Non-Lead - Other | No | 2014-04-16 | 0 | Rectified Plan |  |  |  |  | Non-Lead - Other |  |  | Statistical analysis |  |  |  |  | Non-Lead |  |  |  | Domestic
MTR_028767 | 10927 SE 223RD ST | LOT 6 BENSON EAST |  |  | Non-Lead - Other | No | 1977-05-13 | 0 | Installation date is after the lead ban |  |  |  |  | Non-Lead - Other |  |  | Installation date is after the lead ban |  |  |  |  | Non-Lead |  |  |  | Domestic
MTR_028771 | 10920 SE 223RD LN | LOT 13 BENSON EAST |  |  | Non-Lead - Other | No | 1977-05-13 | 1 | Installation date is after the lead ban |  |  |  |  | Non-Lead - Other |  |  | Installation date is after the lead ban |  |  |  |  | Non-Lead |  |  |  | Domestic
MTR_006086 | 11820 SE 157TH ST | L3 B9 CASCADE VISTA 2 |  |  | Non-Lead - Other | No | 2014-04-16 | 0 | Rectified Plan |  |  |  |  | Non-Lead - Other |  |  | Statistical analysis |  |  |  |  | Non-Lead |  |  |  | Domestic
MTR_029698 | 11331 SE 227TH PL | L29 KENTON FIRS |  |  | Non-Lead - Other | Unknown |  | 0 | Statistical analysis |  |  |  |  | Non-Lead Plastic |  |  | Field inspection only with no records | Yes | Visual inspection at meter pit | 2022-12-23 |  | Non-Lead |  |  |  | Domestic
MTR_018924 | 4739 BURNETT CT S | LOT 7 THE RESERVE @ STONEHAVEN |  |  | Non-Lead - Other | No | 2006-01-12 | 0 | Installation date is after the lead ban |  |  |  |  | Non-Lead - Other |  |  | Installation date is after the lead ban |  |  |  |  | Non-Lead |  |  |  | Domestic
MTR_006088 | 15630 118TH AVE SE | L1 B9 CASCADE VISTA 2 |  |  | Non-Lead - Other | No | 2014-04-16 | 0 | Rectified Plan |  |  |  |  | Non-Lead - Other |  |  | Statistical analysis |  |  |  |  | Non-Lead |  |  |  | Domestic
MTR_025551 | 21518 127TH PL SE | LOT 1 GLENCARIN #3 |  |  | Non-Lead - Other | No |  | 0 | Installation date is after the lead ban |  |  |  |  | Non-Lead Plastic |  |  | Field inspection only with no records | Yes | Visual inspection at meter pit | 2023-01-20 |  | Non-Lead |  |  |  | Domestic
MTR_018925 | 4715 BURNETT CT S | LOT 3 THE RESERVE @ STONEHAVEN |  |  | Non-Lead - Other | No | 2006-01-12 | 0 | Installation date is after the lead ban |  |  |  |  | Non-Lead - Other |  |  | Installation date is after the lead ban |  |  |  |  | Non-Lead |  |  |  | Domestic
MTR_028563 | 22001 126TH CT SE | LOT 89 SUMMERGLEN #2 |  |  | Non-Lead - Other | No |  | 0 | Installation date is after the lead ban |  |  |  |  | Non-Lead - Other |  |  | Installation date is after the lead ban |  |  |  |  | Non-Lead |  |  |  | Domestic
MTR_006090 | 11722 SE 157TH ST | L7 B8 CASCADE VISTA 2 |  |  | Non-Lead - Other | No | 2014-04-16 | 0 | Rectified Plan |  |  |  |  | Non-Lead - Other |  |  | Statistical analysis |  |  |  |  | Non-Lead |  |  |  | Domestic
MTR_028773 | 10912 SE 223RD PL | LOT 14 BENSON EAST |  |  | Non-Lead - Other | No | 1977-05-13 | 1.25 | Installation date is after the lead ban |  |  |  |  | Non-Lead - Other |  |  | Installation date is after the lead ban |  |  |  |  | Non-Lead |  |  |  | Domestic
MTR_028564 | 22012 126TH CT SE | LOT 87 SUMMERGLEN #2 |  |  | Non-Lead - Other | No |  | 0 | Installation date is after the lead ban |  |  |  |  | Non-Lead - Other |  |  | Installation date is after the lead ban |  |  |  |  | Non-Lead |  |  |  | Assumed
MTR_006092 | 11618 SE 157TH ST | L3 B8 CASCADE VISTA 2 |  |  | Non-Lead - Other | No | 2014-04-16 | 0 | Rectified Plan |  |  |  |  | Non-Lead - Other |  |  | Statistical analysis |  |  |  |  | Non-Lead |  |  |  | Domestic
MTR_011187 | 10930 SE 164TH ST | LOT 5 BLK 10 AKERS FARMS #6 |  |  | Non-Lead - Other | No |  | 1 | Installation date is after the lead ban |  |  |  |  | Non-Lead - Other |  |  | Installation date is after the lead ban |  |  |  |  | Non-Lead |  |  |  | Assumed
MTR_014704 | 15924 131ST PL SE | LOT 2 FAIRLANE WOODS |  |  | Non-Lead - Other | No | 1978-09-22 | 0 | Installation date is after the lead ban |  |  |  |  | Non-Lead - Other |  |  | Installation date is after the lead ban |  |  |  |  | Non-Lead |  |  |  | Domestic
MTR_006093 | 11604 SE 157TH ST | L1 B8 CASCADE VISTA 2 |  |  | Non-Lead - Other | No | 2014-04-16 | 0 | Rectified Plan |  |  |  |  | Non-Lead - Other |  |  | Statistical analysis |  |  |  |  | Non-Lead |  |  |  | Domestic
MTR_006095 | 15711 117TH AVE SE | L21 BLK1 CASCADE VISTA#2 |  |  | Non-Lead - Other | No | 2014-04-16 | 0 | Rectified Plan |  |  |  |  | Non-Lead - Other |  |  | Statistical analysis |  |  |  |  | Non-Lead |  |  |  | Domestic
MTR_014703 | 15930 131ST PL SE | LOT 1 FAIRLANE WOODS |  |  | Non-Lead - Other | No | 1978-09-22 | 0 | Installation date is after the lead ban |  |  |  |  | Non-Lead - Other |  |  | Installation date is after the lead ban |  |  |  |  | Non-Lead |  |  |  | Domestic
MTR_006098 | 15751 117TH AVE SE | L16 BLK1 CASCADE VISTA#2 |  |  | Non-Lead - Other | No | 2014-04-16 | 0 | Rectified Plan |  |  |  |  | Non-Lead - Other |  |  | Statistical analysis |  |  |  |  | Non-Lead |  |  |  | Domestic
MTR_029593 | 11827 SE 227TH PL | LOT 18 SUNNYHILL 2 |  |  | Non-Lead - Other | No | 2007-05-23 | 0 | Installation date is after the lead ban |  |  |  |  | Non-Lead - Other |  |  | Installation date is after the lead ban |  |  |  |  | Non-Lead |  |  |  | Domestic
MTR_011799 | 16028 131ST PL SE | L6 FAIRWOOD DIV. #9 |  |  | Non-Lead - Other | No |  | 1 | Installation date is after the lead ban |  |  |  |  | Non-Lead - Other |  |  | Installation date is after the lead ban |  |  |  |  | Non-Lead |  |  |  | Domestic
MTR_006099 | 15759 117TH AVE SE | L15 BLK1 CASCADE VISTA#2 |  |  | Non-Lead - Other | No | 2014-04-16 | 0 | Rectified Plan |  |  |  |  | Non-Lead - Other |  |  | Statistical analysis |  |  |  |  | Non-Lead |  |  |  | Domestic
MTR_028776 | 11118 SE 223RD ST | LOT 1 BENSON EAST |  |  | Non-Lead - Other | No | 1977-05-13 | 1 | Installation date is after the lead ban |  |  |  |  | Non-Lead - Other |  |  | Installation date is after the lead ban |  |  |  |  | Non-Lead |  |  |  | Domestic
MTR_011796 | 16104 131ST PL SE | L3 FAIRWOOD DIV. #9 |  |  | Non-Lead - Other | No |  | 1 | Installation date is after the lead ban |  |  |  |  | Non-Lead - Other |  |  | Installation date is after the lead ban |  |  |  |  | Non-Lead |  |  |  | Domestic
MTR_006100 | 15767 117TH AVE SE | L14 BLK1 CASCADE VISTA#2 |  |  | Non-Lead - Other | No | 2014-04-16 | 0 | Rectified Plan |  |  |  |  | Non-Lead - Other |  |  | Statistical analysis |  |  |  |  | Non-Lead |  |  |  | Domestic
MTR_026246 | 12303 SE 201ST ST | 9904-007580 |  |  | Non-Lead - Other | No |  | 0 | Installation date is after the lead ban |  |  |  |  | Non-Lead - Other |  |  | Installation date is after the lead ban |  |  |  |  | Non-Lead |  |  |  | Domestic
MTR_011797 | 16042 131ST PL SE | L4 FAIRWOOD DIV. #9 |  |  | Non-Lead - Other | No |  | 1 | Installation date is after the lead ban |  |  |  |  | Non-Lead - Other |  |  | Installation date is after the lead ban |  |  |  |  | Non-Lead |  |  |  | Domestic
MTR_006101 | 15783 117TH AVE SE | L12 BLK1 CASCADE VISTA#2 |  |  | Non-Lead - Other | No | 2014-04-16 | 0 | Rectified Plan |  |  |  |  | Non-Lead - Other |  |  | Statistical analysis |  |  |  |  | Non-Lead |  |  |  | Domestic
MTR_017341 | 18223 114TH AVE SE | TL 230 E1/2 SEC. 32-23-5 |  |  | Non-Lead - Other | No | 1979-09-01 | 0 | Relative Placement |  |  |  |  | Non-Lead - Other |  |  | Statistical analysis |  |  |  |  | Non-Lead |  |  |  | Assumed
MTR_029699 | 11131 SE 226TH ST | LOT 40 KENTON FIRS #2 |  |  | Non-Lead - Other | Unknown |  | 0 | Statistical analysis |  |  |  |  | Non-Lead - Other |  |  | Statistical analysis |  |  |  |  | Non-Lead |  |  |  | Domestic
MTR_006102 | 15782 117TH AVE SE | L13 BLK6 CASCADE VISTA#2 |  |  | Non-Lead - Other | No | 2014-04-16 | 0 | Rectified Plan |  |  |  |  | Non-Lead - Other |  |  | Statistical analysis |  |  |  |  | Non-Lead |  |  |  | Domestic
MTR_006104 | 15710 117TH AVE SE | L2 BLK7 CASCADE VISTA#2 |  |  | Non-Lead - Other | No | 2014-04-16 | 0 | Rectified Plan |  |  |  |  | Non-Lead - Other |  |  | Statistical analysis |  |  |  |  | Non-Lead |  |  |  | Domestic
MTR_029701 | 11139 SE 226TH ST | LOT 42 KENTON FIRS #2 |  |  | Non-Lead - Other | Unknown |  | 0 | Statistical analysis |  |  |  |  | Non-Lead Other |  |  | Field inspection only with no records | Yes | Visual inspection at meter pit | 2023-01-29 |  | Non-Lead |  |  |  | Domestic
MTR_006105 | 15702 117TH AVE SE | L1 BLK7 CASCADE VISTA#2 |  |  | Non-Lead - Other | No | 2014-04-16 | 0 | Rectified Plan |  |  |  |  | Non-Lead - Other |  |  | Statistical analysis |  |  |  |  | Non-Lead |  |  |  | Domestic
MTR_029959 | 12762 SE 164TH ST | L9 B2 CASCADE VISTA 5 |  |  | Non-Lead - Other | No | 2016-06-22 | 0.75 | Rectified Plan |  |  |  |  | Non-Lead - Other |  |  | Statistical analysis |  |  |  |  | Non-Lead |  |  |  | Domestic
MTR_029703 | 11119 SE 226TH ST | LOT 37 KENTON FIRS #2 |  |  | Non-Lead - Other | Unknown |  | 0 | Statistical analysis |  |  |  |  | Non-Lead - Other |  |  | Statistical analysis |  |  |  |  | Non-Lead |  |  |  | Domestic
MTR_006108 | 11731 SE 157TH ST | L26 B7 CASCADE VISTA 2 |  |  | Non-Lead - Other | No | 2014-04-16 | 0 | Rectified Plan |  |  |  |  | Non-Lead - Other |  |  | Statistical analysis |  |  |  |  | Non-Lead |  |  |  | Domestic
MTR_007699 | 21252 132ND AVE SE | TL 30 SEC. 10-22-5 |  |  | Non-Lead - Other | Unknown |  | 0 | Statistical analysis |  |  |  |  | Non-Lead - Other |  |  | Statistical analysis |  |  |  |  | Non-Lead |  |  |  | Assumed
MTR_011531 | 16504 126TH AVE SE | L1 B4 CASCADE HILLS 4 |  |  | Non-Lead - Other | Unknown |  | 0.75 | Statistical analysis |  |  |  |  | Non-Lead - Other |  |  | Statistical analysis |  |  |  |  | Non-Lead |  |  |  | Assumed
MTR_006109 | 11801 SE 157TH ST | LOT 25 BLOCK 7 CASCADE VISTA #2 |  |  | Non-Lead - Other | No | 2014-04-16 | 0 | Rectified Plan |  |  |  |  | Non-Lead - Other |  |  | Statistical analysis |  |  |  |  | Non-Lead |  |  |  | Domestic
MTR_025497 | 21136 127TH PL SE | LOT 32 JASON LANE |  |  | Non-Lead - Other | No |  | 0 | Installation date is after the lead ban |  |  |  |  | Non-Lead - Other |  |  | Installation date is after the lead ban |  |  |  |  | Non-Lead |  |  |  | Domestic
MTR_011532 | 16416 126TH AVE SE | L1 B3 CASCADE HILLS 4 |  |  | Non-Lead - Other | Unknown |  | 0.75 | Statistical analysis |  |  |  |  | Non-Lead - Other |  |  | Statistical analysis |  |  |  |  | Non-Lead |  |  |  | Assumed
MTR_006114 | 11765 SE 158TH PL | L13 BLK7 CASCADE VISTA#2 |  |  | Non-Lead - Other | No | 2014-04-16 | 0 | Rectified Plan |  |  |  |  | Non-Lead - Other |  |  | Statistical analysis |  |  |  |  | Non-Lead |  |  |  | Domestic
MTR_025611 | 21523 129TH AVE SE | LOT 28 HILLSHIRE TERRACE |  |  | Non-Lead - Other | No | 1995-09-19 | 0 | Installation date is after the lead ban |  |  |  |  | Non-Lead - Other |  |  | Installation date is after the lead ban |  |  |  |  | Non-Lead |  |  |  | Domestic
MTR_017777 | 18329 116TH AVE SE | S TL 172 32-23-5 |  |  | Non-Lead - Other | No |  | 0 | Installation date is after the lead ban |  |  |  |  | Non-Lead - Other |  |  | Installation date is after the lead ban |  |  |  |  | Non-Lead |  |  |  | Assumed
MTR_006115 | 15855 118TH AVE SE | L11 BLK7 CASCADE VISTA#2 |  |  | Non-Lead - Other | No | 2014-04-16 | 0 | Rectified Plan |  |  |  |  | Non-Lead - Other |  |  | Statistical analysis |  |  |  |  | Non-Lead |  |  |  | Domestic
MTR_019870 | 11426 SE 186TH ST | L 5 B 1 WALHAVEN |  |  | Galvanized Requiring Replacement | Unknown |  | 0 | Relative Placement | Yes | Visual inspection at the meter pit | 2024-02-20 |  | Galvanized Requiring Replacement |  |  | Field inspection only with no records | Yes | Visual inspection at the meter pit | 2024-02-20 |  | Galvanized Requiring Replacement |  |  |  | Domestic
MTR_006116 | 15864 118TH AVE SE | L10 BLK6 CASCADE VISTA#2 |  |  | Non-Lead - Other | No | 2014-04-16 | 0 | Rectified Plan |  |  |  |  | Non-Lead - Other |  |  | Statistical analysis |  |  |  |  | Non-Lead |  |  |  | Domestic
MTR_029707 | 10823 SE 226TH ST | LOT 26 KENTON FIRS 2 |  |  | Non-Lead Plastic | Unknown |  | 0 | Converted CAD | Yes | Visual inspection at the meter pit | 2024-02-01 |  | Non-Lead Other |  |  | Field inspection only with no records | Yes | Visual inspection at the meter pit | 2024-02-01 |  | Non-Lead |  |  |  | Domestic
MTR_028221 | 13011 SE 221ST PL | LOT 10 SUMMER GLEN EAST |  |  | Non-Lead Plastic | No | 1995-08-28 | 0 | Field inspection only with no records | Yes | Visual inspection at meter pit | 2023-09-02 |  | Non-Lead Plastic |  |  | Field inspection only with no records | Yes | Visual inspection at meter pit | 2023-09-02 |  | Non-Lead |  |  |  | Domestic
MTR_006117 | 15860 118TH AVE SE | L9 BLK6 CASCADE VISTA#2 |  |  | Non-Lead - Other | No | 2014-04-16 | 0 | Rectified Plan |  |  |  |  | Non-Lead - Other |  |  | Statistical analysis |  |  |  |  | Non-Lead |  |  |  | Domestic
MTR_029708 | 10815 SE 226TH ST | LOT 24 KENTON FIRS 2 |  |  | Non-Lead - Other | Unknown |  | 0 | Statistical analysis |  |  |  |  | Non-Lead - Other |  |  | Statistical analysis |  |  |  |  | Non-Lead |  |  |  | Domestic
MTR_026884 | 13234 SE 226TH ST | LOT 5 FERN CREST AKA MEADOW RIDGE |  |  | Non-Lead - Other | No | 2005-06-17 | 0 | Installation date is after the lead ban |  |  |  |  | Non-Lead - Other |  |  | Installation date is after the lead ban |  |  |  |  | Non-Lead |  |  |  | Domestic
MTR_006119 | 15852 118TH AVE SE | L7 BLK6 CASCADE VISTA#2 |  |  | Non-Lead - Other | No | 2014-04-16 | 0 | Rectified Plan |  |  |  |  | Non-Lead - Other |  |  | Statistical analysis |  |  |  |  | Non-Lead |  |  |  | Domestic
MTR_029709 | 10819 SE 226TH ST | L 25 KENTON FIRS 2 |  |  | Non-Lead - Other | Unknown |  | 0 | Statistical analysis |  |  |  |  | Non-Lead - Other |  |  | Statistical analysis |  |  |  |  | Non-Lead |  |  |  | Domestic
MTR_017107 | 11015 SE 182ND ST | LOT 9 MAPLE GLEN |  |  | Non-Lead - Other | No |  | 0 | Installation date is after the lead ban |  |  |  |  | Non-Lead - Other |  |  | Installation date is after the lead ban |  |  |  |  | Non-Lead |  |  |  | Domestic
MTR_014354 | 17170 114TH LN SE | LOT 29 GLACIER VIEW TOWNHOMES |  |  | Non-Lead - Other | No | 2005-10-28 | 1 | Installation date is after the lead ban |  |  |  |  | Non-Lead - Other |  |  | Installation date is after the lead ban |  |  |  |  | Non-Lead |  |  |  | Domestic
MTR_006122 | 15764 118TH AVE SE | LOT 4 BLK 6 CASCADE VISTA #2 |  |  | Non-Lead Plastic | No | 2014-04-16 | 0 | Rectified Plan | Yes | Visual inspection at the meter pit | 2024-02-07 |  | Non-Lead Plastic |  |  | Field inspection only with no records | Yes | Visual inspection at the meter pit | 2024-02-07 |  | Non-Lead |  |  |  | Domestic
MTR_029594 | 11428 SE 225TH ST | L 58 STOCKTON |  |  | Non-Lead - Other | No |  | 0 | Installation date is after the lead ban |  |  |  |  | Non-Lead - Other |  |  | Installation date is after the lead ban |  |  |  |  | Non-Lead |  |  |  | Domestic
MTR_014359 | 17130 114TH LN SE | LOT 24 GLACIER VIEW TOWNHOMES |  |  | Non-Lead - Other | No | 2005-10-28 | 1 | Installation date is after the lead ban |  |  |  |  | Non-Lead - Other |  |  | Installation date is after the lead ban |  |  |  |  | Non-Lead |  |  |  | Domestic
MTR_006124 | 15756 118TH AVE SE | L2 BLK6 CASCADE VISTA#2 |  |  | Non-Lead - Other | No | 2014-04-16 | 0 | Rectified Plan |  |  |  |  | Non-Lead - Other |  |  | Statistical analysis |  |  |  |  | Non-Lead |  |  |  | Domestic
MTR_014358 | 17138 114TH LN SE | LOT 25 GLACIER VIEW TOWNHOMES |  |  | Non-Lead - Other | No | 2005-10-28 | 1 | Installation date is after the lead ban |  |  |  |  | Non-Lead - Other |  |  | Installation date is after the lead ban |  |  |  |  | Non-Lead |  |  |  | Domestic
MTR_006125 | 15752 118TH AVE SE | LOT 1 BLOCK 6 CASCADE VISTA |  |  | Non-Lead - Other | No | 2014-04-16 | 0 | Rectified Plan |  |  |  |  | Non-Lead - Other |  |  | Statistical analysis |  |  |  |  | Non-Lead |  |  |  | Domestic
MTR_029597 | 11414 SE 225TH ST | L 60 STOCKTON |  |  | Non-Lead - Other | No |  | 0 | Installation date is after the lead ban |  |  |  |  | Non-Lead - Other |  |  | Installation date is after the lead ban |  |  |  |  | Non-Lead |  |  |  | Domestic
MTR_025552 | 12637 SE 215TH ST | LOT 71 GLENCARIN #3 |  |  | Non-Lead - Other | No |  | 0 | Installation date is after the lead ban |  |  |  |  | Non-Lead - Other |  |  | Installation date is after the lead ban |  |  |  |  | Non-Lead |  |  |  | Domestic
MTR_015102 | 15763 118TH PL SE | L25 BLK6 CASCADE VISTA#2 |  |  | Non-Lead - Other | No | 2014-04-16 | 1 | Rectified Plan |  |  |  |  | Non-Lead - Other |  |  | Statistical analysis |  |  |  |  | Non-Lead |  |  |  | Domestic
MTR_026886 | 22440 134TH PL SE | LOT 8 FERN CREST 2 |  |  | Non-Lead - Other | No | 2005-09-02 | 0 | Installation date is after the lead ban |  |  |  |  | Non-Lead - Other |  |  | Installation date is after the lead ban |  |  |  |  | Non-Lead |  |  |  | Domestic
MTR_011769 | 13072 SE 160TH PL | L11 FAIRWOOD DIV. #9 |  |  | Non-Lead - Other | No |  | 1 | Installation date is after the lead ban |  |  |  |  | Non-Lead - Other |  |  | Installation date is after the lead ban |  |  |  |  | Non-Lead |  |  |  | Domestic
MTR_015058 | 15767 118TH PL SE | L24 BLK6 CASCADE VISTA#2 |  |  | Non-Lead - Other | No | 2014-04-16 | 1 | Rectified Plan |  |  |  |  | Non-Lead - Other |  |  | Statistical analysis |  |  |  |  | Non-Lead |  |  |  | Domestic
MTR_026887 | 22441 133RD AVE SE | LOT 67 FERN CREST 2 |  |  | Non-Lead - Other | No | 2005-09-02 | 0 | Installation date is after the lead ban |  |  |  |  | Non-Lead - Other |  |  | Installation date is after the lead ban |  |  |  |  | Non-Lead |  |  |  | Domestic
MTR_011771 | 13058 SE 160TH PL | L13 FAIRWOOD DIV. #9 |  |  | Non-Lead - Other | No |  | 1 | Installation date is after the lead ban |  |  |  |  | Non-Lead - Other |  |  | Installation date is after the lead ban |  |  |  |  | Non-Lead |  |  |  | Domestic
MTR_015060 | 15775 118TH PL SE | L22 BLK6 CASCADE VISTA#2 |  |  | Non-Lead - Other | No | 2014-04-16 | 1 | Rectified Plan |  |  |  |  | Non-Lead - Other |  |  | Statistical analysis |  |  |  |  | Non-Lead |  |  |  | Domestic
MTR_025718 | 13022 SE 209TH CT | LOT 11 THUERINGER PLAT |  |  | Non-Lead - Other | No | 2005-01-13 | 0 | Installation date is after the lead ban |  |  |  |  | Non-Lead - Other |  |  | Installation date is after the lead ban |  |  |  |  | Non-Lead |  |  |  | Domestic
MTR_011767 | 13086 SE 160TH PL | L9 FAIRWOOD DIV. #9 |  |  | Non-Lead - Other | No |  | 1 | Installation date is after the lead ban |  |  |  |  | Non-Lead - Other |  |  | Installation date is after the lead ban |  |  |  |  | Non-Lead |  |  |  | Domestic
MTR_006127 | 15799 118TH PL SE | L16 BLK6 CASCADE VISTA#2 |  |  | Non-Lead - Other | No | 2014-04-16 | 0 | Rectified Plan |  |  |  |  | Non-Lead - Other |  |  | Statistical analysis |  |  |  |  | Non-Lead |  |  |  | Domestic
MTR_027147 | 22410 134TH PL SE | LOT 5 FERN CREST 2 |  |  | Non-Lead - Other | No | 2005-09-02 | 0 | Installation date is after the lead ban |  |  |  |  | Non-Lead - Other |  |  | Installation date is after the lead ban |  |  |  |  | Non-Lead |  |  |  | Domestic
MTR_006128 | 15794 118TH PL SE | L12 BLK5 CASCADE VISTA#2 |  |  | Non-Lead - Other | No | 2014-04-16 | 0 | Rectified Plan |  |  |  |  | Non-Lead - Other |  |  | Statistical analysis |  |  |  |  | Non-Lead |  |  |  | Domestic
MTR_026888 | 22452 133RD AVE SE | LOT 37 FERN CREST 2 |  |  | Non-Lead - Other | No | 2005-09-02 | 0 | Installation date is after the lead ban |  |  |  |  | Non-Lead - Other |  |  | Installation date is after the lead ban |  |  |  |  | Non-Lead |  |  |  | Domestic
MTR_015063 | 15786 118TH PL SE | LOT 10 BLOCK 5 CASCADE VISTA #2 |  |  | Non-Lead - Other | No | 2014-04-16 | 0 | Rectified Plan |  |  |  |  | Non-Lead - Other |  |  | Statistical analysis |  |  |  |  | Non-Lead |  |  |  | Domestic
MTR_029710 | 11311 SE 227TH PL | L22 KENTON FIRS |  |  | Non-Lead - Other | Unknown |  | 0 | Statistical analysis |  |  |  |  | Non-Lead Plastic |  |  | Field inspection only with no records | Yes | Visual inspection at meter pit | 2023-01-29 |  | Non-Lead |  |  |  | Domestic
MTR_027801 | 12000 SE 219TH CT | LOT 24 CROWN ROYAL |  |  | Non-Lead Plastic | No |  | 0 | Field inspection only with no records | Yes | Visual inspection at meter pit | 2023-09-16 |  | Non-Lead Plastic |  |  | Field inspection only with no records | Yes | Visual inspection at meter pit | 2023-09-16 |  | Non-Lead |  |  |  | Assumed
MTR_015103 | 15758 118TH PL SE | L3 BLK5 CASCADE VISTA#2 |  |  | Non-Lead - Other | No | 2014-04-16 | 1 | Rectified Plan |  |  |  |  | Non-Lead - Other |  |  | Statistical analysis |  |  |  |  | Non-Lead |  |  |  | Domestic
MTR_029711 | 11312 SE 227TH PL | L131 KENTON FIRS |  |  | Non-Lead - Other | Unknown |  | 0 | Statistical analysis |  |  |  |  | Non-Lead - Other |  |  | Statistical analysis |  |  |  |  | Non-Lead |  |  |  | Domestic
MTR_017681 | 11064 SE 181ST ST | L9 BENSON TERR. DIV. #2 |  |  | Non-Lead - Other | Unknown |  | 0 | Statistical analysis |  |  |  |  | Non-Lead - Other |  |  | Statistical analysis |  |  |  |  | Non-Lead |  |  |  | Assumed
MTR_015104 | 15754 118TH PL SE | L2 BLK5 CASCADE VISTA#2 |  |  | Non-Lead - Other | No | 2014-04-16 | 1 | Rectified Plan |  |  |  |  | Non-Lead - Other |  |  | Statistical analysis |  |  |  |  | Non-Lead |  |  |  | Domestic
MTR_014709 | 12934 SE 159TH ST | LOT 23 FAIRLANE WOODS |  |  | Non-Lead - Other | No | 1978-09-22 | 0 | Installation date is after the lead ban |  |  |  |  | Non-Lead - Other |  |  | Installation date is after the lead ban |  |  |  |  | Non-Lead |  |  |  | Domestic
MTR_017682 | 11053 SE 181ST ST | L5 BENSON TERR. DIV. #2 |  |  | Non-Lead - Other | Unknown |  | 0 | Statistical analysis |  |  |  |  | Non-Lead - Other |  |  | Statistical analysis |  |  |  |  | Non-Lead |  |  |  | Assumed
MTR_015069 | 15767 119TH PL SE | L 19 B5 CASCADE VISTA 2 |  |  | Non-Lead - Other | No | 2014-04-16 | 1 | Rectified Plan |  |  |  |  | Non-Lead - Other |  |  | Statistical analysis |  |  |  |  | Non-Lead |  |  |  | Domestic
MTR_014759 | 15712 129TH PL SE | LOT 27 FAIRLANE WOODS |  |  | Non-Lead - Other | No | 1978-09-22 | 0 | Installation date is after the lead ban |  |  |  |  | Non-Lead - Other |  |  | Installation date is after the lead ban |  |  |  |  | Non-Lead |  |  |  | Domestic
MTR_017683 | 11074 SE 181ST ST | L8 BENSON TERR. DIV. #2 |  |  | Non-Lead - Other | Unknown |  | 0 | Statistical analysis |  |  |  |  | Non-Lead - Other |  |  | Statistical analysis |  |  |  |  | Non-Lead |  |  |  | Assumed
MTR_015070 | 15771 119TH PL SE | L18 B5 CASCADE VISTA 2 |  |  | Non-Lead - Other | No | 2014-04-16 | 1 | Rectified Plan |  |  |  |  | Non-Lead - Other |  |  | Statistical analysis |  |  |  |  | Non-Lead |  |  |  | Domestic
MTR_015071 | 15779 119TH PL SE | L16 B 5 CASCADE VISTA 2 |  |  | Non-Lead - Other | No | 2014-04-16 | 0 | Rectified Plan |  |  |  |  | Non-Lead - Other |  |  | Statistical analysis |  |  |  |  | Non-Lead |  |  |  | Domestic
MTR_029600 | 11033 SE 225TH ST | L 30 STOCKTON |  |  | Non-Lead - Other | No |  | 0 | Installation date is after the lead ban |  |  |  |  | Non-Lead - Other |  |  | Installation date is after the lead ban |  |  |  |  | Non-Lead |  |  |  | Domestic
MTR_015072 | 15780 119TH PL SE | L1 B4 CASCADE VISTA 2 |  |  | Non-Lead - Other | No | 2014-04-16 | 0 | Rectified Plan |  |  |  |  | Non-Lead - Other |  |  | Statistical analysis |  |  |  |  | Non-Lead |  |  |  | Domestic
MTR_014708 | 12940 SE 159TH ST | LOT 22 FAIRLANE WOODS |  |  | Non-Lead - Other | No | 1978-09-22 | 0 | Installation date is after the lead ban |  |  |  |  | Non-Lead - Other |  |  | Installation date is after the lead ban |  |  |  |  | Non-Lead |  |  |  | Domestic
MTR_029603 | 11029 SE 225TH ST | L 29 STOCKTON |  |  | Non-Lead - Other | No |  | 0 | Installation date is after the lead ban |  |  |  |  | Non-Lead - Other |  |  | Installation date is after the lead ban |  |  |  |  | Non-Lead |  |  |  | Domestic
MTR_015073 | 15770 119TH PL SE | L9 B4 CASCADE VISTA 2 |  |  | Non-Lead - Other | No | 2014-04-16 | 1 | Rectified Plan |  |  |  |  | Non-Lead - Other |  |  | Statistical analysis |  |  |  |  | Non-Lead |  |  |  | Domestic
MTR_029716 | 22520 113TH PL SE | LOT 81 KENTON FIRS |  |  | Non-Lead - Other | Unknown |  | 0 | Statistical analysis |  |  |  |  | Non-Lead - Other |  |  | Statistical analysis |  |  |  |  | Non-Lead |  |  |  | Domestic
MTR_029604 | 11021 SE 225TH ST | L 27 STOCKTON |  |  | Non-Lead - Other | No |  | 0 | Installation date is after the lead ban |  |  |  |  | Non-Lead - Other |  |  | Installation date is after the lead ban |  |  |  |  | Non-Lead |  |  |  | Domestic
MTR_015075 | 15775 120TH AVE SE | L4 B4 CASCADE VISTA 2 |  |  | Non-Lead - Other | No | 2014-04-16 | 1 | Rectified Plan |  |  |  |  | Non-Lead - Other |  |  | Statistical analysis |  |  |  |  | Non-Lead |  |  |  | Domestic
MTR_008124 | 16306 120TH AVE SE | L4 BLK3 CASCADE HILLS#2 |  |  | Non-Lead - Other | No | 2006-08-31 | 1 | Rectified Plan |  |  |  |  | Non-Lead - Other |  |  | Statistical analysis |  |  |  |  | Non-Lead |  |  |  | Domestic
MTR_015077 | 15732 120TH AVE SE | L5 B1 CASCADE VILLAGE 1 |  |  | Non-Lead - Other | No | 2014-04-16 | 1 | Rectified Plan |  |  |  |  | Non-Lead - Other |  |  | Statistical analysis |  |  |  |  | Non-Lead |  |  |  | Domestic
MTR_011553 | 12817 SE 164TH ST | L70 FAIRWOOD # 9 |  |  | Non-Lead - Other | No | 2007-10-01 | 0 | Installation date is after the lead ban |  |  |  |  | Non-Lead - Other |  |  | Installation date is after the lead ban |  |  |  |  | Non-Lead |  |  |  | Domestic
MTR_017689 | 18011 112TH AVE SE | L9 BLK3 BENSON TERR. #3 |  |  | Non-Lead - Other | Unknown |  | 0 | Statistical analysis |  |  |  |  | Non-Lead - Other |  |  | Statistical analysis |  |  |  |  | Non-Lead |  |  |  | Assumed
MTR_015078 | 15726 120TH AVE SE | L4 B1 CASCADE VILLAGE 1 |  |  | Non-Lead - Other | No | 2014-04-16 | 1 | Rectified Plan |  |  |  |  | Non-Lead - Other |  |  | Statistical analysis |  |  |  |  | Non-Lead |  |  |  | Domestic
MTR_011554 | 12825 SE 164TH ST | L71 FAIRWOOD # 9 |  |  | Non-Lead - Other | No | 2007-10-01 | 0 | Installation date is after the lead ban |  |  |  |  | Non-Lead - Other |  |  | Installation date is after the lead ban |  |  |  |  | Non-Lead |  |  |  | Domestic
MTR_015079 | 15720 120TH AVE SE | L3 B1 CASCADE VILLAGE #1 |  |  | Non-Lead - Other | No | 2014-04-16 | 1 | Rectified Plan |  |  |  |  | Non-Lead - Other |  |  | Statistical analysis |  |  |  |  | Non-Lead |  |  |  | Domestic
MTR_017838 | 17604 113TH PL SE | L 2 MELVILLE SHORT PLAT |  |  | Non-Lead - Other | Unknown |  | 0 | Statistical analysis |  |  |  |  | Non-Lead - Other |  |  | Statistical analysis |  |  |  |  | Non-Lead |  |  |  | Assumed
MTR_026900 | 13242 SE 226TH ST | LOT 6 FERN CREST AKA MEADOW RIDGE |  |  | Non-Lead - Other | No | 2005-06-17 | 0 | Installation date is after the lead ban |  |  |  |  | Non-Lead - Other |  |  | Installation date is after the lead ban |  |  |  |  | Non-Lead |  |  |  | Domestic
MTR_015138 | 12011 SE 157TH PL | L14 B1 CASCADE VILLAGE 1 |  |  | Non-Lead - Other | No | 2014-04-16 | 1 | Rectified Plan |  |  |  |  | Non-Lead - Other |  |  | Statistical analysis |  |  |  |  | Non-Lead |  |  |  | Domestic
MTR_017690 | 17702 113TH PL SE | L 34 HIGH CHAPARRAL |  |  | Non-Lead - Other | No |  | 0 | Installation date is after the lead ban |  |  |  |  | Non-Lead - Other |  |  | Installation date is after the lead ban |  |  |  |  | Non-Lead |  |  |  | Assumed
MTR_026901 | 13233 SE 226TH ST | LOT 59 FERN CREST |  |  | Non-Lead - Other | No | 2005-06-17 | 0 | Installation date is after the lead ban |  |  |  |  | Non-Lead - Other |  |  | Installation date is after the lead ban |  |  |  |  | Non-Lead |  |  |  | Domestic
MTR_015140 | 15729 121ST AVE SE | L11 B1 CASCADE VILLAGE 1 |  |  | Non-Lead - Other | No | 2014-04-16 | 1 | Rectified Plan |  |  |  |  | Non-Lead - Other |  |  | Statistical analysis |  |  |  |  | Non-Lead |  |  |  | Domestic
MTR_017691 | 17708 113TH PL SE | L 33 HIGH CHAPARRAL |  |  | Non-Lead - Other | No |  | 0 | Installation date is after the lead ban |  |  |  |  | Non-Lead - Other |  |  | Installation date is after the lead ban |  |  |  |  | Non-Lead |  |  |  | Assumed
MTR_015979 | 14503 SE 188TH WAY | LOT 13 BOLLMAN PLAT |  |  | Non-Lead - Other | No | 2003-03-05 | 0 | Installation date is after the lead ban |  |  |  |  | Non-Lead - Other |  |  | Installation date is after the lead ban |  |  |  |  | Non-Lead |  |  |  | Domestic
MTR_006130 | 11710 SE 160TH ST | L15 BLK6 CASCADE VISTA#2 |  |  | Non-Lead - Other | No | 2014-04-16 | 0 | Rectified Plan |  |  |  |  | Non-Lead - Other |  |  | Statistical analysis |  |  |  |  | Non-Lead |  |  |  | Domestic
MTR_017692 | 17614 113TH PL SE | L 3 MELVILLE SHORT PLAT |  |  | Non-Lead - Other | No |  | 0 | Installation date is after the lead ban |  |  |  |  | Non-Lead - Other |  |  | Installation date is after the lead ban |  |  |  |  | Non-Lead |  |  |  | Assumed
MTR_026902 | 13324 SE 227TH ST | LOT 19 FERN CREST AKA MEADOW RIDGE |  |  | Non-Lead - Other | No | 2005-06-17 | 0 | Installation date is after the lead ban |  |  |  |  | Non-Lead - Other |  |  | Installation date is after the lead ban |  |  |  |  | Non-Lead |  |  |  | Domestic
MTR_015974 | 14623 SE 189TH PL | LOT 24 FIELDSTONE 2 |  |  | Non-Lead - Other | No | 2004-12-14 | 0 | Installation date is after the lead ban |  |  |  |  | Non-Lead - Other |  |  | Installation date is after the lead ban |  |  |  |  | Non-Lead |  |  |  | Domestic
MTR_017693 | 17716 113TH PL SE | LOT 32 HIGH CHAPPARAL |  |  | Non-Lead - Other | No |  | 0 | Installation date is after the lead ban |  |  |  |  | Non-Lead - Other |  |  | Installation date is after the lead ban |  |  |  |  | Non-Lead |  |  |  | Assumed
MTR_027880 | 21921 120TH AVE SE | LOT 58 CROWN ROYAL |  |  | Non-Lead - Other | No |  | 0 | Installation date is after the lead ban |  |  |  |  | Non-Lead - Other |  |  | Installation date is after the lead ban |  |  |  |  | Non-Lead |  |  |  | Assumed
MTR_029111 | 22312 115TH PL SE | L 2 JOHN VELKOFF ADD |  |  | Non-Lead - Other | Unknown |  | 0 | Statistical analysis |  |  |  |  | Non-Lead - Other |  |  | Statistical analysis |  |  |  |  | Non-Lead |  |  |  | Assumed
MTR_027881 | 11916 SE 219TH PL | LOT 61 CROWN ROYAL |  |  | Non-Lead - Other | No |  | 0 | Installation date is after the lead ban |  |  |  |  | Non-Lead - Other |  |  | Installation date is after the lead ban |  |  |  |  | Non-Lead |  |  |  | Assumed
MTR_029607 | 11027 SE 224TH PL | L 88 STOCKTON |  |  | Non-Lead - Other | No |  | 0 | Installation date is after the lead ban |  |  |  |  | Non-Lead - Other |  |  | Installation date is after the lead ban |  |  |  |  | Non-Lead |  |  |  | Domestic
MTR_027882 | 21911 120TH AVE SE | LOT 57 CROWN ROYAL |  |  | Non-Lead - Other | No |  | 0 | Installation date is after the lead ban |  |  |  |  | Non-Lead - Other |  |  | Installation date is after the lead ban |  |  |  |  | Non-Lead |  |  |  | Assumed
MTR_029608 | 11035 SE 224TH PL | L 89 STOCKTON |  |  | Non-Lead - Other | No |  | 0 | Installation date is after the lead ban |  |  |  |  | Non-Lead - Other |  |  | Installation date is after the lead ban |  |  |  |  | Non-Lead |  |  |  | Domestic
MTR_008134 | 23730 124TH AVE SE | LOT 23 GAGES GROVE |  |  | Non-Lead Plastic | No | 2005-08-18 | 0 | Field inspection only with no records | Yes | Visual inspection at meter pit | 2023-10-21 |  | Non-Lead Plastic |  |  | Field inspection only with no records | Yes | Visual inspection at meter pit | 2023-10-21 |  | Non-Lead |  |  |  | Domestic
MTR_029609 | 11030 SE 225TH ST | L 92 STOCKTON |  |  | Non-Lead - Other | No |  | 0 | Installation date is after the lead ban |  |  |  |  | Non-Lead - Other |  |  | Installation date is after the lead ban |  |  |  |  | Non-Lead |  |  |  | Domestic
MTR_027884 | 21857 120TH AVE SE | L 21 CROWN TERRACE |  |  | Non-Lead - Other | No |  | 0 | Installation date is after the lead ban |  |  |  |  | Non-Lead - Other |  |  | Installation date is after the lead ban |  |  |  |  | Non-Lead |  |  |  | Assumed
MTR_017135 | 11112 SE 183RD PL | LOT 21 MAPLE GLEN |  |  | Non-Lead - Other | No | 1977-03-18 | 0 | Installation date is after the lead ban |  |  |  |  | Non-Lead - Other |  |  | Installation date is after the lead ban |  |  |  |  | Non-Lead |  |  |  | Domestic
MTR_008140 | 23708 124TH AVE SE | LOT 20 GAGES GROVE |  |  | Non-Lead - Other | No | 2005-08-18 | 0 | Rectified Plan | No |  |  |  | Non-Lead - Other |  |  | Installation date is after the lead ban |  |  |  |  | Non-Lead |  |  |  | Domestic
MTR_017140 | 11122 SE 183RD PL | LOT 20 MAPLE GLEN |  |  | Non-Lead - Other | No | 1977-03-18 | 0 | Installation date is after the lead ban |  |  |  |  | Non-Lead - Other |  |  | Installation date is after the lead ban |  |  |  |  | Non-Lead |  |  |  | Domestic
MTR_029718 | 22614 110TH CT SE | L37 CLARKS GLEN |  |  | Non-Lead Plastic | Unknown |  | 0 | Converted CAD | Yes | Visual inspection at the meter pit | 2024-02-01 |  | Non-Lead Plastic |  |  | Field inspection only with no records | Yes | Visual inspection at the meter pit | 2024-02-01 |  | Non-Lead |  |  |  | Assumed
MTR_017130 | 11026 SE 183RD PL | LOT 25 MAPLE GLEN |  |  | Non-Lead - Other | No | 1977-03-18 | 0 | Installation date is after the lead ban |  |  |  |  | Non-Lead - Other |  |  | Installation date is after the lead ban |  |  |  |  | Non-Lead |  |  |  | Domestic
MTR_025720 | 20919 130TH PL SE | LOT 16 THUERINGER PLAT |  |  | Non-Lead - Other | No | 2005-01-13 | 0 | Installation date is after the lead ban |  |  |  |  | Non-Lead - Other |  |  | Installation date is after the lead ban |  |  |  |  | Non-Lead |  |  |  | Domestic
MTR_017114 | 10903 SE 182ND ST | LOT 2 MAPLE GLEN |  |  | Non-Lead - Other | No | 1977-03-18 | 0 | Installation date is after the lead ban |  |  |  |  | Non-Lead - Other |  |  | Installation date is after the lead ban |  |  |  |  | Non-Lead |  |  |  | Domestic
MTR_019853 | 10922 SE 186TH ST | LOT 6 BLK 3 WALHAVEN ADDN 2 |  |  | Non-Lead - Other | No |  | 0 | Installation date is after the lead ban |  |  |  |  | Non-Lead - Other |  |  | Installation date is after the lead ban |  |  |  |  | Non-Lead |  |  |  | Domestic
MTR_015976 | 14725 SE 189TH PL | LOT 17 FIELDSTONE 2 |  |  | Non-Lead - Other | No |  |  | Installation date is after the lead ban |  |  |  |  | Non-Lead - Other |  |  | Installation date is after the lead ban |  |  |  |  | Non-Lead
MTR_025721 | 13003 SE 209TH CT | LOT 2 THUERINGER PLAT |  |  | Non-Lead - Other | No | 2005-01-13 | 0 | Installation date is after the lead ban |  |  |  |  | Non-Lead - Other |  |  | Installation date is after the lead ban |  |  |  |  | Non-Lead |  |  |  | Domestic
MTR_019857 | 10914 SE 186TH ST | L5 BLK3 WALLHAVEN#2 |  |  | Non-Lead - Other | Unknown |  | 0 | Statistical analysis |  |  |  |  | Non-Lead - Other |  |  | Statistical analysis |  |  |  |  | Non-Lead |  |  |  | Domestic
MTR_015082 | 11960 SE 160TH ST | L2 BLK4 CASCADE VISTA #2 |  |  | Non-Lead - Other | No | 2014-04-16 | 0 | Rectified Plan |  |  |  |  | Non-Lead - Other |  |  | Statistical analysis |  |  |  |  | Non-Lead |  |  |  | Domestic
MTR_025722 | 13009 SE 209TH CT | LOT 3 THUERINGER PLAT |  |  | Non-Lead - Other | No | 2005-01-13 | 0 | Installation date is after the lead ban |  |  |  |  | Non-Lead - Other |  |  | Installation date is after the lead ban |  |  |  |  | Non-Lead |  |  |  | Domestic
MTR_019858 | 11004 SE 186TH ST | LOT 9 BLOCK 3 WALHAVEN #2 |  |  | Non-Lead Plastic | Unknown |  | 0 | Field inspection only with no records | Yes | Visual inspection at meter pit | 2023-08-11 |  | Non-Lead Plastic |  |  | Field inspection only with no records | Yes | Visual inspection at meter pit | 2023-08-11 |  | Non-Lead |  |  |  | Domestic
MTR_019839 | 18916 108TH LN SE | LOT 25 BELGROVE @ RENTON PH 5 |  |  | Non-Lead Plastic | No | 2004-06-30 | 0 | Field inspection only with no records | Yes | Visual inspection at meter pit | 2023-09-30 |  | Non-Lead Plastic |  |  | Field inspection only with no records | Yes | Visual inspection at meter pit | 2023-09-30 |  | Non-Lead |  |  |  | Domestic
MTR_027885 | 21613 121ST PL SE | LOT 3 GLENCARIN TRACE |  |  | Non-Lead - Other | No |  | 0 | Installation date is after the lead ban |  |  |  |  | Non-Lead - Other |  |  | Installation date is after the lead ban |  |  |  |  | Non-Lead |  |  |  | Domestic
MTR_019860 | 18435 112TH AVE SE | LOT 1 BLOCK 3 WALHAVEN #2 |  |  | Non-Lead - Other | No |  | 0 | Installation date is after the lead ban |  |  |  |  | Non-Lead - Other |  |  | Installation date is after the lead ban |  |  |  |  | Non-Lead |  |  |  | Assumed
MTR_019841 | 18913 108TH LN SE | LOT 34 BELGROVE @ RENTON PH 5 |  |  | Non-Lead - Other | No | 2004-06-30 | 0 | Installation date is after the lead ban |  |  |  |  | Non-Lead - Other |  |  | Installation date is after the lead ban |  |  |  |  | Non-Lead |  |  |  | Domestic
MTR_027887 | 21631 121ST PL SE | L 6 GLENCARIN TRACE |  |  | Non-Lead - Other | No |  | 0 | Installation date is after the lead ban |  |  |  |  | Non-Lead - Other |  |  | Installation date is after the lead ban |  |  |  |  | Non-Lead |  |  |  | Domestic
MTR_017094 | 18322 112TH AVE SE | L2 RUTHS ADDN |  |  | Non-Lead - Other | No | 1977-03-18 | 0 | Installation date is after the lead ban |  |  |  |  | Non-Lead - Other |  |  | Installation date is after the lead ban |  |  |  |  | Non-Lead |  |  |  | Domestic
MTR_006138 | 11711 SE 160TH ST | L3 B3 CASCADE VISTA 2 |  |  | Non-Lead - Other | No | 2014-04-16 | 0 | Rectified Plan |  |  |  |  | Non-Lead - Other |  |  | Statistical analysis |  |  |  |  | Non-Lead |  |  |  | Domestic
MTR_027889 | 21603 121ST PL SE | LOT 2 GLENCARIN TRACE |  |  | Non-Lead - Other | No |  | 0 | Installation date is after the lead ban |  |  |  |  | Non-Lead Plastic |  |  | Field inspection only with no records | Yes | Visual inspection at meter pit | 2022-12-23 |  | Non-Lead |  |  |  | Domestic
MTR_019861 | 18427 112TH AVE SE | LOT 2 KING COUNTY SHORT PLAT #47404 0 |  |  | Non-Lead - Other | No |  | 0 | Installation date is after the lead ban |  |  |  |  | Non-Lead - Other |  |  | Installation date is after the lead ban |  |  |  |  | Non-Lead |  |  |  | Assumed
MTR_027890 | 21637 121ST PL SE | LOT 7 GLENCARIN TRACE |  |  | Non-Lead Plastic | No |  | 0 | Field inspection only with no records | Yes | Visual inspection at meter pit | 2023-09-15 |  | Non-Lead Plastic |  |  | Field inspection only with no records | Yes | Visual inspection at meter pit | 2023-09-15 |  | Non-Lead |  |  |  | Domestic
MTR_017093 | 18330 112TH AVE SE | RUTHS ADDN L1 |  |  | Non-Lead - Other | No | 1977-03-18 | 0 | Installation date is after the lead ban |  |  |  |  | Non-Lead - Other |  |  | Installation date is after the lead ban |  |  |  |  | Non-Lead |  |  |  | Domestic
MTR_017092 | 11334 SE 179TH ST | LOT 17 BELTERRA #10 |  |  | Non-Lead Plastic | No |  | 0 | Field inspection only with no records | Yes | Visual inspection at meter pit | 2023-07-30 |  | Non-Lead Plastic |  |  | Field inspection only with no records | Yes | Visual inspection at meter pit | 2023-07-30 |  | Non-Lead |  |  |  | Domestic
MTR_017330 | 11239 SE 183RD ST | LOT 6 BIRCHWOOD ESTATES |  |  | Non-Lead - Other | No | 1986-09-01 | 1 | Installation date is after the lead ban |  |  |  |  | Non-Lead - Other |  |  | Installation date is after the lead ban |  |  |  |  | Non-Lead |  |  |  | Domestic
MTR_017331 | 11233 SE 183RD ST | LOT 5 BIRCHWOOD ESTATES |  |  | Non-Lead - Other | No | 1986-09-01 | 1 | Installation date is after the lead ban |  |  |  |  | Non-Lead - Other |  |  | Installation date is after the lead ban |  |  |  |  | Non-Lead |  |  |  | Domestic
MTR_016047 | 16030 SE 180TH PL | LOT 6 WHITNEY PLACE |  |  | Non-Lead - Other | No | 1988-08-19 | 0 | Installation date is after the lead ban |  |  |  |  | Non-Lead - Other |  |  | Installation date is after the lead ban |  |  |  |  | Non-Lead |  |  |  | Domestic
MTR_017087 | 17831 114TH PL SE | LOT 18 BELTERRA #10 |  |  | Non-Lead - Other | No | 1996-03-12 | 0 | Installation date is after the lead ban |  |  |  |  | Non-Lead - Other |  |  | Installation date is after the lead ban |  |  |  |  | Non-Lead |  |  |  | Domestic
MTR_007752 | 17917 162ND PL SE | LOT 1 KING COUNTY SHORT PLAT #10870 11 |  |  | Non-Lead Plastic | No |  | 0 | Field inspection only with no records | Yes | Visual inspection at meter pit | 2023-11-30 |  | Non-Lead Plastic |  |  | Field inspection only with no records | Yes | Visual inspection at meter pit | 2023-11-30 |  | Non-Lead |  |  |  | Domestic
MTR_016049 | 16104 SE 180TH PL | LOT 3 WHITNEY PLACE |  |  | Non-Lead - Other | No | 1988-08-19 | 0 | Installation date is after the lead ban |  |  |  |  | Non-Lead - Other |  |  | Installation date is after the lead ban |  |  |  |  | Non-Lead |  |  |  | Domestic
MTR_017778 | 11328 SE 179TH ST | L 21 HIGH CHAPARRAL |  |  | Non-Lead - Other | No |  | 0 | Installation date is after the lead ban |  |  |  |  | Non-Lead - Other |  |  | Installation date is after the lead ban |  |  |  |  | Non-Lead |  |  |  | Assumed
MTR_016190 | 16127 SE 179TH ST | LOT 2 CANDLEWOOD RIDGE #3 |  |  | Non-Lead Plastic | No | 1977-07-13 | 1 | Field inspection only with no records | Yes | Visual inspection at meter pit | 2023-11-30 |  | Non-Lead Plastic |  |  | Field inspection only with no records | Yes | Visual inspection at meter pit | 2023-11-30 |  | Non-Lead |  |  |  | Domestic
MTR_017779 | 17830 113TH PL SE | L 22 HIGH CHAPARRAL |  |  | Non-Lead Plastic | No |  | 0 | Field inspection only with no records | Yes | Visual inspection at meter pit | 2023-07-30 |  | Non-Lead Plastic |  |  | Field inspection only with no records | Yes | Visual inspection at meter pit | 2023-07-30 |  | Non-Lead |  |  |  | Assumed
MTR_028794 | 11225 SE 223RD PL | 9914-006390 |  |  | Non-Lead - Other | No | 2000-11-03 | 0 | Rectified Plan |  |  |  |  | Non-Lead - Other |  |  | Statistical analysis |  |  |  |  | Non-Lead |  |  |  | Domestic
MTR_017780 | 17822 113TH PL SE | L 23 HIGH CHAPARRAL |  |  | Non-Lead - Other | No |  | 0 | Installation date is after the lead ban |  |  |  |  | Non-Lead - Other |  |  | Installation date is after the lead ban |  |  |  |  | Non-Lead |  |  |  | Assumed
MTR_028795 | 11204 SE 223RD PL | L 15 JOHN VELKOFF ADD 2 |  |  | Non-Lead - Other | No | 2000-11-03 | 0 | Rectified Plan |  |  |  |  | Non-Lead - Other |  |  | Statistical analysis |  |  |  |  | Non-Lead |  |  |  | Domestic
MTR_029611 | 22330 110TH PL SE | 9914-006290 |  |  | Non-Lead - Other | No |  | 0 | Installation date is after the lead ban |  |  |  |  | Non-Lead - Other |  |  | Installation date is after the lead ban |  |  |  |  | Non-Lead |  |  |  | Domestic
MTR_006141 | 11853 SE 160TH ST | L7 B3 CASCADE VISTA 2 |  |  | Non-Lead - Other | No | 2014-04-16 | 0 | Rectified Plan |  |  |  |  | Non-Lead - Other |  |  | Statistical analysis |  |  |  |  | Non-Lead |  |  |  | Domestic
MTR_017068 | 17715 114TH PL SE | LOT 8 BELTERRA #10 |  |  | Non-Lead - Other | No | 1996-03-12 | 0 | Installation date is after the lead ban |  |  |  |  | Non-Lead - Other |  |  | Installation date is after the lead ban |  |  |  |  | Non-Lead |  |  |  | Domestic
MTR_029612 | 11030 SE 224TH PL | L 81 STOCKTON |  |  | Non-Lead - Other | No |  | 0 | Installation date is after the lead ban |  |  |  |  | Non-Lead - Other |  |  | Installation date is after the lead ban |  |  |  |  | Non-Lead |  |  |  | Domestic
MTR_006142 | 11859 SE 160TH ST | L8 B3 CASCADE VISTA 2 |  |  | Non-Lead Plastic | No | 2014-04-16 | 0 | Rectified Plan | Yes | Visual inspection at the meter pit | 2024-02-07 |  | Non-Lead Plastic |  |  | Field inspection only with no records | Yes | Visual inspection at the meter pit | 2024-02-07 |  | Non-Lead |  |  |  | Domestic
MTR_017065 | 17709 114TH PL SE | L7 BELTERRA #10 |  |  | Non-Lead - Other | No | 1996-03-12 | 0 | Installation date is after the lead ban |  |  |  |  | Non-Lead - Other |  |  | Installation date is after the lead ban |  |  |  |  | Non-Lead |  |  |  | Domestic
MTR_029613 | 11032 SE 224TH PL | L 80 STOCKTON |  |  | Non-Lead - Other | No |  | 0 | Installation date is after the lead ban |  |  |  |  | Non-Lead - Other |  |  | Installation date is after the lead ban |  |  |  |  | Non-Lead |  |  |  | Assumed
MTR_015083 | 11871 SE 160TH ST | L10 B3 CASCADE VISTA 2 |  |  | Non-Lead - Other | No | 2014-04-16 | 0 | Rectified Plan |  |  |  |  | Non-Lead - Other |  |  | Statistical analysis |  |  |  |  | Non-Lead |  |  |  | Domestic
MTR_017063 | 17629 114TH PL SE | L5 BELTERRA NO. 10 |  |  | Non-Lead Plastic | No | 1996-03-12 | 0 | Field inspection only with no records | Yes | Visual inspection at meter pit | 2023-07-30 |  | Non-Lead Plastic |  |  | Field inspection only with no records | Yes | Visual inspection at meter pit | 2023-07-30 |  | Non-Lead |  |  |  | Domestic
MTR_026889 | 22731 132ND PL SE | LOT 47 FERN CREST |  |  | Non-Lead Plastic | No | 2005-06-17 | 0 | Field inspection only with no records | Yes | Visual inspection at meter pit | 2023-10-27 |  | Non-Lead Plastic |  |  | Field inspection only with no records | Yes | Visual inspection at meter pit | 2023-10-27 |  | Non-Lead |  |  |  | Domestic
MTR_015084 | 11951 SE 160TH ST | L12 B3 CASCADE VISTA 2 |  |  | Non-Lead - Other | No | 2014-04-16 | 0 | Rectified Plan |  |  |  |  | Non-Lead - Other |  |  | Statistical analysis |  |  |  |  | Non-Lead |  |  |  | Domestic
MTR_017058 | 17623 114TH PL SE | LOT 4 BELTERRA 10 |  |  | Non-Lead - Other | No | 1996-03-12 | 0 | Installation date is after the lead ban |  |  |  |  | Non-Lead - Other |  |  | Installation date is after the lead ban |  |  |  |  | Non-Lead |  |  |  | Domestic
MTR_026890 | 22712 134TH PL SE | LOT 31 FERN CREST |  |  | Non-Lead - Other | No | 2005-06-17 | 0 | Installation date is after the lead ban |  |  |  |  | Non-Lead - Other |  |  | Installation date is after the lead ban |  |  |  |  | Non-Lead |  |  |  | Domestic
MTR_015087 | 11969 SE 160TH ST | L15 B3 CASCADE VISTA 2 |  |  | Non-Lead - Other | No | 2014-04-16 | 0 | Rectified Plan |  |  |  |  | Non-Lead - Other |  |  | Statistical analysis |  |  |  |  | Non-Lead |  |  |  | Domestic
MTR_029719 | 11116 SE 225TH ST | L 70 STOCKTON |  |  | Non-Lead - Other | No | 2000-10-04 | 0 | Installation date is after the lead ban |  |  |  |  | Non-Lead - Other |  |  | Installation date is after the lead ban |  |  |  |  | Non-Lead |  |  |  | Domestic
MTR_017694 | 17746 113TH PL SE | L 28 HIGH CHAPARRAL |  |  | Non-Lead - Other | No |  | 0 | Installation date is after the lead ban |  |  |  |  | Non-Lead - Other |  |  | Installation date is after the lead ban |  |  |  |  | Non-Lead |  |  |  | Assumed
MTR_029721 | 11103 SE 224TH PL | L 73 STOCKTON |  |  | Non-Lead - Other | No |  | 0 | Installation date is after the lead ban |  |  |  |  | Non-Lead - Other |  |  | Installation date is after the lead ban |  |  |  |  | Non-Lead |  |  |  | Domestic
MTR_007762 | 18855 108TH AVE SE | 9915-000375 |  |  | Non-Lead - Other | Unknown |  | 0.75 | Statistical analysis |  |  |  |  | Non-Lead - Other |  |  | Statistical analysis |  |  |  |  | Non-Lead |  |  |  | Assumed
MTR_015088 | 11975 SE 160TH ST | L16 B3 CASCADE VISTA 2 |  |  | Non-Lead - Other | No | 2014-04-16 | 1 | Rectified Plan |  |  |  |  | Non-Lead - Other |  |  | Statistical analysis |  |  |  |  | Non-Lead |  |  |  | Domestic
MTR_029723 | 22402 111TH AVE SE | LOT 72 STOCKTON |  |  | Non-Lead - Other | No |  | 0 | Installation date is after the lead ban |  |  |  |  | Non-Lead - Other |  |  | Installation date is after the lead ban |  |  |  |  | Non-Lead |  |  |  | Domestic
MTR_018982 | 18665 108TH AVE SE | TL 80 SEC 32-23-5 |  |  | Non-Lead - Other | No | 2016-01-29 | 0 | Rectified Plan |  |  |  |  | Non-Lead - Other |  |  | Statistical analysis |  |  |  |  | Non-Lead |  |  |  | Domestic
MTR_015106 | 15750 118TH PL SE | L1 BLK5 CASCADE VISTA#2 |  |  | Non-Lead - Other | No | 2014-04-16 | 1 | Rectified Plan |  |  |  |  | Non-Lead - Other |  |  | Statistical analysis |  |  |  |  | Non-Lead |  |  |  | Domestic
MTR_029724 | 11104 SE 224TH PL | LOT 78 STOCKTON |  |  | Non-Lead - Other | No |  | 0 | Installation date is after the lead ban |  |  |  |  | Non-Lead - Other |  |  | Installation date is after the lead ban |  |  |  |  | Non-Lead |  |  |  | Domestic
MTR_019119 | 19050 106TH AVE SE | POR L10 PAN LK GARD TRTS |  |  | Non-Lead - Other | Unknown |  | 0 | Statistical analysis |  |  |  |  | Non-Lead - Other |  |  | Statistical analysis |  |  |  |  | Non-Lead |  |  |  | Assumed
MTR_015144 | 12135 SE 160TH ST | L4 B2 CASCADE VILLAGE 5 |  |  | Non-Lead - Other | No | 2014-04-16 | 1 | Rectified Plan |  |  |  |  | Non-Lead - Other |  |  | Statistical analysis |  |  |  |  | Non-Lead |  |  |  | Domestic
MTR_029726 | 11431 SE 225TH ST | L 50 STOCKTON |  |  | Non-Lead - Other | No |  | 0 | Installation date is after the lead ban |  |  |  |  | Non-Lead - Other |  |  | Installation date is after the lead ban |  |  |  |  | Non-Lead |  |  |  | Domestic
MTR_007766 | 18865 108TH AVE SE | S 70 TR5 PANTH LK GD TR |  |  | Non-Lead - Other | Unknown |  | 0.75 | Statistical analysis |  |  |  |  | Non-Lead - Other |  |  | Statistical analysis |  |  |  |  | Non-Lead |  |  |  | Assumed
MTR_029930 | 16017 126TH AVE SE | TL74 W1/2 SEC 28-23-5 |  |  | Non-Lead - Other | No | 2016-06-22 | 0.75 | Rectified Plan |  |  |  |  | Non-Lead - Other |  |  | Statistical analysis |  |  |  |  | Non-Lead |  |  |  | Domestic
MTR_029727 | 11400 SE 225TH ST | L 62 STOCKTON |  |  | Non-Lead - Other | No |  | 0 | Installation date is after the lead ban |  |  |  |  | Non-Lead - Other |  |  | Installation date is after the lead ban |  |  |  |  | Non-Lead |  |  |  | Domestic
MTR_026891 | 13348 SE 227TH ST | LOT 22 FERN CREST |  |  | Non-Lead - Other | No | 2005-06-17 | 0 | Installation date is after the lead ban |  |  |  |  | Non-Lead - Other |  |  | Installation date is after the lead ban |  |  |  |  | Non-Lead |  |  |  | Domestic
MTR_029934 | 16101 126TH AVE SE | L2 BLK5 CASCADE VISTA #4 |  |  | Non-Lead - Other | No | 2016-06-22 | 0.75 | Rectified Plan |  |  |  |  | Non-Lead - Other |  |  | Statistical analysis |  |  |  |  | Non-Lead |  |  |  | Domestic
MTR_029935 | 16109 126TH AVE SE | L1 BLK1 CASCADE VISTA #7 |  |  | Non-Lead - Other | No | 2016-06-22 | 0.75 | Rectified Plan |  |  |  |  | Non-Lead - Other |  |  | Statistical analysis |  |  |  |  | Non-Lead |  |  |  | Domestic
MTR_026892 | 13244 SE 227TH ST | LOT 71 FERN CREST AKA MEADOW RIDGE |  |  | Non-Lead Plastic | No | 2005-06-17 | 0 | Field inspection only with no records | Yes | Visual inspection at meter pit | 2023-10-27 |  | Non-Lead Plastic |  |  | Field inspection only with no records | Yes | Visual inspection at meter pit | 2023-10-27 |  | Non-Lead |  |  |  | Domestic
MTR_029936 | 16115 126TH AVE SE | L2 BLK1 CASCADE VISTA #7 |  |  | Non-Lead - Other | No | 2016-06-22 | 0.75 | Rectified Plan |  |  |  |  | Non-Lead - Other |  |  | Statistical analysis |  |  |  |  | Non-Lead |  |  |  | Domestic
MTR_029728 | 11230 SE 225TH ST | L 64 STOCKTON |  |  | Non-Lead - Other | No |  | 0 | Installation date is after the lead ban |  |  |  |  | Non-Lead - Other |  |  | Installation date is after the lead ban |  |  |  |  | Non-Lead |  |  |  | Domestic
MTR_007769 | 20809 136TH AVE SE | L. B. SEC 10 22 5 |  |  | Non-Lead - Other | Unknown |  | 0 | Statistical analysis |  |  |  |  | Non-Lead - Other |  |  | Statistical analysis |  |  |  |  | Non-Lead |  |  |  | Assumed
MTR_029937 | 16121 126TH AVE SE | L3 BLK1 CASCADE VISTA #7 |  |  | Non-Lead - Other | No | 2016-06-22 | 0.75 | Rectified Plan |  |  |  |  | Non-Lead - Other |  |  | Statistical analysis |  |  |  |  | Non-Lead |  |  |  | Domestic
MTR_029729 | 11238 SE 225TH ST | L 63 STOCKTON |  |  | Non-Lead - Other | No |  | 0 | Installation date is after the lead ban |  |  |  |  | Non-Lead - Other |  |  | Installation date is after the lead ban |  |  |  |  | Non-Lead |  |  |  | Domestic
MTR_026894 | 22728 134TH PL SE | LOT 33 FERN CREST |  |  | Non-Lead - Other | No | 2005-06-17 | 0 | Installation date is after the lead ban |  |  |  |  | Non-Lead - Other |  |  | Installation date is after the lead ban |  |  |  |  | Non-Lead |  |  |  | Domestic
MTR_029940 | 16159 126TH AVE SE | L8 BLK1 CASCADE VISTA #7 |  |  | Non-Lead - Other | No | 2016-06-22 | 0.75 | Rectified Plan |  |  |  |  | Non-Lead - Other |  |  | Statistical analysis |  |  |  |  | Non-Lead |  |  |  | Domestic
MTR_029730 | 11224 SE 225TH ST | L 65 STOCKTON |  |  | Non-Lead - Other | No |  | 0 | Installation date is after the lead ban |  |  |  |  | Non-Lead - Other |  |  | Installation date is after the lead ban |  |  |  |  | Non-Lead |  |  |  | Domestic
MTR_017696 | 11311 SE 180TH PL | L9 BLK1 BANKERS 1ST |  |  | Non-Lead Plastic | Unknown |  | 0 | Field inspection only with no records | Yes | Visual inspection at meter pit | 2023-07-30 |  | Non-Lead Plastic |  |  | Field inspection only with no records | Yes | Visual inspection at meter pit | 2023-07-30 |  | Non-Lead |  |  |  | Assumed
MTR_018572 | 9647 S 206TH PL | POR L10 WA CENT IMP CO |  |  | Non-Lead - Other | No | 2011-03-01 | 0 | Installation date is after the lead ban |  |  |  |  | Non-Lead - Other |  |  | Installation date is after the lead ban |  |  |  |  | Non-Lead |  |  |  | Domestic
MTR_030003 | 12665 SE 161ST ST | L5 BK2 CASCADE VISTA #4 |  |  | Non-Lead - Other | No | 2016-06-22 | 0.75 | Rectified Plan |  |  |  |  | Non-Lead - Other |  |  | Statistical analysis |  |  |  |  | Non-Lead |  |  |  | Domestic
MTR_017697 | 18006 113TH AVE SE | L10 BLK1 BANKERS 1ST |  |  | Non-Lead - Other | No |  | 0 | Installation date is after the lead ban |  |  |  |  | Non-Lead - Other |  |  | Installation date is after the lead ban |  |  |  |  | Non-Lead |  |  |  | Assumed
MTR_028606 | 21904 124TH AVE SE | LOT 17 PARKWAY ESTATES |  |  | Non-Lead - Other | No | 1978-07-26 | 0 | Installation date is after the lead ban |  |  |  |  | Non-Lead - Other |  |  | Installation date is after the lead ban |  |  |  |  | Non-Lead |  |  |  | Domestic
MTR_017698 | 11323 SE 180TH PL | L7 BLK1 BANKERS 1ST |  |  | Non-Lead Plastic | Unknown |  | 0 | Field inspection only with no records | Yes | Visual inspection at meter pit | 2023-07-30 |  | Non-Lead Copper |  |  | Field inspection only with no records | Yes | Visual inspection at meter pit | 2023-07-30 |  | Non-Lead |  |  |  | Assumed
MTR_022523 | 11326 SE 193RD PL | LOT 35 PANTHER MEADOWS |  |  | Non-Lead Plastic | No | 2004-07-26 | 0 | Field inspection only with no records | Yes | Visual inspection at meter pit | 2023-09-29 |  | Non-Lead Plastic |  |  | Field inspection only with no records | Yes | Visual inspection at meter pit | 2023-09-29 |  | Non-Lead |  |  |  | Domestic
MTR_017699 | 11407 SE 180TH PL | L6 BLK1 BANKERS 1ST |  |  | Non-Lead - Other | Unknown |  | 0 | Statistical analysis |  |  |  |  | Non-Lead - Other |  |  | Statistical analysis |  |  |  |  | Non-Lead |  |  |  | Assumed
MTR_030005 | 12677 SE 161ST ST | L7 BK2 CASCADE VISTA #4 |  |  | Non-Lead - Other | No | 2016-06-22 | 0.75 | Rectified Plan |  |  |  |  | Non-Lead - Other |  |  | Statistical analysis |  |  |  |  | Non-Lead |  |  |  | Domestic
MTR_022524 | 19330 113TH PL SE | LOT 28 PANTHER MEADOWS |  |  | Non-Lead - Other | No | 2004-07-26 | 0 | Installation date is after the lead ban |  |  |  |  | Non-Lead - Other |  |  | Installation date is after the lead ban |  |  |  |  | Non-Lead |  |  |  | Domestic
MTR_017141 | 11119 SE 183RD PL | LOT 75 MAPLE GLEN |  |  | Non-Lead - Other | No | 1977-03-18 | 0 | Installation date is after the lead ban |  |  |  |  | Non-Lead - Other |  |  | Installation date is after the lead ban |  |  |  |  | Non-Lead |  |  |  | Domestic
MTR_030000 | 12645 SE 161ST ST | L2 BK2 CASCADE VISTA #4 |  |  | Non-Lead - Other | No | 2016-06-22 | 0.75 | Rectified Plan |  |  |  |  | Non-Lead - Other |  |  | Statistical analysis |  |  |  |  | Non-Lead |  |  |  | Domestic
MTR_015732 | 1205 S 36TH PL | LOT 113 SUNNYBROOK |  |  | Non-Lead - Other | No | 2004-01-22 | 0 | Installation date is after the lead ban |  |  |  |  | Non-Lead - Other |  |  | Installation date is after the lead ban |  |  |  |  | Non-Lead |  |  |  | Domestic
MTR_017129 | 11019 SE 183RD PL | LOT 70 MAPLE GLEN |  |  | Non-Lead Plastic | No | 1977-03-18 | 0 | Field inspection only with no records | Yes | Visual inspection at meter pit | 2023-08-11 |  | Non-Lead Plastic |  |  | Field inspection only with no records | Yes | Visual inspection at meter pit | 2023-08-11 |  | Non-Lead |  |  |  | Domestic
MTR_028618 | 12402 SE 218TH CT | LOT 25 PARKWAY ESTATES |  |  | Non-Lead - Other | No | 1978-07-26 | 0 | Installation date is after the lead ban |  |  |  |  | Non-Lead - Other |  |  | Installation date is after the lead ban |  |  |  |  | Non-Lead |  |  |  | Domestic
MTR_022526 | 11332 SE 193RD PL | LOT 34 PANTHER MEADOWS |  |  | Non-Lead - Other | No | 2004-07-26 | 0 | Installation date is after the lead ban |  |  |  |  | Non-Lead - Other |  |  | Installation date is after the lead ban |  |  |  |  | Non-Lead |  |  |  | Domestic
MTR_029114 | 22311 114TH PL SE | L 11 JOHN VELKOFF ADD |  |  | Non-Lead - Other | Unknown |  | 0 | Statistical analysis |  |  |  |  | Non-Lead - Other |  |  | Statistical analysis |  |  |  |  | Non-Lead |  |  |  | Assumed
MTR_028402 | 12627 SE 217TH PL | L 65 PARKWAY ESTATES |  |  | Non-Lead - Other | No | 1978-07-26 | 0 | Installation date is after the lead ban |  |  |  |  | Non-Lead - Other |  |  | Installation date is after the lead ban |  |  |  |  | Non-Lead |  |  |  | Domestic
MTR_006166 | 12212 SE 161ST PL | L13 BLK4 CASCADE HILLS#3 |  |  | Non-Lead - Other | No | 2007-07-01 | 1 | Rectified Plan |  |  |  |  | Non-Lead - Other |  |  | Statistical analysis |  |  |  |  | Non-Lead |  |  |  | Domestic
MTR_029115 | 22321 114TH PL SE | L 10 JOHN VELKOFF ADD |  |  | Non-Lead - Other | Unknown |  | 0 | Statistical analysis |  |  |  |  | Non-Lead - Other |  |  | Statistical analysis |  |  |  |  | Non-Lead |  |  |  | Assumed
MTR_028798 | 22330 113TH PL SE | L 4 JOHN VELKOFF ADD 2 |  |  | Non-Lead - Other | No | 2000-11-03 | 0 | Rectified Plan |  |  |  |  | Non-Lead - Other |  |  | Statistical analysis |  |  |  |  | Non-Lead |  |  |  | Domestic
MTR_006167 | 12204 SE 161ST PL | L12 BLK4 CASCADE HILLS#3 |  |  | Non-Lead - Other | No | 2007-07-01 | 1 | Rectified Plan |  |  |  |  | Non-Lead - Other |  |  | Statistical analysis |  |  |  |  | Non-Lead |  |  |  | Domestic
MTR_028403 | 21626 127TH PL SE | L 69 PARKWAY ESTATES |  |  | Non-Lead - Other | No | 1978-07-26 | 0 | Installation date is after the lead ban |  |  |  |  | Non-Lead - Other |  |  | Installation date is after the lead ban |  |  |  |  | Non-Lead |  |  |  | Domestic
MTR_018786 | 10614 SE 186TH ST | LOT 1 VISTA RIDGE |  |  | Non-Lead Plastic | No | 1995-09-21 | 0 | Field inspection only with no records | Yes | Visual inspection at meter pit | 2023-01-21 |  | Non-Lead Plastic |  |  | Field inspection only with no records | Yes | Visual inspection at meter pit | 2023-01-21 |  | Non-Lead |  |  |  | Domestic
MTR_006168 | 16110 122ND AVE SE | L10 BLK4 CASCADE HILLS#3 |  |  | Non-Lead - Other | No | 2007-07-01 | 1 | Rectified Plan |  |  |  |  | Non-Lead - Other |  |  | Statistical analysis |  |  |  |  | Non-Lead |  |  |  | Domestic
MTR_028404 | 12623 SE 217TH PL | LOT 64 PARKWAY ESTATES |  |  | Non-Lead Plastic | No | 1978-07-26 | 0 | Field inspection only with no records | Yes | Visual inspection at meter pit | 2023-10-21 |  | Non-Lead Plastic |  |  | Field inspection only with no records | Yes | Visual inspection at meter pit | 2023-10-21 |  | Non-Lead |  |  |  | Domestic
MTR_018788 | 10623 SE 187TH ST | LOT 9 VISTA HILLS |  |  | Non-Lead - Other | Unknown |  | 0 | Statistical analysis |  |  |  |  | Non-Lead - Other |  |  | Statistical analysis |  |  |  |  | Non-Lead |  |  |  | Assumed
MTR_006169 | 16104 122ND AVE SE | L9 BLK4 CASCADE HILLS#3 |  |  | Non-Lead - Other | No | 2007-07-01 | 1 | Rectified Plan |  |  |  |  | Non-Lead - Other |  |  | Statistical analysis |  |  |  |  | Non-Lead |  |  |  | Domestic
MTR_027891 | 11806 SE 221ST ST | LOT 37 MEADOW GLEN #2 |  |  | Non-Lead - Other | No |  | 0 | Installation date is after the lead ban |  |  |  |  | Galvanized Requiring Replacement |  |  | Field inspection only with no records | Yes | Visual inspection at meter pit | 2023-08-17 |  | Galvanized Requiring Replacement |  |  |  | Domestic
MTR_029614 | 22116 117TH PL SE | TAX LOT 59 SECTION 9-22-5 (.35 OF A N ACRE) |  |  | Non-Lead - Other | No | 1995-08-28 | 5.25 | Rectified Plan |  |  |  |  | Non-Lead - Other |  |  | Statistical analysis |  |  |  |  | Non-Lead |  |  |  | Hydrant
MTR_006170 | 12130 SE 161ST ST | L8 BLK4 CASCADE HILLS #3 |  |  | Non-Lead - Other | No | 2007-07-01 | 1 | Rectified Plan |  |  |  |  | Non-Lead - Other |  |  | Statistical analysis |  |  |  |  | Non-Lead |  |  |  | Domestic
MTR_027892 | 11828 SE 221ST ST | LOT 34 MEADOW GLEN #2 |  |  | Non-Lead Plastic | No |  | 0 | Field inspection only with no records | Yes | Visual inspection at meter pit | 2023-09-16 |  | Non-Lead Plastic |  |  | Field inspection only with no records | Yes | Visual inspection at meter pit | 2023-09-16 |  | Non-Lead |  |  |  | Domestic
MTR_026896 | 13308 SE 227TH ST | LOT 17 FERN CREST AKA MEADOW RIDGE |  |  | Non-Lead - Other | No | 2005-06-17 | 0 | Installation date is after the lead ban |  |  |  |  | Non-Lead - Other |  |  | Installation date is after the lead ban |  |  |  |  | Non-Lead |  |  |  | Domestic
MTR_006171 | 12124 SE 161ST ST | LOT 7 BLOCK 4 CASCADE HILLS #3 |  |  | Non-Lead Plastic | No | 2007-07-01 | 1 | Rectified Plan | Yes | Visual inspection at the meter pit | 2024-02-08 |  | Copper |  |  | Field inspection only with no records | Yes | Visual inspection at the meter pit | 2024-02-08 |  | Non-Lead |  |  |  | Domestic
MTR_027894 | 22021 120TH AVE SE | LOT 32 MEADOWGLEN #2 |  |  | Non-Lead Plastic | No |  | 0 | Field inspection only with no records | Yes | Visual inspection at meter pit | 2023-09-16 |  | Non-Lead Plastic |  |  | Field inspection only with no records | Yes | Visual inspection at meter pit | 2023-09-16 |  | Non-Lead |  |  |  | Domestic
MTR_027895 | 11800 SE 221ST ST | LOT 38 MEADOW GLEN #2 |  |  | Non-Lead - Other | No |  | 0 | Installation date is after the lead ban |  |  |  |  | Non-Lead - Other |  |  | Installation date is after the lead ban |  |  |  |  | Non-Lead |  |  |  | Domestic
MTR_006172 | 12106 SE 161ST ST | L4 BLK4 CASCADE HILLS #3 |  |  | Non-Lead - Other | No | 2007-07-01 | 1 | Rectified Plan |  |  |  |  | Non-Lead - Other |  |  | Statistical analysis |  |  |  |  | Non-Lead |  |  |  | Domestic
MTR_027803 | 11907 SE 219TH PL | LOT 8 CROWN ROYAL |  |  | Non-Lead - Other | No |  | 0 | Installation date is after the lead ban |  |  |  |  | Non-Lead - Other |  |  | Installation date is after the lead ban |  |  |  |  | Non-Lead |  |  |  | Assumed
MTR_017781 | 18311 116TH AVE SE | TL 14 E 1/2 32-23-5 |  |  | Non-Lead - Other | Unknown |  | 0 | Statistical analysis |  |  |  |  | Non-Lead - Other |  |  | Statistical analysis |  |  |  |  | Non-Lead |  |  |  | Assumed
MTR_006173 | 12100 SE 161ST ST | LOT 3 BLK 4 CASCADE HILLS #3 |  |  | Non-Lead - Other | No | 2007-07-01 | 1 | Rectified Plan |  |  |  |  | Non-Lead - Other |  |  | Statistical analysis |  |  |  |  | Non-Lead |  |  |  | Domestic
MTR_019876 | 11442 SE 186TH ST | LOT 3 BLK1 WALHAVEN |  |  | Non-Lead Plastic | Unknown |  | 0 | Field inspection only with no records | Yes | Visual inspection at meter pit | 2022-12-10 |  | Non-Lead Plastic |  |  | Field inspection only with no records | Yes | Visual inspection at meter pit | 2022-12-10 |  | Non-Lead |  |  |  | Domestic
MTR_029615 | 10968 SE 225TH ST | LOT 12 STOCKTON |  |  | Non-Lead - Other | No |  | 0 | Installation date is after the lead ban |  |  |  |  | Non-Lead - Other |  |  | Installation date is after the lead ban |  |  |  |  | Non-Lead |  |  |  | Domestic
MTR_006175 | 12012 SE 161ST ST | L2 BLK4 CASCADE HILLS #3 |  |  | Non-Lead - Other | No | 2006-08-31 | 1 | Rectified Plan |  |  |  |  | Non-Lead - Other |  |  | Statistical analysis |  |  |  |  | Non-Lead |  |  |  | Domestic
MTR_017782 | 18325 116TH AVE SE | TL 172 E 1/2 32-23-5 |  |  | Non-Lead - Other | Unknown |  | 0 | Statistical analysis |  |  |  |  | Non-Lead - Other |  |  | Statistical analysis |  |  |  |  | Non-Lead |  |  |  | Assumed
MTR_029616 | 22412 110TH AVE SE | L 96 STOCKTON |  |  | Non-Lead - Other | No |  | 0 | Installation date is after the lead ban |  |  |  |  | Non-Lead - Other |  |  | Installation date is after the lead ban |  |  |  |  | Non-Lead |  |  |  | Domestic
MTR_006176 | 12006 SE 161ST ST | L1 BLK4 CASCADE HILLS #2 |  |  | Non-Lead - Other | No | 2006-08-31 | 1 | Rectified Plan |  |  |  |  | Non-Lead - Other |  |  | Statistical analysis |  |  |  |  | Non-Lead |  |  |  | Domestic
MTR_019877 | 11456 SE 186TH ST | 9917-005210 |  |  | Non-Lead - Other | Unknown |  | 0 | Statistical analysis |  |  |  |  | Non-Lead - Other |  |  | Statistical analysis |  |  |  |  | Non-Lead |  |  |  | Domestic
MTR_029617 | 22415 110TH AVE SE | L 10 STOCKTON |  |  | Non-Lead - Other | No |  | 0 | Installation date is after the lead ban |  |  |  |  | Non-Lead - Other |  |  | Installation date is after the lead ban |  |  |  |  | Non-Lead |  |  |  | Domestic
MTR_006194 | 16236 122ND AVE SE | L18 BLK5 CASCADE HILLS#3 |  |  | Non-Lead - Other | No | 2007-07-01 | 1 | Rectified Plan |  |  |  |  | Non-Lead - Other |  |  | Statistical analysis |  |  |  |  | Non-Lead |  |  |  | Domestic
MTR_017785 | 10810 SE 182ND ST | LOT 2 BLK 1 BENSON TERRACE #4 |  |  | Non-Lead - Other | Unknown |  | 0 | Statistical analysis |  |  |  |  | Non-Lead - Other |  |  | Statistical analysis |  |  |  |  | Non-Lead |  |  |  | Assumed
MTR_006199 | 12203 SE 161ST PL | L17 BLK4 CASCADE HILLS#3 |  |  | Non-Lead - Other | No | 2007-07-01 | 1 | Rectified Plan |  |  |  |  | Non-Lead - Other |  |  | Statistical analysis |  |  |  |  | Non-Lead |  |  |  | Domestic
MTR_017788 | 11019 SE 181ST ST | L3 BENSON TERR. DIV. #2 |  |  | Non-Lead Plastic | Unknown |  | 0 | Field inspection only with no records | Yes | Visual inspection at meter pit | 2023-07-31 |  | Galvanized Requiring Replacement |  |  | Field inspection only with no records | Yes | Visual inspection at meter pit | 2023-07-31 |  | Galvanized Requiring Replacement |  |  |  | Assumed
MTR_006200 | 12219 SE 161ST PL | L16 BLK4 CASCADE HILLS#3 |  |  | Non-Lead - Other | No | 2007-07-01 | 1 | Rectified Plan |  |  |  |  | Non-Lead - Other |  |  | Statistical analysis |  |  |  |  | Non-Lead |  |  |  | Domestic
MTR_029618 | 11010 SE 225TH ST | L 95 STOCKTON |  |  | Non-Lead - Other | No |  | 0 | Installation date is after the lead ban |  |  |  |  | Non-Lead - Other |  |  | Installation date is after the lead ban |  |  |  |  | Non-Lead |  |  |  | Domestic
MTR_029733 | 11427 SE 225TH ST | L 49 STOCKTON |  |  | Non-Lead - Other | No |  | 0 | Installation date is after the lead ban |  |  |  |  | Non-Lead - Other |  |  | Installation date is after the lead ban |  |  |  |  | Non-Lead |  |  |  | Domestic
MTR_006201 | 12220 SE 161ST PL | L14 BLK4 CASCADE HILLS#3 |  |  | Non-Lead - Other | No | 2007-07-01 | 1 | Rectified Plan |  |  |  |  | Non-Lead - Other |  |  | Statistical analysis |  |  |  |  | Non-Lead |  |  |  | Domestic
MTR_028613 | 21819 124TH AVE SE | LOT 3 PARKWAY ESTATES |  |  | Non-Lead - Other | No | 1978-07-26 | 0 | Installation date is after the lead ban |  |  |  |  | Non-Lead - Other |  |  | Installation date is after the lead ban |  |  |  |  | Non-Lead |  |  |  | Domestic
MTR_029734 | 11413 SE 225TH ST | L 47 STOCKTON |  |  | Non-Lead - Other | No |  | 0 | Installation date is after the lead ban |  |  |  |  | Non-Lead - Other |  |  | Installation date is after the lead ban |  |  |  |  | Non-Lead |  |  |  | Domestic
MTR_006202 | 11924 SE 161ST ST | LOT 14 BLOCK 1 CASCADE HILLS #2 |  |  | Non-Lead - Other | No | 2006-08-31 | 1 | Rectified Plan |  |  |  |  | Non-Lead - Other |  |  | Statistical analysis |  |  |  |  | Non-Lead |  |  |  | Domestic
MTR_028614 | 21811 124TH AVE SE | LOT 1 PARKWAY ESTATES |  |  | Non-Lead Plastic | No | 1978-07-26 | 0 | Field inspection only with no records | Yes | Visual inspection at meter pit | 2023-06-21 |  | Non-Lead Plastic |  |  | Field inspection only with no records | Yes | Visual inspection at meter pit | 2023-06-21 |  | Non-Lead |  |  |  | Domestic
MTR_029735 | 11419 SE 225TH ST | L 48 STOCKTON |  |  | Non-Lead - Other | No |  | 0 | Installation date is after the lead ban |  |  |  |  | Non-Lead - Other |  |  | Installation date is after the lead ban |  |  |  |  | Non-Lead |  |  |  | Domestic
MTR_006203 | 11912 SE 161ST ST | L12 BLK1 CASCADE HILLS#2 |  |  | Non-Lead - Other | No | 2006-08-31 | 1 | Rectified Plan |  |  |  |  | Non-Lead - Other |  |  | Statistical analysis |  |  |  |  | Non-Lead |  |  |  | Domestic
MTR_028615 | 21823 124TH AVE SE | LOT 4 PARKWAY ESTATES |  |  | Non-Lead - Other | No | 1978-07-26 | 0 | Installation date is after the lead ban |  |  |  |  | Non-Lead Plastic |  |  | Field inspection only with no records | Yes | Visual inspection at meter pit | 2022-12-23 |  | Non-Lead |  |  |  | Domestic
MTR_026903 | 13250 SE 226TH ST | LOT 7 FERN CREST AKA MEADOW RIDGE |  |  | Non-Lead Plastic | No | 2005-06-17 | 0 | Field inspection only with no records | Yes | Visual inspection at meter pit | 2023-10-27 |  | Non-Lead Plastic |  |  | Field inspection only with no records | Yes | Visual inspection at meter pit | 2023-10-27 |  | Non-Lead |  |  |  | Domestic
MTR_006204 | 11906 SE 161ST ST | L10 BLK1 CASCADE HILLS#2 |  |  | Non-Lead - Other | No | 2006-08-31 | 1 | Rectified Plan |  |  |  |  | Non-Lead - Other |  |  | Statistical analysis |  |  |  |  | Non-Lead |  |  |  | Domestic
MTR_026906 | 22618 133RD PL SE | LOT 16 FERN CREST AKA MEADOW RIDGE |  |  | Non-Lead - Other | No | 2005-06-17 | 0 | Installation date is after the lead ban |  |  |  |  | Non-Lead - Other |  |  | Installation date is after the lead ban |  |  |  |  | Non-Lead |  |  |  | Domestic
MTR_006205 | 11900 SE 161ST ST | L9 BLK1 CASCADE HILLS #2 |  |  | Non-Lead - Other | No | 2006-08-31 | 1 | Rectified Plan |  |  |  |  | Non-Lead - Other |  |  | Statistical analysis |  |  |  |  | Non-Lead |  |  |  | Domestic
MTR_028616 | 21815 124TH AVE SE | LOT 2 PARKWAY EST. |  |  | Non-Lead Plastic | No | 1978-07-26 | 0 | Field inspection only with no records | Yes | Visual inspection at meter pit | 2023-09-16 |  | Non-Lead Plastic |  |  | Field inspection only with no records | Yes | Visual inspection at meter pit | 2023-09-16 |  | Non-Lead |  |  |  | Domestic
MTR_026907 | 22622 134TH PL SE | LOT 28 FERN CREST |  |  | Non-Lead - Other | No | 2005-06-17 | 0 | Installation date is after the lead ban |  |  |  |  | Non-Lead - Other |  |  | Installation date is after the lead ban |  |  |  |  | Non-Lead |  |  |  | Domestic
MTR_006208 | 16129 119TH AVE SE | L5 BL1 CASCADE HILLS #2 |  |  | Non-Lead - Other | No | 2006-08-31 | 1 | Rectified Plan |  |  |  |  | Non-Lead - Other |  |  | Statistical analysis |  |  |  |  | Non-Lead |  |  |  | Domestic
MTR_027614 | 12313 SE 216TH ST | LOT 8 GLEN MAR |  |  | Non-Lead Plastic | No | 1975-04-29 | 1 | Field inspection only with no records | Yes | Visual inspection at meter pit | 2023-09-16 |  | Non-Lead Plastic |  |  | Field inspection only with no records | Yes | Visual inspection at meter pit | 2023-09-16 |  | Non-Lead |  |  |  | Domestic
MTR_017789 | 17727 116TH AVE SE | TL211 E1/2 SEC 32-23-5 |  |  | Non-Lead Plastic | Unknown |  | 0 | Field inspection only with no records | Yes | Visual inspection at meter pit | 2023-07-30 |  | Non-Lead Plastic |  |  | Field inspection only with no records | Yes | Visual inspection at meter pit | 2023-07-30 |  | Non-Lead |  |  |  | Assumed
MTR_006209 | 16141 119TH AVE SE | L3 BL1 CASCADE HILLS #2 |  |  | Non-Lead - Other | No | 2006-08-31 | 1 | Rectified Plan |  |  |  |  | Non-Lead - Other |  |  | Statistical analysis |  |  |  |  | Non-Lead |  |  |  | Domestic
MTR_029619 | 11105 SE 225TH CT | L 32 STOCKTON |  |  | Non-Lead - Other | No |  | 0 | Installation date is after the lead ban |  |  |  |  | Non-Lead - Other |  |  | Installation date is after the lead ban |  |  |  |  | Non-Lead |  |  |  | Assumed
MTR_017790 | 17803 116TH AVE SE | TAX LOT 112 SEC 32-23-5 |  |  | Non-Lead Plastic | Unknown |  | 0 | Field inspection only with no records | Yes | Visual inspection at meter pit | 2023-07-30 |  | Non-Lead Plastic |  |  | Field inspection only with no records | Yes | Visual inspection at meter pit | 2023-07-30 |  | Non-Lead |  |  |  | Assumed
MTR_006210 | 16147 119TH AVE SE | LOT 2 BLOCK 1 CASCADE HILLS #2 |  |  | Non-Lead - Other | No | 2006-08-31 | 1 | Rectified Plan |  |  |  |  | Non-Lead - Other |  |  | Statistical analysis |  |  |  |  | Non-Lead |  |  |  | Domestic
MTR_017700 | 17721 113TH PL SE | L 5 HIGH CHAPARRAL |  |  | Non-Lead - Other | No |  | 0 | Installation date is after the lead ban |  |  |  |  | Non-Lead - Other |  |  | Installation date is after the lead ban |  |  |  |  | Non-Lead |  |  |  | Assumed
MTR_017791 | 17827 116TH AVE SE | TL 223 E 1/2 32-23-5 |  |  | Non-Lead - Other | Unknown |  | 0 | Statistical analysis |  |  |  |  | Non-Lead - Other |  |  | Statistical analysis |  |  |  |  | Non-Lead |  |  |  | Assumed
MTR_006213 | 11674 SE 163RD ST | L1 B2 CASCADE HILLS #2 |  |  | Non-Lead - Other | No | 2006-08-31 | 0 | Rectified Plan |  |  |  |  | Non-Lead - Other |  |  | Statistical analysis |  |  |  |  | Non-Lead |  |  |  | Domestic
MTR_017701 | 11104 SE 180TH ST | L15 HIGGINBOTHAM ADD. |  |  | Non-Lead - Other | Unknown |  | 0 | Statistical analysis |  |  |  |  | Non-Lead - Other |  |  | Statistical analysis |  |  |  |  | Non-Lead |  |  |  | Assumed
MTR_027806 | 11826 SE 218TH PL | LOT 5 CROWN TERRACE |  |  | Non-Lead - Other | No |  | 0 | Installation date is after the lead ban |  |  |  |  | Non-Lead - Other |  |  | Installation date is after the lead ban |  |  |  |  | Non-Lead |  |  |  | Domestic
MTR_006214 | 11610 SE 163RD ST | L2 B2 CASCADE HILLS#1 |  |  | Non-Lead - Other | No | 2006-08-31 | 0 | Rectified Plan |  |  |  |  | Non-Lead - Other |  |  | Statistical analysis |  |  |  |  | Non-Lead |  |  |  | Domestic
MTR_017839 | 11525 SE PETROVITSKY RD | POR TL71 E1/2SEC 32-23-5 |  |  | Non-Lead Plastic | Unknown |  | 0 | Field inspection only with no records | Yes | Visual inspection at meter pit | 2023-07-30 |  | Non-Lead - Other |  |  | Statistical analysis |  |  |  |  | Non-Lead |  |  |  | Assumed
MTR_027810 | 22143 123RD AVE SE | L17 GLENCARIN SOUTH |  |  | Non-Lead - Other | No |  | 0 | Installation date is after the lead ban |  |  |  |  | Non-Lead - Other |  |  | Installation date is after the lead ban |  |  |  |  | Non-Lead |  |  |  | Domestic
MTR_006216 | 11611 SE 163RD ST | L2 BL1 CASCADE HILLS #1 |  |  | Non-Lead - Other | No | 2006-08-31 | 0 | Rectified Plan |  |  |  |  | Non-Lead - Other |  |  | Statistical analysis |  |  |  |  | Non-Lead |  |  |  | Domestic
MTR_017794 | 18008 110TH PL SE | LOT 12 BENSON TERRACE DIVISION #2 |  |  | Non-Lead - Other | Unknown |  | 0 | Statistical analysis |  |  |  |  | Non-Lead - Other |  |  | Statistical analysis |  |  |  |  | Non-Lead |  |  |  | Assumed
MTR_027812 | 22101 123RD AVE SE | LOT 10 GLENCARIN SOUTH |  |  | Non-Lead - Other | No |  | 0 | Installation date is after the lead ban |  |  |  |  | Non-Lead - Other |  |  | Installation date is after the lead ban |  |  |  |  | Non-Lead |  |  |  | Domestic
MTR_006218 | 11625 SE 163RD ST | L4 BL1 CASCADE HILLS#1 |  |  | Non-Lead - Other | No | 2006-08-31 | 0 | Rectified Plan |  |  |  |  | Non-Lead - Other |  |  | Statistical analysis |  |  |  |  | Non-Lead |  |  |  | Domestic
MTR_017796 | 11012 SE 181ST ST | L15 BENSON TERR. DIV. #2 |  |  | Non-Lead Plastic | Unknown |  | 0 | Field inspection only with no records | Yes | Visual inspection at meter pit | 2023-07-31 |  | Non-Lead - Other |  |  | Statistical analysis |  |  |  |  | Non-Lead |  |  |  | Assumed
MTR_027813 | 22119 123RD AVE SE | LOT 13 GLENCARIN SOUTH |  |  | Non-Lead Plastic | No |  | 0 | Field inspection only with no records | Yes | Visual inspection at meter pit | 2023-09-02 |  | Non-Lead Plastic |  |  | Field inspection only with no records | Yes | Visual inspection at meter pit | 2023-09-02 |  | Non-Lead |  |  |  | Domestic
MTR_028799 | 22301 113TH PL SE | L 7 JOHN VELKOFF ADD 2 |  |  | Non-Lead Plastic | No | 2000-11-03 | 0 | Rectified Plan | Yes | Visual inspection at the meter pit | 2024-02-01 |  | Non-Lead Plastic |  |  | Field inspection only with no records | Yes | Visual inspection at the meter pit | 2024-02-01 |  | Non-Lead |  |  |  | Domestic
MTR_006219 | 11643 SE 163RD ST | LOT 7 BLOCK 1 CASCADE HILLS #1 |  |  | Non-Lead - Other | No | 2006-08-31 | 0 | Rectified Plan |  |  |  |  | Non-Lead - Other |  |  | Statistical analysis |  |  |  |  | Non-Lead |  |  |  | Domestic
MTR_027814 | 22107 123RD AVE SE | LOT 11 GLENCARIN SOUTH |  |  | Non-Lead Plastic | No |  | 0 | Field inspection only with no records | Yes | Visual inspection at meter pit | 2023-06-15 |  | Non-Lead Plastic |  |  | Field inspection only with no records | Yes | Visual inspection at meter pit | 2023-06-15 |  | Non-Lead |  |  |  | Domestic
MTR_006220 | 11651 SE 163RD ST | L8 BL1 CASCADE HILLS#1 |  |  | Non-Lead - Other | No | 2006-08-31 | 0 | Rectified Plan |  |  |  |  | Non-Lead - Other |  |  | Statistical analysis |  |  |  |  | Non-Lead |  |  |  | Domestic
MTR_028801 | 22304 113TH AVE SE | L 8 JOHN VELKOFF ADD 2 |  |  | Non-Lead Plastic | No | 2000-11-03 | 0 | Rectified Plan | Yes | Visual inspection at the meter pit | 2024-02-01 |  | Galvanized Requiring Replacement |  |  | Field inspection only with no records | Yes | Visual inspection at the meter pit | 2024-02-01 |  | Galvanized Requiring Replacement |  |  |  | Domestic
MTR_027815 | 11609 SE 221ST ST | LOT 2 MEADOW GLEN |  |  | Non-Lead - Other | No |  | 0 | Installation date is after the lead ban |  |  |  |  | Non-Lead - Other |  |  | Installation date is after the lead ban |  |  |  |  | Non-Lead |  |  |  | Domestic
MTR_028802 | 11203 SE 223RD PL | L 14 JOHN VELKOFF ADD 2 |  |  | Non-Lead - Other | No | 2000-11-03 | 0 | Rectified Plan |  |  |  |  | Non-Lead - Other |  |  | Statistical analysis |  |  |  |  | Non-Lead |  |  |  | Domestic
MTR_006221 | 11659 SE 163RD ST | L9 BL1 CASCADE HILLS #1 |  |  | Non-Lead - Other | No | 2006-08-31 | 0 | Rectified Plan |  |  |  |  | Non-Lead - Other |  |  | Statistical analysis |  |  |  |  | Non-Lead |  |  |  | Domestic
MTR_017334 | 11216 SE 183RD ST | LOT 10 BIRCHWOOD ESTATES |  |  | Non-Lead - Other | No | 1986-09-01 | 1 | Installation date is after the lead ban |  |  |  |  | Non-Lead - Other |  |  | Installation date is after the lead ban |  |  |  |  | Non-Lead |  |  |  | Domestic
MTR_027816 | 11615 SE 221ST ST | LOT 3 MEADOW GLEN |  |  | Non-Lead - Other | No |  | 0 | Installation date is after the lead ban |  |  |  |  | Non-Lead - Other |  |  | Installation date is after the lead ban |  |  |  |  | Non-Lead |  |  |  | Domestic
MTR_006223 | 11673 SE 163RD ST | L11 BL1 CASCADE HILLS#1 |  |  | Non-Lead - Other | No | 2006-08-31 | 0 | Rectified Plan |  |  |  |  | Non-Lead - Other |  |  | Statistical analysis |  |  |  |  | Non-Lead |  |  |  | Domestic
MTR_025662 | 21137 131ST PL SE | LOT 9 PANDHER GLEN |  |  | Non-Lead - Other | No | 2010-05-07 | 0 | Installation date is after the lead ban |  |  |  |  | Non-Lead Plastic |  |  | Field inspection only with no records | Yes | Visual inspection at meter pit | 2023-01-28 |  | Non-Lead |  |  |  | Domestic
MTR_027818 | 11707 SE 221ST ST | LOT 7 MEADOWGREEN DIVISION #1 |  |  | Non-Lead - Other | No |  | 0 | Installation date is after the lead ban |  |  |  |  | Non-Lead - Other |  |  | Installation date is after the lead ban |  |  |  |  | Non-Lead |  |  |  | Assumed
MTR_017592 | 11205 SE 182ND ST | LOT 15 VIEW GARDENS #1 |  |  | Non-Lead Plastic | Unknown |  | 0 | Relative Placement | Yes | Visual inspection at the meter pit | 2024-02-15 |  | Non-Lead Plastic |  |  | Field inspection only with no records | Yes | Visual inspection at the meter pit | 2024-02-15 |  | Non-Lead |  |  |  | Assumed
MTR_027820 | 11701 SE 221ST ST | LOT 6 MEADOW GLEN |  |  | Non-Lead - Other | No |  | 0 | Installation date is after the lead ban |  |  |  |  | Non-Lead - Other |  |  | Installation date is after the lead ban |  |  |  |  | Non-Lead |  |  |  | Domestic
MTR_024868 | 20243 142ND AVE SE | TAX LOT 296 S-T-R 03-22-05 |  |  | Non-Lead - Other | No |  | 0 | Installation date is after the lead ban |  |  |  |  | Non-Lead - Other |  |  | Installation date is after the lead ban |  |  |  |  | Non-Lead |  |  |  | Assumed
MTR_024962 | 11920 SE 210TH PL | LOT 21 VILLA ESTATES |  |  | Non-Lead - Plastic | No | 1977-08-01 | 1 | Rectified Plan | No |  |  |  | Non-Lead Plastic |  |  | Field inspection only with no records | Yes | Visual inspection at meter pit | 2023-01-28 |  | Non-Lead |  |  |  | Domestic
MTR_017702 | 11420 SE 182ND ST | L5 VIEW GARDENS #1 |  |  | Non-Lead - Other | Unknown |  | 0 | Statistical analysis |  |  |  |  | Non-Lead - Other |  |  | Statistical analysis |  |  |  |  | Non-Lead |  |  |  | Assumed
MTR_027559 | 12312 SE 219TH PL | LOT 63 GLEN MAR |  |  | Non-Lead Plastic | No | 1975-04-29 | 1 | Field inspection only with no records | Yes | Visual inspection at meter pit | 2023-09-16 |  | Non-Lead Plastic |  |  | Field inspection only with no records | Yes | Visual inspection at meter pit | 2023-09-16 |  | Non-Lead |  |  |  | Domestic
MTR_017704 | 11456 SE 182ND ST | TAX LOT 5 S-T-R 89-06-10 |  |  | Non-Lead Plastic | Unknown |  | 0 | Field inspection only with no records | Yes | Visual inspection at meter pit | 2023-07-30 |  | Non-Lead Plastic |  |  | Field inspection only with no records | Yes | Visual inspection at meter pit | 2023-07-30 |  | Non-Lead |  |  |  | Assumed
MTR_018737 | 20427 94TH AVE S | LOT1 MCLAUGHLINS MAIN EX |  |  | Non-Lead - Other | No |  | 0 | Installation date is after the lead ban |  |  |  |  | Non-Lead Plastic |  |  | Field inspection only with no records | Yes | Visual inspection at meter pit | 2023-01-07 |  | Non-Lead |  |  |  | Assumed
MTR_017706 | 11427 SE 180TH PL | L4 BLK1 BANKERS 1ST |  |  | Non-Lead - Other | Unknown |  | 0 | Statistical analysis |  |  |  |  | Non-Lead - Other |  |  | Statistical analysis |  |  |  |  | Non-Lead |  |  |  | Assumed
MTR_027821 | 11822 SE 223RD DR | LOT 114 MEADOWGREEN ESTATES |  |  | Non-Lead - Other | No |  | 0 | Installation date is after the lead ban |  |  |  |  | Non-Lead - Other |  |  | Installation date is after the lead ban |  |  |  |  | Non-Lead |  |  |  | Domestic
MTR_027823 | 11904 SE 223RD DR | L113 MEADOWGREEN ESTATES |  |  | Non-Lead - Other | No |  | 0 | Installation date is after the lead ban |  |  |  |  | Non-Lead - Other |  |  | Installation date is after the lead ban |  |  |  |  | Non-Lead |  |  |  | Domestic
MTR_027824 | 22227 120TH AVE SE | L109 MEADOWGREEN ESTATES |  |  | Non-Lead - Other | No |  | 0 | Installation date is after the lead ban |  |  |  |  | Non-Lead - Other |  |  | Installation date is after the lead ban |  |  |  |  | Non-Lead |  |  |  | Domestic
MTR_027897 | 12338 SE 221ST ST | LOT 40 GLENCARIN SOUTH |  |  | Non-Lead Plastic | No |  | 0 | Field inspection only with no records | Yes | Visual inspection at meter pit | 2023-09-15 |  | Non-Lead Plastic |  |  | Field inspection only with no records | Yes | Visual inspection at meter pit | 2023-09-15 |  | Non-Lead |  |  |  | Domestic
MTR_027825 | 11920 SE 223RD DR | LOT 111 MEADOWGREEN EST |  |  | Non-Lead Plastic | No |  | 0 | Field inspection only with no records | Yes | Visual inspection at meter pit | 2023-09-02 |  | Non-Lead Copper |  |  | Field inspection only with no records | Yes | Visual inspection at meter pit | 2023-09-02 |  | Non-Lead |  |  |  | Domestic
MTR_030015 | 12740 SE 163RD ST | L5 BK1 CASCADE VISTA #5 |  |  | Non-Lead - Other | No | 2016-06-22 | 0.75 | Rectified Plan |  |  |  |  | Non-Lead - Other |  |  | Statistical analysis |  |  |  |  | Non-Lead |  |  |  | Domestic
MTR_030018 | 12720 SE 163RD ST | L2 BK1 CASCADE VISTA #5 |  |  | Non-Lead - Other | No | 2016-06-22 | 0.75 | Rectified Plan |  |  |  |  | Galvanized Requiring Replacement |  |  | Field inspection only with no records | Yes | Visual inspection at meter pit | 2022-12-31 |  | Galvanized Requiring Replacement |  |  |  | Domestic
MTR_006224 | 11679 SE 163RD ST | L12 BL1 CASCADE HILLS #1 |  |  | Non-Lead - Other | No | 2006-08-31 | 0 | Rectified Plan |  |  |  |  | Non-Lead - Other |  |  | Statistical analysis |  |  |  |  | Non-Lead |  |  |  | Domestic
MTR_029621 | 10951 SE 224TH PL | L6 STOCKTON |  |  | Non-Lead - Other | No |  | 0 | Installation date is after the lead ban |  |  |  |  | Non-Lead - Other |  |  | Installation date is after the lead ban |  |  |  |  | Non-Lead |  |  |  | Domestic
MTR_030014 | 16135 128TH AVE SE | L6 BK1 CASCADE VISTA #5 |  |  | Non-Lead - Other | No | 2016-06-22 | 0.75 | Rectified Plan |  |  |  |  | Non-Lead - Other |  |  | Statistical analysis |  |  |  |  | Non-Lead |  |  |  | Domestic
MTR_006227 | 16328 119TH AVE SE | L1 BLK2 CASCADE HILLS#2 |  |  | Non-Lead - Other | No | 2006-08-31 | 1 | Rectified Plan |  |  |  |  | Non-Lead - Other |  |  | Statistical analysis |  |  |  |  | Non-Lead |  |  |  | Domestic
MTR_029622 | 22407 110TH AVE SE | L9 STOCKTON |  |  | Non-Lead - Other | No |  | 0 | Installation date is after the lead ban |  |  |  |  | Non-Lead - Other |  |  | Installation date is after the lead ban |  |  |  |  | Non-Lead |  |  |  | Domestic
MTR_030013 | 16117 128TH AVE SE | L10 BK2 CASCADE VISTA #4 |  |  | Non-Lead - Other | No | 2016-06-22 | 0.75 | Rectified Plan |  |  |  |  | Galvanized Requiring Replacement |  |  | Field inspection only with no records | Yes | Visual inspection at meter pit | 2022-12-31 |  | Galvanized Requiring Replacement |  |  |  | Domestic
MTR_006228 | 16320 119TH AVE SE | L2 BL2 CASCADE HILLS #2 |  |  | Non-Lead - Other | No | 2006-08-31 | 1 | Rectified Plan |  |  |  |  | Non-Lead - Other |  |  | Statistical analysis |  |  |  |  | Non-Lead |  |  |  | Domestic
MTR_029624 | 10959 SE 224TH PL | LOT 8 STOCKTON |  |  | Non-Lead - Other | No |  | 0 | Installation date is after the lead ban |  |  |  |  | Non-Lead - Other |  |  | Installation date is after the lead ban |  |  |  |  | Non-Lead |  |  |  | Domestic
MTR_011444 | 12728 SE 167TH PL | L 21 CASCADE HILLS 8 |  |  | Non-Lead - Other | Unknown |  | 1 | Statistical analysis |  |  |  |  | Non-Lead - Other |  |  | Statistical analysis |  |  |  |  | Non-Lead |  |  |  | Domestic
MTR_006230 | 16300 119TH AVE SE | L5 BL3 CASCADE HILLS #2 |  |  | Non-Lead - Other | No | 2006-08-31 | 1 | Rectified Plan |  |  |  |  | Non-Lead - Other |  |  | Statistical analysis |  |  |  |  | Non-Lead |  |  |  | Domestic
MTR_029626 | 11025 SE 225TH ST | LOT 28 STOCKTON |  |  | Non-Lead - Other | No |  | 0 | Installation date is after the lead ban |  |  |  |  | Non-Lead - Other |  |  | Installation date is after the lead ban |  |  |  |  | Non-Lead |  |  |  | Domestic
MTR_030050 | 12806 SE 161ST ST | L 18 B 1 CASCADE VISTA 4 |  |  | Non-Lead - Other | No | 2016-06-22 | 0.75 | Rectified Plan |  |  |  |  | Galvanized Requiring Replacement |  |  | Field inspection only with no records | Yes | Visual inspection at meter pit | 2022-12-31 |  | Galvanized Requiring Replacement |  |  |  | Domestic
MTR_006232 | 11652 SE 163RD ST | L8 B2 CASCADE HILLS#1 |  |  | Non-Lead - Other | No | 2006-08-31 | 0 | Rectified Plan |  |  |  |  | Non-Lead - Other |  |  | Statistical analysis |  |  |  |  | Non-Lead |  |  |  | Domestic
MTR_029629 | 11009 SE 225TH ST | LOT 24 STOCKTON |  |  | Non-Lead - Other | No |  | 0 | Installation date is after the lead ban |  |  |  |  | Non-Lead - Other |  |  | Installation date is after the lead ban |  |  |  |  | Non-Lead |  |  |  | Domestic
MTR_029982 | 16123 126TH PL SE | L6 BLK4 CASCADE VISTA #4 |  |  | Non-Lead - Other | No | 2016-06-22 | 0.75 | Rectified Plan |  |  |  |  | Non-Lead - Other |  |  | Statistical analysis |  |  |  |  | Non-Lead |  |  |  | Domestic
MTR_011751 | 16037 128TH PL SE | L17 STAFFORD HANSELL #10 |  |  | Non-Lead - Other | No | 2016-06-22 | 0.75 | Installation date is after the lead ban |  |  |  |  | Non-Lead - Other |  |  | Installation date is after the lead ban |  |  |  |  | Non-Lead |  |  |  | Domestic
MTR_029631 | 10975 SE 225TH ST | L 20 STOCKTON |  |  | Non-Lead - Other | No |  | 0 | Installation date is after the lead ban |  |  |  |  | Non-Lead - Other |  |  | Installation date is after the lead ban |  |  |  |  | Non-Lead |  |  |  | Domestic
MTR_029984 | 12643 SE 162ND ST | L8 BLK4 CASCADE VISTA #4 |  |  | Non-Lead - Other | No | 2016-06-22 | 0.75 | Rectified Plan |  |  |  |  | Non-Lead - Other |  |  | Statistical analysis |  |  |  |  | Non-Lead |  |  |  | Domestic
MTR_006233 | 11632 SE 163RD ST | L5 B2 CASCADE HILLS #1 |  |  | Non-Lead - Other | No | 2006-08-31 | 0 | Rectified Plan |  |  |  |  | Non-Lead - Other |  |  | Statistical analysis |  |  |  |  | Non-Lead |  |  |  | Domestic
MTR_027603 | 12303 SE 217TH ST | LOT 24 GLEN MAR |  |  | Non-Lead Plastic | No | 1975-04-29 | 1 | Field inspection only with no records | Yes | Visual inspection at meter pit | 2023-09-16 |  | Non-Lead Plastic |  |  | Field inspection only with no records | Yes | Visual inspection at meter pit | 2023-09-16 |  | Non-Lead |  |  |  | Domestic
MTR_011627 | 16350 129TH AVE SE | L 103 FAIRWOOD 9 |  |  | Non-Lead - Other | No | 2007-10-01 | 0 | Installation date is after the lead ban |  |  |  |  | Non-Lead - Other |  |  | Installation date is after the lead ban |  |  |  |  | Non-Lead |  |  |  | Domestic
MTR_006234 | 11638 SE 163RD ST | L6 BL2 CASCADE HILLS#1 |  |  | Non-Lead - Other | No | 2006-08-31 | 0 | Rectified Plan |  |  |  |  | Non-Lead - Other |  |  | Statistical analysis |  |  |  |  | Non-Lead |  |  |  | Domestic
MTR_027606 | 12315 SE 217TH ST | LOT 22 GLEN MAR |  |  | Non-Lead - Plastic | No | 1975-04-29 | 1 | Rectified Plan | No |  |  |  | Non-Lead - Other |  |  | Installation date is after the lead ban |  |  |  |  | Non-Lead |  |  |  | Domestic
MTR_011625 | 16358 129TH AVE SE | L 101 FAIRWOOD 9 |  |  | Non-Lead - Other | No | 2007-10-01 | 0 | Installation date is after the lead ban |  |  |  |  | Non-Lead - Other |  |  | Installation date is after the lead ban |  |  |  |  | Non-Lead |  |  |  | Domestic
MTR_006241 | 16124 119TH AVE SE | L13 BL2 CASCADE HILLS #2 |  |  | Non-Lead - Other | No | 2006-08-31 | 1 | Rectified Plan |  |  |  |  | Non-Lead - Other |  |  | Statistical analysis |  |  |  |  | Non-Lead |  |  |  | Domestic
MTR_029632 | 22616 114TH AVE SE | LOT 113 KENTON FIRS |  |  | Non-Lead - Other | Unknown |  | 0 | Statistical analysis |  |  |  |  | Non-Lead Plastic |  |  | Field inspection only with no records | Yes | Visual inspection at meter pit | 2023-01-29 |  | Non-Lead |  |  |  | Domestic
MTR_011626 | 16354 129TH AVE SE | L 102 FAIRWOOD 9 |  |  | Non-Lead - Other | No | 2007-10-01 | 0 | Installation date is after the lead ban |  |  |  |  | Non-Lead - Other |  |  | Installation date is after the lead ban |  |  |  |  | Non-Lead |  |  |  | Domestic
MTR_006242 | 16116 119TH AVE SE | L14 BL2 CASCADE HILLS #2 |  |  | Non-Lead - Other | No | 2006-08-31 | 1 | Rectified Plan |  |  |  |  | Non-Lead - Other |  |  | Statistical analysis |  |  |  |  | Non-Lead |  |  |  | Domestic
MTR_029635 | 22622 114TH AVE SE | L112 KENTON FIRS |  |  | Non-Lead - Other | Unknown |  | 0 | Statistical analysis |  |  |  |  | Non-Lead Plastic |  |  | Field inspection only with no records | Yes | Visual inspection at meter pit | 2023-01-29 |  | Non-Lead |  |  |  | Domestic
MTR_011621 | 16388 129TH AVE SE | L 97 FAIRWOOD 9 |  |  | Non-Lead - Other | No | 2007-10-01 | 0 | Installation date is after the lead ban |  |  |  |  | Non-Lead - Other |  |  | Installation date is after the lead ban |  |  |  |  | Non-Lead |  |  |  | Domestic
MTR_029636 | 11404 SE 227TH PL | L109 KENTON FIRS |  |  | Non-Lead - Other | Unknown |  | 0 | Statistical analysis |  |  |  |  | Non-Lead Plastic |  |  | Field inspection only with no records | Yes | Visual inspection at meter pit | 2023-01-29 |  | Non-Lead |  |  |  | Domestic
MTR_025014 | 21112 119TH PL SE | LOT 36 EL DORADO HILLS 1 |  |  | Non-Lead - Other | No | 1981-02-01 | 0 | Installation date is after the lead ban |  |  |  |  | Non-Lead - Other |  |  | Installation date is after the lead ban |  |  |  |  | Non-Lead |  |  |  | Domestic
MTR_006244 | 11915 SE 161ST ST | L 17 B 2 CASCADE HILLS 2 |  |  | Non-Lead - Other | No | 2006-08-31 | 0 | Rectified Plan |  |  |  |  | Non-Lead - Other |  |  | Statistical analysis |  |  |  |  | Non-Lead |  |  |  | Domestic
MTR_029637 | 11515 SE 227TH PL | L 43&44 KENTON FIRS |  |  | Non-Lead - Other | Unknown |  | 0 | Statistical analysis |  |  |  |  | Non-Lead Plastic |  |  | Field inspection only with no records | Yes | Visual inspection at meter pit | 2023-01-29 |  | Non-Lead |  |  |  | Domestic
MTR_014363 | 17104 114TH LN SE | LOT 21 GLACIER VIEW TOWNHOMES |  |  | Non-Lead - Other | No | 2005-10-28 | 1 | Installation date is after the lead ban |  |  |  |  | Non-Lead - Other |  |  | Installation date is after the lead ban |  |  |  |  | Non-Lead |  |  |  | Domestic
MTR_006246 | 16119 120TH AVE SE | L 19 B 2 CASCADE HILLS 2 |  |  | Non-Lead - Other | No | 2006-08-31 | 1 | Rectified Plan |  |  |  |  | Non-Lead - Other |  |  | Statistical analysis |  |  |  |  | Non-Lead |  |  |  | Domestic
MTR_017708 | 11411 SE 182ND ST | L 23 VIEW GARDENS 1 |  |  | Non-Lead - Other | Unknown |  | 0 | Statistical analysis |  |  |  |  | Non-Lead - Other |  |  | Statistical analysis |  |  |  |  | Non-Lead |  |  |  | Assumed
MTR_023782 | 22031 100TH CT SE | LOT 5 KARA 3 |  |  | Non-Lead - Other | No | 2003-08-27 | 0 | Installation date is after the lead ban |  |  |  |  | Non-Lead - Other |  |  | Installation date is after the lead ban |  |  |  |  | Non-Lead |  |  |  | Domestic
MTR_006248 | 16131 120TH AVE SE | L 21 B 2 CASCADE HILLS 2 |  |  | Non-Lead - Other | No | 2006-08-31 | 1 | Rectified Plan |  |  |  |  | Non-Lead - Other |  |  | Statistical analysis |  |  |  |  | Non-Lead |  |  |  | Domestic
MTR_017709 | 11431 SE 182ND ST | L25 VIEW GARDENS 1 |  |  | Non-Lead Plastic | Unknown |  | 0 | Field inspection only with no records | Yes | Visual inspection at meter pit | 2023-08-11 |  | Non-Lead Plastic |  |  | Field inspection only with no records | Yes | Visual inspection at meter pit | 2023-08-11 |  | Non-Lead |  |  |  | Assumed
MTR_029999 | 12637 SE 161ST ST | L1 BK2 CASCADE VISTA #4 |  |  | Non-Lead - Other | No | 2016-06-22 | 0.75 | Rectified Plan |  |  |  |  | Non-Lead - Other |  |  | Statistical analysis |  |  |  |  | Non-Lead |  |  |  | Domestic
MTR_006250 | 19647 108TH AVE SE | TAX LOT 193 NW SEC 5-22-5 |  |  | Non-Lead - Other | No |  | 0.75 | Installation date is after the lead ban |  |  |  |  | Non-Lead - Other |  |  | Installation date is after the lead ban |  |  |  |  | Non-Lead |  |  |  | Assumed
MTR_029639 | 22713 113TH PL SE | LOT 25 KENTON FIRS |  |  | Non-Lead - Other | Unknown |  | 0 | Statistical analysis |  |  |  |  | Non-Lead - Other |  |  | Statistical analysis |  |  |  |  | Non-Lead |  |  |  | Domestic
MTR_029996 | 12654 SE 162ND ST | L15 BK2 CASCADE VISTA #4 |  |  | Non-Lead - Other | No | 2016-06-22 | 0.75 | Rectified Plan |  |  |  |  | Non-Lead - Other |  |  | Statistical analysis |  |  |  |  | Non-Lead |  |  |  | Domestic
MTR_020607 | 19905 108TH AVE SE | TAX LOT 172 W1/2 SEC 5-22-5 |  |  | Non-Lead - Other | Unknown |  | 0 | Statistical analysis |  |  |  |  | Non-Lead - Other |  |  | Statistical analysis |  |  |  |  | Non-Lead |  |  |  | Assumed
MTR_020609 | 10650 SE 200TH ST | TAX LOT 146 W1/2 SEC 5-22-5 |  |  | Non-Lead Plastic | Unknown |  | 0 | Relative Placement | Yes | Visual inspection at the meter pit | 2024-01-29 |  | Non-Lead Plastic |  |  | Field inspection only with no records | Yes | Visual inspection at the meter pit | 2024-01-29 |  | Non-Lead |  |  |  | Assumed
MTR_029998 | 12644 SE 162ND ST | L17 BK2 CASCADE VISTA #4 |  |  | Non-Lead - Other | No | 2016-06-22 | 0.75 | Rectified Plan |  |  |  |  | Non-Lead - Other |  |  | Statistical analysis |  |  |  |  | Non-Lead |  |  |  | Domestic
MTR_020610 | 10638 SE 199TH ST | TL 191 W1/2 SEC 5-22-5 |  |  | Non-Lead - Other | Unknown |  | 0 | Statistical analysis |  |  |  |  | Non-Lead - Other |  |  | Statistical analysis |  |  |  |  | Non-Lead |  |  |  | Assumed
MTR_011512 | 16705 127TH AVE SE | L 113 CASCADE HILLS 8 |  |  | Non-Lead - Other | No |  | 1 | Installation date is after the lead ban |  |  |  |  | Non-Lead Plastic |  |  | Field inspection only with no records | Yes | Visual inspection at meter pit | 2022-12-24 |  | Non-Lead |  |  |  | Domestic
MTR_030001 | 12653 SE 161ST ST | LOT 3 BLOCK 2 CASCADE VISTA #4 |  |  | Non-Lead - Other | No | 2016-06-22 | 0.75 | Rectified Plan |  |  |  |  | Non-Lead - Other |  |  | Statistical analysis |  |  |  |  | Non-Lead |  |  |  | Domestic
MTR_020219 | 19633 106TH AVE SE | L1 MURRAY MANOR |  |  | Non-Lead - Other | Unknown |  | 0 | Statistical analysis |  |  |  |  | Non-Lead - Other |  |  | Statistical analysis |  |  |  |  | Non-Lead |  |  |  | Assumed
MTR_011516 | 16721 127TH AVE SE | L 117 CASCADE HILLS 8 |  |  | Non-Lead - Other | No |  | 1 | Installation date is after the lead ban |  |  |  |  | Non-Lead - Other |  |  | Installation date is after the lead ban |  |  |  |  | Non-Lead |  |  |  | Domestic
MTR_029993 | 12672 SE 162ND ST | L12 BK2 CASCADE VISTA #4 |  |  | Non-Lead - Other | No | 2016-06-22 | 0.75 | Rectified Plan |  |  |  |  | Non-Lead - Other |  |  | Statistical analysis |  |  |  |  | Non-Lead |  |  |  | Domestic
MTR_020220 | 19681 106TH AVE SE | L6 MURRAY MANOR |  |  | Non-Lead - Other | Unknown |  | 0 | Statistical analysis |  |  |  |  | Non-Lead - Other |  |  | Statistical analysis |  |  |  |  | Non-Lead |  |  |  | Assumed
MTR_011470 | 16611 127TH AVE SE | L 103 CASCADE HILLS 8 |  |  | Non-Lead - Other | No |  | 1 | Installation date is after the lead ban |  |  |  |  | Non-Lead - Other |  |  | Installation date is after the lead ban |  |  |  |  | Non-Lead |  |  |  | Domestic
MTR_030064 | 16022 126TH AVE SE | L X - 2 |  |  | Non-Lead - Other | No | 2016-06-22 | 0.75 | Rectified Plan |  |  |  |  | Non-Lead Plastic |  |  | Field inspection only with no records | Yes | Visual inspection at meter pit | 2022-12-31 |  | Non-Lead |  |  |  | Domestic
MTR_020221 | 19661 106TH AVE SE | LOT 4 MURRAY MANOR |  |  | Non-Lead - Other | Unknown |  | 0 | Statistical analysis |  |  |  |  | Non-Lead - Other |  |  | Statistical analysis |  |  |  |  | Non-Lead |  |  |  | Assumed
MTR_011517 | 16736 126TH AVE SE | L6 B5 CASCADE HILLS 4 |  |  | Non-Lead - Other | Unknown |  | 0.75 | Statistical analysis |  |  |  |  | Non-Lead - Other |  |  | Statistical analysis |  |  |  |  | Non-Lead |  |  |  | Assumed
MTR_030063 | 16028 126TH AVE SE | L X - 1 |  |  | Non-Lead - Other | No | 2016-06-22 | 0.75 | Rectified Plan |  |  |  |  | Non-Lead Plastic |  |  | Field inspection only with no records | Yes | Visual inspection at meter pit | 2022-12-31 |  | Non-Lead |  |  |  | Domestic
MTR_020222 | 19801 106TH AVE SE | LOT 5 MURRAY MANOR |  |  | Non-Lead - Other | No |  | 0 | Installation date is after the lead ban |  |  |  |  | Non-Lead - Other |  |  | Installation date is after the lead ban |  |  |  |  | Non-Lead |  |  |  | Assumed
MTR_030023 | 16305 127TH AVE SE | L17 BK3 CASCADE VISTA #7 |  |  | Non-Lead - Other | No | 2016-06-22 | 0.75 | Rectified Plan |  |  |  |  | Galvanized Requiring Replacement |  |  | Field inspection only with no records | Yes | Visual inspection at meter pit | 2022-12-31 |  | Galvanized Requiring Replacement |  |  |  | Domestic
MTR_020562 | 10512 SE 200TH ST | TL 196 W1/2 SEC 5-22-5 |  |  | Galvanized Requiring Replacement | Unknown |  | 0 | Relative Placement | Yes | Visual inspection at the meter pit | 2024-01-29 |  | Galvanized Requiring Replacement |  |  | Field inspection only with no records | Yes | Visual inspection at the meter pit | 2024-01-29 |  | Galvanized Requiring Replacement |  |  |  | Assumed
MTR_027827 | 22304 117TH AVE SE | LOT 15 MEADOWGREEN EST. |  |  | Non-Lead - Other | No |  | 0 | Installation date is after the lead ban |  |  |  |  | Non-Lead - Other |  |  | Installation date is after the lead ban |  |  |  |  | Non-Lead |  |  |  | Domestic
MTR_030020 | 12704 SE 163RD ST | L20 BK3 CASCADE VISTA #7 |  |  | Non-Lead - Other | No | 2016-06-22 | 0.75 | Rectified Plan |  |  |  |  | Non-Lead - Other |  |  | Statistical analysis |  |  |  |  | Non-Lead |  |  |  | Domestic
MTR_020224 | 19819 106TH AVE SE | L7 MURRAY MANOR ADDN |  |  | Non-Lead - Other | No |  | 0 | Installation date is after the lead ban |  |  |  |  | Non-Lead - Other |  |  | Installation date is after the lead ban |  |  |  |  | Non-Lead |  |  |  | Assumed
MTR_027829 | 11629 SE 223RD DR | LOT 4 MEADOWGREEN ESTATE |  |  | Non-Lead - Other | No |  | 0 | Installation date is after the lead ban |  |  |  |  | Non-Lead - Other |  |  | Installation date is after the lead ban |  |  |  |  | Non-Lead |  |  |  | Domestic
MTR_030026 | 16323 127TH AVE SE | L14 BK3 CASCADE VISTA #7 |  |  | Non-Lead - Other | No | 2016-06-22 | 0.75 | Rectified Plan |  |  |  |  | Non-Lead - Other |  |  | Statistical analysis |  |  |  |  | Non-Lead |  |  |  | Domestic
MTR_020612 | 10520 SE 200TH ST | TL 195 W1/2 SEC 5-22-5 |  |  | Non-Lead - Other | Unknown |  | 0 | Statistical analysis |  |  |  |  | Non-Lead - Other |  |  | Statistical analysis |  |  |  |  | Non-Lead |  |  |  | Assumed
MTR_027830 | 22310 117TH AVE SE | L14 MEADOWGREEN ESTATES |  |  | Non-Lead - Other | No |  | 0 | Installation date is after the lead ban |  |  |  |  | Non-Lead - Other |  |  | Installation date is after the lead ban |  |  |  |  | Non-Lead |  |  |  | Domestic
MTR_014650 | 15820 131ST PL SE | LOT 7 FAIRLANE WOODS |  |  | Non-Lead - Other | No |  | 0 | Installation date is after the lead ban |  |  |  |  | Non-Lead - Other |  |  | Installation date is after the lead ban |  |  |  |  | Non-Lead |  |  |  | Domestic
MTR_020225 | 19915 106TH AVE SE | TL 204 W1/2 SEC 5-22-5 |  |  | Non-Lead - Other | Unknown |  | 0 | Statistical analysis |  |  |  |  | Non-Lead - Other |  |  | Statistical analysis |  |  |  |  | Non-Lead |  |  |  | Assumed
MTR_027832 | 22315 117TH AVE SE | LOT5 MEADOWGREEN ESTATES |  |  | Non-Lead - Other | No |  | 0 | Installation date is after the lead ban |  |  |  |  | Non-Lead - Other |  |  | Installation date is after the lead ban |  |  |  |  | Non-Lead |  |  |  | Domestic
MTR_014648 | 15906 131ST PL SE | LOT 5 FAIRLANE WOODS |  |  | Non-Lead - Other | No | 1978-09-22 | 0 | Installation date is after the lead ban |  |  |  |  | Non-Lead - Other |  |  | Installation date is after the lead ban |  |  |  |  | Non-Lead |  |  |  | Domestic
MTR_020490 | 20058 103RD PL SE | LOT 18 BLOCK 1 CHERRY TERRACE |  |  | Non-Lead - Other | Unknown |  | 0 | Statistical analysis |  |  |  |  | Non-Lead - Other |  |  | Statistical analysis |  |  |  |  | Non-Lead |  |  |  | Assumed
MTR_029640 | 11501 SE 227TH PL | L40 KENTON FIRS |  |  | Non-Lead - Other | Unknown |  | 0 | Statistical analysis |  |  |  |  | Non-Lead - Other |  |  | Statistical analysis |  |  |  |  | Non-Lead |  |  |  | Domestic
MTR_020491 | 20228 103RD PL SE | L14 BLK1 CHERRY TERR |  |  | Non-Lead - Other | Unknown |  | 0 | Statistical analysis |  |  |  |  | Non-Lead - Other |  |  | Statistical analysis |  |  |  |  | Non-Lead |  |  |  | Assumed
MTR_029641 | 22706 114TH PL SE | LOT 38 KENTON FIRS |  |  | Galvanized Requiring Replacement | Unknown |  | 0 | Converted CAD | Yes | Visual inspection at the meter pit | 2024-02-05 |  | Non-Lead Plastic |  |  | Field inspection only with no records | Yes | Visual inspection at the meter pit | 2024-02-05 |  | Galvanized Requiring Replacement |  |  |  | Domestic
MTR_020492 | 20042 103RD PL SE | L20 BLK1 CHERRY TERRACE |  |  | Non-Lead - Other | No |  | 0 | Installation date is after the lead ban |  |  |  |  | Non-Lead - Other |  |  | Installation date is after the lead ban |  |  |  |  | Non-Lead |  |  |  | Assumed
MTR_014649 | 15900 131ST PL SE | LOT 6 FAIRLANE WOODS |  |  | Non-Lead - Other | No | 1978-09-22 | 0 | Installation date is after the lead ban |  |  |  |  | Non-Lead - Other |  |  | Installation date is after the lead ban |  |  |  |  | Non-Lead |  |  |  | Domestic
MTR_029643 | 22708 114TH PL SE | L37 KENTON FIRS |  |  | Non-Lead - Other | Unknown |  | 0 | Statistical analysis |  |  |  |  | Non-Lead - Other |  |  | Statistical analysis |  |  |  |  | Non-Lead |  |  |  | Domestic
MTR_020493 | 20050 103RD PL SE | LOT 19 BLOCK 1 CHERRY TERRACE |  |  | Non-Lead - Other | Unknown |  | 0 | Statistical analysis |  |  |  |  | Non-Lead - Other |  |  | Statistical analysis |  |  |  |  | Non-Lead |  |  |  | Assumed
MTR_014652 | 15809 131ST PL SE | LOT 9 FAIRLANE WOODS |  |  | Non-Lead - Other | No |  | 0 | Installation date is after the lead ban |  |  |  |  | Non-Lead - Other |  |  | Installation date is after the lead ban |  |  |  |  | Non-Lead |  |  |  | Domestic
MTR_029644 | 22710 114TH PL SE | L36 KENTON FIRS |  |  | Non-Lead - Other | Unknown |  | 0 | Statistical analysis |  |  |  |  | Non-Lead - Other |  |  | Statistical analysis |  |  |  |  | Non-Lead |  |  |  | Domestic
MTR_020495 | 20220 103RD PL SE | L15 BLK 1 CHERRY TERR |  |  | Non-Lead - Other | Unknown |  | 0 | Statistical analysis |  |  |  |  | Non-Lead - Other |  |  | Statistical analysis |  |  |  |  | Non-Lead |  |  |  | Assumed
MTR_014657 | 15812 130TH PL SE | LOT 14 FAIRLANE WOODS |  |  | Non-Lead - Other | No | 1978-09-22 | 0 | Installation date is after the lead ban |  |  |  |  | Non-Lead - Other |  |  | Installation date is after the lead ban |  |  |  |  | Non-Lead |  |  |  | Domestic
MTR_027572 | 12206 SE 218TH CT | LOT 45 GLEN MAR |  |  | Non-Lead - Plastic | No | 1975-04-29 | 1 | Rectified Plan | No |  |  |  | Non-Lead Plastic |  |  | Field inspection only with no records | Yes | Visual inspection at meter pit | 2022-12-30 |  | Non-Lead |  |  |  | Domestic
MTR_011166 | 16235 116TH AVE SE | N 100.82 LOT 3 BLOCK 4 AKERS FARM S #6 |  |  | Galvanized Requiring Replacement | Unknown |  | 0.75 | Relative Placement | Yes | Visual inspection at the meter pit | 2024-02-06 |  | Non-Lead Plastic |  |  | Field inspection only with no records | Yes | Visual inspection at the meter pit | 2024-02-06 |  | Galvanized Requiring Replacement |  |  |  | Assumed
MTR_014658 | 15808 130TH PL SE | LOT 15 FAIRLANE WOODS |  |  | Non-Lead - Other | No | 1978-09-22 | 0 | Installation date is after the lead ban |  |  |  |  | Non-Lead - Other |  |  | Installation date is after the lead ban |  |  |  |  | Non-Lead |  |  |  | Domestic
MTR_020427 | 20411 103RD AVE SE | L2 BLK1 SUNSET VILLA |  |  | Non-Lead - Other | Unknown |  | 0 | Statistical analysis |  |  |  |  | Non-Lead - Other |  |  | Statistical analysis |  |  |  |  | Non-Lead |  |  |  | Domestic
MTR_027568 | 12209 SE 218TH CT | LOT 49 GLEN MAR |  |  | Non-Lead Plastic | No | 1975-04-29 | 1 | Field inspection only with no records | Yes | Visual inspection at meter pit | 2023-09-16 |  | Non-Lead Plastic |  |  | Field inspection only with no records | Yes | Visual inspection at meter pit | 2023-09-16 |  | Non-Lead |  |  |  | Domestic
MTR_029991 | 12683 SE 162ND ST | L16 BK4 CASCADE VISTA #4 |  |  | Non-Lead - Other | No | 2016-06-22 | 0.75 | Rectified Plan |  |  |  |  | Non-Lead - Other |  |  | Statistical analysis |  |  |  |  | Non-Lead |  |  |  | Domestic
MTR_027569 | 12205 SE 218TH CT | LOT 48 GLEN MAR |  |  | Non-Lead - Plastic | No | 1975-04-29 | 1 | Rectified Plan | No |  |  |  | Non-Lead - Other |  |  | Installation date is after the lead ban |  |  |  |  | Non-Lead |  |  |  | Domestic
MTR_029989 | 12671 SE 162ND ST | L13 BK2 CASCADE VISTA #4 |  |  | Non-Lead - Other | No | 2016-06-22 | 0.75 | Rectified Plan |  |  |  |  | Non-Lead - Other |  |  | Statistical analysis |  |  |  |  | Non-Lead |  |  |  | Domestic
MTR_027833 | 11814 SE 222ND CT | L122 MEADOWGREEN ESTATES |  |  | Non-Lead Plastic | No |  | 0 | Field inspection only with no records | Yes | Visual inspection at meter pit | 2023-09-02 |  | Non-Lead Plastic |  |  | Field inspection only with no records | Yes | Visual inspection at meter pit | 2023-09-02 |  | Non-Lead |  |  |  | Domestic
MTR_011547 | 16394 129TH AVE SE | L 96 FAIRWOOD 9 |  |  | Non-Lead - Other | No | 2007-10-01 | 0 | Installation date is after the lead ban |  |  |  |  | Non-Lead - Other |  |  | Installation date is after the lead ban |  |  |  |  | Non-Lead |  |  |  | Domestic
MTR_027834 | 11808 SE 222ND CT | L123 MEADOWGREEN ESTATES |  |  | Non-Lead - Other | No |  | 0 | Installation date is after the lead ban |  |  |  |  | Non-Lead - Other |  |  | Installation date is after the lead ban |  |  |  |  | Non-Lead |  |  |  | Domestic
MTR_029988 | 12665 SE 162ND ST | L12 BK4 CASCADE VISTA #4 |  |  | Non-Lead - Other | No | 2016-06-22 | 0.75 | Rectified Plan |  |  |  |  | Non-Lead - Other |  |  | Statistical analysis |  |  |  |  | Non-Lead |  |  |  | Domestic
MTR_027838 | 11707 SE 222ND CT | L129 MEADOWGREEN ESTATES |  |  | Non-Lead - Other | No |  | 0 | Installation date is after the lead ban |  |  |  |  | Non-Lead - Other |  |  | Installation date is after the lead ban |  |  |  |  | Non-Lead |  |  |  | Domestic
MTR_027898 | 12342 SE 221ST ST | LOT 39 GLENCARIN SOUTH |  |  | Non-Lead Plastic | No |  | 0 | Field inspection only with no records | Yes | Visual inspection at meter pit | 2023-09-15 |  | Non-Lead Plastic |  |  | Field inspection only with no records | Yes | Visual inspection at meter pit | 2023-09-15 |  | Non-Lead |  |  |  | Domestic
MTR_016443 | 17814 161ST AVE SE | L18 CANDLEWOOD RIDGE #1 |  |  | Non-Lead - Other | No |  | 0 | Installation date is after the lead ban |  |  |  |  | Non-Lead - Other |  |  | Installation date is after the lead ban |  |  |  |  | Non-Lead |  |  |  | Domestic
MTR_027901 | 12318 SE 221ST ST | LOT 44 GLENCARIN SOUTH |  |  | Non-Lead - Other | No |  | 0 | Installation date is after the lead ban |  |  |  |  | Non-Lead - Other |  |  | Installation date is after the lead ban |  |  |  |  | Non-Lead |  |  |  | Domestic
MTR_016444 | 17618 161ST AVE SE | L 26 CANDLEWOOD RIDGE#1 |  |  | Non-Lead - Other | No |  | 0 | Installation date is after the lead ban |  |  |  |  | Non-Lead - Other |  |  | Installation date is after the lead ban |  |  |  |  | Non-Lead |  |  |  | Domestic
MTR_027902 | 12306 SE 221ST ST | LOT 46 GLENCARIN SOUTH |  |  | Non-Lead - Other | No |  | 0 | Installation date is after the lead ban |  |  |  |  | Non-Lead - Other |  |  | Installation date is after the lead ban |  |  |  |  | Non-Lead |  |  |  | Domestic
MTR_016447 | 17712 161ST AVE SE | L23 CANDLEWOOD RIDGE #1 |  |  | Non-Lead - Other | No |  | 0 | Installation date is after the lead ban |  |  |  |  | Non-Lead - Other |  |  | Installation date is after the lead ban |  |  |  |  | Non-Lead |  |  |  | Domestic
MTR_027621 | 12131 SE 216TH ST | LOT 1 GLEN MAR |  |  | Non-Lead - Plastic | No | 1975-04-29 | 1 | Rectified Plan | No |  |  |  | Non-Lead - Other |  |  | Installation date is after the lead ban |  |  |  |  | Non-Lead |  |  |  | Domestic
MTR_027903 | 21614 121ST PL SE | LOT 34 GLENCARIN TRACE |  |  | Non-Lead - Other | No |  | 0 | Installation date is after the lead ban |  |  |  |  | Non-Lead - Other |  |  | Installation date is after the lead ban |  |  |  |  | Non-Lead |  |  |  | Domestic
MTR_006275 | 11780 SE 158TH PL | L18 BLK7 CASCADE VISTA#2 |  |  | Non-Lead - Other | No | 2014-04-16 | 0 | Rectified Plan |  |  |  |  | Non-Lead - Other |  |  | Statistical analysis |  |  |  |  | Non-Lead |  |  |  | Domestic
MTR_011615 | 16353 129TH AVE SE | L 104 FAIRWOOD 9 |  |  | Non-Lead - Other | No | 2007-10-01 | 0 | Installation date is after the lead ban |  |  |  |  | Non-Lead - Other |  |  | Installation date is after the lead ban |  |  |  |  | Non-Lead |  |  |  | Domestic
MTR_027904 | 21608 121ST PL SE | LOT 35 GLENCARIN TRACE |  |  | Non-Lead - Other | No |  | 0 | Installation date is after the lead ban |  |  |  |  | Non-Lead - Other |  |  | Installation date is after the lead ban |  |  |  |  | Non-Lead |  |  |  | Domestic
MTR_015710 | 906 S 38TH CT | LOT 31 SUNNYBROOK |  |  | Non-Lead - Other | No | 2004-01-22 | 0 | Installation date is after the lead ban |  |  |  |  | Non-Lead - Other |  |  | Installation date is after the lead ban |  |  |  |  | Non-Lead |  |  |  | Domestic
MTR_011617 | 16365 129TH AVE SE | L 106 FAIRWOOD 9 |  |  | Non-Lead - Other | No | 2007-10-01 | 0 | Installation date is after the lead ban |  |  |  |  | Non-Lead Plastic |  |  | Field inspection only with no records | Yes | Visual inspection at meter pit | 2022-12-24 |  | Non-Lead |  |  |  | Domestic
MTR_008228 | 22230 118TH AVE SE | L117 MEADOWGREEN EST |  |  | Non-Lead - Other | No |  | 0 | Installation date is after the lead ban |  |  |  |  | Non-Lead - Other |  |  | Installation date is after the lead ban |  |  |  |  | Non-Lead |  |  |  | Domestic
MTR_011810 | 10711 SE 170TH ST | LOT 2-B MARVIN GARDENS |  |  | Non-Lead Plastic | No | 2002-07-28 | 1 | Field inspection only with no records | Yes | Visual inspection at meter pit | 2023-02-03 |  | Non-Lead Plastic |  |  | Field inspection only with no records | Yes | Visual inspection at meter pit | 2023-02-03 |  | Non-Lead |  |  |  | Domestic
MTR_011550 | 16325 128TH PL SE | L 67 FAIRWOOD 9 |  |  | Non-Lead - Other | No | 2007-10-01 | 0 | Installation date is after the lead ban |  |  |  |  | Non-Lead - Other |  |  | Installation date is after the lead ban |  |  |  |  | Non-Lead |  |  |  | Domestic
MTR_028456 | 12621 SE 222ND PL | LOT 139 SUMMERGLEN #3 |  |  | Non-Lead Plastic | No |  | 5.25 | Field inspection only with no records | Yes | Visual inspection at meter pit | 2023-09-02 |  | Non-Lead Plastic |  |  | Field inspection only with no records | Yes | Visual inspection at meter pit | 2023-09-02 |  | Non-Lead |  |  |  | Hydrant
MTR_011808 | 10719 SE 170TH ST | LOT 2-D MARVIN GARDENS |  |  | Non-Lead Plastic | No | 2002-07-28 | 1 | Field inspection only with no records | Yes | Visual inspection at meter pit | 2023-02-03 |  | Non-Lead Plastic |  |  | Field inspection only with no records | Yes | Visual inspection at meter pit | 2023-02-03 |  | Non-Lead |  |  |  | Domestic
MTR_011618 | 16373 129TH AVE SE | L 107 FAIRWOOD 9 |  |  | Non-Lead - Other | No | 2007-10-01 | 0 | Installation date is after the lead ban |  |  |  |  | Non-Lead - Other |  |  | Installation date is after the lead ban |  |  |  |  | Non-Lead |  |  |  | Domestic
MTR_027905 | 11819 SE 222ND CT | L120 MEADOWGREEN ESTATES |  |  | Non-Lead - Other | No |  | 0 | Installation date is after the lead ban |  |  |  |  | Non-Lead - Other |  |  | Installation date is after the lead ban |  |  |  |  | Non-Lead |  |  |  | Domestic
MTR_020347 | 20215 104TH PL SE | LOT 5 BLK 1 CHERRY TERRACE |  |  | Non-Lead - Other | Unknown |  | 0 | Statistical analysis |  |  |  |  | Non-Lead - Other |  |  | Statistical analysis |  |  |  |  | Non-Lead |  |  |  | Assumed
MTR_014659 | 15803 130TH PL SE | LOT 16 FAIRLANE WOODS |  |  | Non-Lead - Other | No | 1978-09-22 | 0 | Installation date is after the lead ban |  |  |  |  | Non-Lead - Other |  |  | Installation date is after the lead ban |  |  |  |  | Non-Lead |  |  |  | Domestic
MTR_027906 | 21628 121ST PL SE | LOT 32 GLENCARIN TRACE |  |  | Non-Lead - Other | No |  | 0 | Installation date is after the lead ban |  |  |  |  | Non-Lead - Other |  |  | Installation date is after the lead ban |  |  |  |  | Non-Lead |  |  |  | Domestic
MTR_027907 | 21630 121ST PL SE | LOT 31 GLENCARIN TRACE |  |  | Non-Lead Plastic | No |  | 0 | Field inspection only with no records | Yes | Visual inspection at meter pit | 2023-09-16 |  | Non-Lead Plastic |  |  | Field inspection only with no records | Yes | Visual inspection at meter pit | 2023-09-16 |  | Non-Lead |  |  |  | Domestic
MTR_014660 | 15807 130TH PL SE | LOT 17 FAIRLANE WOODS |  |  | Non-Lead - Other | No | 1978-09-22 | 0 | Installation date is after the lead ban |  |  |  |  | Non-Lead - Other |  |  | Installation date is after the lead ban |  |  |  |  | Non-Lead |  |  |  | Domestic
MTR_027908 | 12120 SE 217TH PL | LOT 29 GLENCARIN TRACE |  |  | Non-Lead - Other | No |  | 0 | Installation date is after the lead ban |  |  |  |  | Non-Lead - Other |  |  | Installation date is after the lead ban |  |  |  |  | Non-Lead |  |  |  | Domestic
MTR_020349 | 20219 104TH PL SE | LOT 6 BLK 1 CHERRY TERR. |  |  | Non-Lead Plastic | Unknown |  | 0 | Relative Placement | Yes | Visual inspection at the meter pit | 2024-04-15 |  | Non-Lead Plastic |  |  | Field inspection only with no records | Yes | Visual inspection at the meter pit | 2024-04-15 |  | Non-Lead |  |  |  | Assumed
MTR_014707 | 12946 SE 159TH ST | LOT 21 FAIRLANE WOODS |  |  | Non-Lead - Other | No | 1978-09-22 | 0 | Installation date is after the lead ban |  |  |  |  | Non-Lead - Other |  |  | Installation date is after the lead ban |  |  |  |  | Non-Lead |  |  |  | Domestic
MTR_027909 | 11923 SE 220TH CT | LOT 30 MEADOWGLEN #2 |  |  | Non-Lead - Other | No |  | 0 | Installation date is after the lead ban |  |  |  |  | Non-Lead - Other |  |  | Installation date is after the lead ban |  |  |  |  | Non-Lead |  |  |  | Domestic
MTR_020351 | 20211 104TH PL SE | LOT 4 BLK 1 CHERRY TERRACE |  |  | Non-Lead - Other | Unknown |  | 0 | Statistical analysis |  |  |  |  | Non-Lead - Other |  |  | Statistical analysis |  |  |  |  | Non-Lead |  |  |  | Assumed
MTR_016199 | 17804 163RD PL SE | LOT 17 CANDLEWOOD RIDGE #3 |  |  | Non-Lead - Plastic | No | 1977-07-13 | 1 | Rectified Plan | No |  |  |  | Non-Lead - Other |  |  | Installation date is after the lead ban |  |  |  |  | Non-Lead |  |  |  | Domestic
MTR_027913 | 11900 SE 220TH CT | LOT 25 MEADOW GLEN #2 |  |  | Non-Lead Plastic | No |  | 0 | Field inspection only with no records | Yes | Visual inspection at meter pit | 2023-09-16 |  | Non-Lead Plastic |  |  | Field inspection only with no records | Yes | Visual inspection at meter pit | 2023-09-16 |  | Non-Lead |  |  |  | Domestic
MTR_020352 | 20021 104TH PL SE | L 19 SECTION 5-22-5 |  |  | Non-Lead - Other | No |  | 0 | Installation date is after the lead ban |  |  |  |  | Non-Lead - Other |  |  | Installation date is after the lead ban |  |  |  |  | Non-Lead |  |  |  | Assumed
MTR_016201 | 17816 163RD PL SE | LOT 15 CANDLEWOOD RIDGE #3 |  |  | Non-Lead - Plastic | No | 1977-07-13 | 1 | Rectified Plan | No |  |  |  | Non-Lead - Other |  |  | Installation date is after the lead ban |  |  |  |  | Non-Lead |  |  |  | Domestic
MTR_027914 | 11913 SE 220TH CT | LOT 28 MEADOW GLEN #2 |  |  | Non-Lead - Other | No |  | 0 | Installation date is after the lead ban |  |  |  |  | Non-Lead - Other |  |  | Installation date is after the lead ban |  |  |  |  | Non-Lead |  |  |  | Domestic
MTR_020512 | 20217 102ND PL SE | LOT 25 PARKRIDGE EAST #2 |  |  | Non-Lead - Other | No |  | 0 | Installation date is after the lead ban |  |  |  |  | Non-Lead - Other |  |  | Installation date is after the lead ban |  |  |  |  | Non-Lead |  |  |  | Domestic
MTR_016205 | 17836 163RD PL SE | LOT 11 CANDLEWOOD RIDGE #3 |  |  | Non-Lead - Plastic | No | 1977-07-13 | 1 | Rectified Plan | No |  |  |  | Non-Lead - Other |  |  | Installation date is after the lead ban |  |  |  |  | Non-Lead |  |  |  | Domestic
MTR_027915 | 21613 120TH AVE SE | LOT 49 CROWN ROYAL |  |  | Non-Lead Plastic | No |  | 0 | Field inspection only with no records | Yes | Visual inspection at meter pit | 2023-09-16 |  | Non-Lead Plastic |  |  | Field inspection only with no records | Yes | Visual inspection at meter pit | 2023-09-16 |  | Non-Lead |  |  |  | Assumed
MTR_016206 | 17822 163RD PL SE | LOT 14 CANDLEWOOD RIDGE #3 |  |  | Non-Lead - Other | No | 1977-07-13 | 0 | Installation date is after the lead ban |  |  |  |  | Non-Lead - Other |  |  | Installation date is after the lead ban |  |  |  |  | Non-Lead |  |  |  | Irrigation
MTR_027916 | 21604 120TH AVE SE | LOT 45 CROWN ROYAL |  |  | Non-Lead - Other | No |  | 0 | Installation date is after the lead ban |  |  |  |  | Non-Lead - Other |  |  | Installation date is after the lead ban |  |  |  |  | Non-Lead |  |  |  | Assumed
MTR_016207 | 17832 163RD PL SE | LOT 12 CANDLEWOOD RIDGE #3 |  |  | Non-Lead Plastic | No | 1977-07-13 | 1 | Field inspection only with no records | Yes | Visual inspection at meter pit | 2023-11-30 |  | Non-Lead Plastic |  |  | Field inspection only with no records | Yes | Visual inspection at meter pit | 2023-11-30 |  | Non-Lead |  |  |  | Domestic
MTR_020516 | 20225 102ND PL SE | L26 PARKRIDGE EAST 2 |  |  | Non-Lead - Other | No |  | 0 | Installation date is after the lead ban |  |  |  |  | Non-Lead - Other |  |  | Installation date is after the lead ban |  |  |  |  | Non-Lead |  |  |  | Domestic
MTR_027919 | 21605 120TH AVE SE | LOT 47 CROWN ROYAL |  |  | Non-Lead - Other | No |  | 0 | Installation date is after the lead ban |  |  |  |  | Non-Lead - Other |  |  | Installation date is after the lead ban |  |  |  |  | Non-Lead |  |  |  | Assumed
MTR_016208 | 16216 SE 179TH ST | LOT 110 CANDLEWOOD RIDGE #3 |  |  | Non-Lead - Plastic | No | 1977-07-13 | 1 | Rectified Plan | No |  |  |  | Non-Lead - Other |  |  | Installation date is after the lead ban |  |  |  |  | Non-Lead |  |  |  | Domestic
MTR_018573 | 9646 S 206TH PL | LOT 2 STARVIEW ESTATES |  |  | Non-Lead - Other | No | 2011-03-01 | 0 | Installation date is after the lead ban |  |  |  |  | Non-Lead - Other |  |  | Installation date is after the lead ban |  |  |  |  | Non-Lead |  |  |  | Domestic
MTR_019030 | 19014 102ND AVE SE | LOT 8 PANTHER MEADOW |  |  | Non-Lead - Other | No | 1989-06-05 | 0 | Installation date is after the lead ban |  |  |  |  | Non-Lead - Other |  |  | Installation date is after the lead ban |  |  |  |  | Non-Lead |  |  |  | Domestic
MTR_016209 | 17825 163RD PL SE | LOT 106 CANDLEWOOD RIDGE #3 |  |  | Non-Lead - Plastic | No | 1977-07-13 | 1 | Rectified Plan | No |  |  |  | Non-Lead - Other |  |  | Installation date is after the lead ban |  |  |  |  | Non-Lead |  |  |  | Domestic
MTR_018575 | 9640 S 206TH PL | LOT 3 STAR VIEW ESTATES |  |  | Non-Lead - Other | No | 2011-03-01 | 0 | Installation date is after the lead ban |  |  |  |  | Non-Lead - Other |  |  | Installation date is after the lead ban |  |  |  |  | Non-Lead |  |  |  | Domestic
MTR_019036 | 19010 102ND AVE SE | TL226 W1/2 SEC 32-23-5 |  |  | Non-Lead - Other | No | 1989-06-05 | 0 | Rectified Plan |  |  |  |  | Non-Lead - Other |  |  | Statistical analysis |  |  |  |  | Non-Lead |  |  |  | Domestic
MTR_016213 | 16232 SE 179TH ST | LOT 108 CANDLEWOOD RIDGE #3 |  |  | Non-Lead - Plastic | No | 1977-07-13 | 1 | Rectified Plan | No |  |  |  | Non-Lead - Other |  |  | Installation date is after the lead ban |  |  |  |  | Non-Lead |  |  |  | Domestic
MTR_018577 | 9633 S 206TH PL | LOT 5 STARVIEW EST #2 |  |  | Non-Lead - Other | No | 2011-03-01 | 0 | Installation date is after the lead ban |  |  |  |  | Non-Lead - Other |  |  | Installation date is after the lead ban |  |  |  |  | Non-Lead |  |  |  | Domestic
MTR_016449 | 17832 161ST AVE SE | L15 CANDLEWOOD RIDGE #1 |  |  | Non-Lead - Other | No |  | 0 | Installation date is after the lead ban |  |  |  |  | Non-Lead - Other |  |  | Installation date is after the lead ban |  |  |  |  | Non-Lead |  |  |  | Domestic
MTR_019031 | 19018 102ND AVE SE | LOT 9 PANTHER MEADOW |  |  | Non-Lead - Other | No | 1989-06-05 | 0 | Installation date is after the lead ban |  |  |  |  | Non-Lead - Other |  |  | Installation date is after the lead ban |  |  |  |  | Non-Lead |  |  |  | Domestic
MTR_018578 | 9654 S 206TH PL | PTN TR10 WA FRTLND ADD |  |  | Non-Lead - Other | No | 2011-03-01 | 0 | Installation date is after the lead ban |  |  |  |  | Non-Lead - Other |  |  | Installation date is after the lead ban |  |  |  |  | Non-Lead |  |  |  | Domestic
MTR_016214 | 16216 SE 176TH PL | LOT 31 CANDLEWOOD RIDGE #3 |  |  | Non-Lead Plastic | No | 1977-07-13 | 1 | Field inspection only with no records | Yes | Visual inspection at meter pit | 2023-11-30 |  | Non-Lead Plastic |  |  | Field inspection only with no records | Yes | Visual inspection at meter pit | 2023-11-30 |  | Non-Lead |  |  |  | Domestic
MTR_028334 | 21718 129TH CT SE | LOT 17 WIMBLEDON RIDGE |  |  | Non-Lead - Other | No | 1995-08-28 | 0 | Installation date is after the lead ban |  |  |  |  | Non-Lead - Other |  |  | Installation date is after the lead ban |  |  |  |  | Non-Lead |  |  |  | Domestic
MTR_020520 | 20127 102ND PL SE | LOT 21 PARKRIDGE EAST #2 |  |  | Non-Lead - Other | No |  | 0 | Installation date is after the lead ban |  |  |  |  | Non-Lead - Other |  |  | Installation date is after the lead ban |  |  |  |  | Non-Lead |  |  |  | Domestic
MTR_016215 | 17811 162ND AVE SE | LOT 46 CANDLEWOOD RIDGE #3 |  |  | Non-Lead - Other | No | 1977-07-13 | 1 | Installation date is after the lead ban |  |  |  |  | Non-Lead - Other |  |  | Installation date is after the lead ban |  |  |  |  | Non-Lead |  |  |  | Domestic
MTR_028338 | 12923 SE 217TH PL | LOT 23 WIMBLEDON RIDGE |  |  | Non-Lead - Other | No | 1995-08-28 | 0 | Installation date is after the lead ban |  |  |  |  | Non-Lead - Other |  |  | Installation date is after the lead ban |  |  |  |  | Non-Lead |  |  |  | Domestic
MTR_020521 | 20135 102ND PL SE | LOT 22 PARKRIDGE EAST #2 |  |  | Non-Lead - Other | No |  | 0 | Installation date is after the lead ban |  |  |  |  | Non-Lead - Other |  |  | Installation date is after the lead ban |  |  |  |  | Non-Lead |  |  |  | Assumed
MTR_016216 | 16210 SE 176TH PL | LOT 32 CANDLEWOOD RIDGE #3 |  |  | Non-Lead Plastic | No | 1977-07-13 | 1 | Field inspection only with no records | Yes | Visual inspection at meter pit | 2023-11-30 |  | Non-Lead Plastic |  |  | Field inspection only with no records | Yes | Visual inspection at meter pit | 2023-11-30 |  | Non-Lead |  |  |  | Domestic
MTR_026912 | 13407 SE 227TH PL | LOT 35 FERN CREST |  |  | Non-Lead Plastic | No | 2005-06-17 | 0 | Field inspection only with no records | Yes | Visual inspection at meter pit | 2023-10-27 |  | Non-Lead Plastic |  |  | Field inspection only with no records | Yes | Visual inspection at meter pit | 2023-10-27 |  | Non-Lead |  |  |  | Domestic
MTR_020522 | 20021 102ND PL SE | LOT 17 PARKRIDGE EAST 2 |  |  | Non-Lead - Other | No |  | 0 | Installation date is after the lead ban |  |  |  |  | Non-Lead - Other |  |  | Installation date is after the lead ban |  |  |  |  | Non-Lead |  |  |  | Domestic
MTR_016452 | 17728 161ST AVE SE | L21 CANDLEWOOD RIDGE #1 |  |  | Non-Lead - Other | No |  | 0 | Installation date is after the lead ban |  |  |  |  | Non-Lead - Other |  |  | Installation date is after the lead ban |  |  |  |  | Non-Lead |  |  |  | Domestic
MTR_026913 | 22537 132ND PL SE | LOT 1 FERN CREST |  |  | Non-Lead - Other | No | 2005-06-17 | 0 | Installation date is after the lead ban |  |  |  |  | Non-Lead - Other |  |  | Installation date is after the lead ban |  |  |  |  | Non-Lead |  |  |  | Domestic
MTR_018704 | 20424 92ND AVE S | PTN TR4 WA FRTLND ADD |  |  | Non-Lead - Other | Unknown |  | 0 | Statistical analysis |  |  |  |  | Non-Lead - Other |  |  | Statistical analysis |  |  |  |  | Non-Lead |  |  |  | Assumed
MTR_016455 | 17808 161ST AVE SE | L19 CANDLEWOOD RIDGE #1 |  |  | Non-Lead - Other | No |  | 0 | Installation date is after the lead ban |  |  |  |  | Non-Lead - Other |  |  | Installation date is after the lead ban |  |  |  |  | Non-Lead |  |  |  | Domestic
MTR_026914 | 13332 SE 227TH ST | LOT 20 FERN CREST |  |  | Non-Lead - Other | No | 2005-06-17 | 0 | Installation date is after the lead ban |  |  |  |  | Non-Lead - Other |  |  | Installation date is after the lead ban |  |  |  |  | Non-Lead |  |  |  | Domestic
MTR_027577 | 21744 123RD AVE SE | LOT 77 GLEN MAR |  |  | Non-Lead - Plastic | No | 1975-04-29 | 1 | Rectified Plan | No |  |  |  | Non-Lead - Other |  |  | Installation date is after the lead ban |  |  |  |  | Non-Lead |  |  |  | Domestic
MTR_027923 | 22348 122ND AVE SE | LOT 36 MEADOWGREEN EST. |  |  | Non-Lead - Other | No |  | 5.25 | Installation date is after the lead ban |  |  |  |  | Non-Lead - Other |  |  | Installation date is after the lead ban |  |  |  |  | Non-Lead |  |  |  | Hydrant
MTR_027564 | 21814 122ND PL SE | LOT 73 GLEN MAR |  |  | Non-Lead Plastic | No | 1975-04-29 | 1 | Field inspection only with no records | Yes | Visual inspection at meter pit | 2023-09-16 |  | Non-Lead Plastic |  |  | Field inspection only with no records | Yes | Visual inspection at meter pit | 2023-09-16 |  | Non-Lead |  |  |  | Domestic
MTR_018705 | 20416 92ND AVE S | LOT27 PTN TR4 FRUITLD ADW |  |  | Non-Lead - Other | Unknown |  | 0 | Statistical analysis |  |  |  |  | Non-Lead - Other |  |  | Statistical analysis |  |  |  |  | Non-Lead |  |  |  | Assumed
MTR_027924 | 22340 122ND AVE SE | LOT 38 MEADOWGREEN EST. |  |  | Non-Lead - Other | No |  | 5.25 | Installation date is after the lead ban |  |  |  |  | Non-Lead - Other |  |  | Installation date is after the lead ban |  |  |  |  | Non-Lead |  |  |  | Hydrant
MTR_027580 | 21734 123RD AVE SE | LOT 79 GLEN MAR |  |  | Non-Lead - Plastic | No | 1975-04-29 | 1 | Rectified Plan | No |  |  |  | Non-Lead - Other |  |  | Installation date is after the lead ban |  |  |  |  | Non-Lead |  |  |  | Domestic
MTR_018399 | 20322 92ND AVE S | TAX LOT 100 S-T-R- 6-22-5 |  |  | Non-Lead - Other | Unknown |  | 0 | Statistical analysis |  |  |  |  | Non-Lead - Other |  |  | Statistical analysis |  |  |  |  | Non-Lead |  |  |  | Assumed
MTR_027927 | 22352 122ND AVE SE | L35 MEADOWGREEN EST |  |  | Non-Lead Plastic | No |  | 5.25 | Field inspection only with no records | Yes | Visual inspection at meter pit | 2023-09-02 |  | Non-Lead Copper |  |  | Field inspection only with no records | Yes | Visual inspection at meter pit | 2023-09-02 |  | Non-Lead |  |  |  | Hydrant
MTR_027567 | 21802 122ND PL SE | LOT 74 GLEN MAR |  |  | Non-Lead - Plastic | No | 1975-04-29 | 1 | Rectified Plan | No |  |  |  | Non-Lead - Other |  |  | Installation date is after the lead ban |  |  |  |  | Non-Lead |  |  |  | Domestic
MTR_018674 | 20209 96TH AVE S | LOT 1 CHESTNUT RIDGE #4 |  |  | Non-Lead - Other | No |  | 0 | Installation date is after the lead ban |  |  |  |  | Non-Lead - Other |  |  | Installation date is after the lead ban |  |  |  |  | Non-Lead |  |  |  | Domestic
MTR_015703 | 1132 S 36TH PL | LOT 101 SUNNYBROOK |  |  | Non-Lead Plastic | No | 2004-01-22 | 0 | Field inspection only with no records | Yes | Visual inspection at meter pit | 2023-02-03 |  | Non-Lead Plastic |  |  | Field inspection only with no records | Yes | Visual inspection at meter pit | 2023-02-03 |  | Non-Lead |  |  |  | Domestic
MTR_027544 | 21823 122ND PL SE | LOT 52 GLEN MAR |  |  | Non-Lead - Plastic | No | 1975-04-29 | 1 | Rectified Plan | No |  |  |  | Non-Lead - Other |  |  | Installation date is after the lead ban |  |  |  |  | Non-Lead |  |  |  | Domestic
MTR_020369 | 20114 100TH AVE SE | LOT 13 ALDERWOOD |  |  | Non-Lead - Other | No |  | 0 | Installation date is after the lead ban |  |  |  |  | Non-Lead - Other |  |  | Installation date is after the lead ban |  |  |  |  | Non-Lead |  |  |  | Domestic
MTR_015733 | 1211 S 36TH PL | LOT 114 SUNNYBROOK |  |  | Non-Lead - Other | No | 2004-01-22 | 0 | Installation date is after the lead ban |  |  |  |  | Non-Lead - Other |  |  | Installation date is after the lead ban |  |  |  |  | Non-Lead |  |  |  | Domestic
MTR_027565 | 21817 122ND PL SE | LOT 51 GLEN MAR |  |  | Non-Lead Plastic | No | 1975-04-29 | 1 | Field inspection only with no records | Yes | Visual inspection at meter pit | 2023-09-16 |  | Non-Lead Plastic |  |  | Field inspection only with no records | Yes | Visual inspection at meter pit | 2023-09-16 |  | Non-Lead |  |  |  | Domestic
MTR_022529 | 19332 113TH AVE SE | LOT 67 PANTHER MEADOWS |  |  | Non-Lead - Other | No | 2004-07-26 | 0 | Installation date is after the lead ban |  |  |  |  | Non-Lead - Other |  |  | Installation date is after the lead ban |  |  |  |  | Non-Lead |  |  |  | Domestic
MTR_027847 | 21812 121ST PL SE | L20 GLENCARIN TRACE |  |  | Non-Lead - Other | No |  | 0 | Installation date is after the lead ban |  |  |  |  | Non-Lead - Other |  |  | Installation date is after the lead ban |  |  |  |  | Non-Lead |  |  |  | Assumed
MTR_015701 | 1144 S 36TH PL | LOT 103 SUNNYBROOK |  |  | Non-Lead - Other | No | 2004-01-22 | 0 | Installation date is after the lead ban |  |  |  |  | Non-Lead - Other |  |  | Installation date is after the lead ban |  |  |  |  | Non-Lead |  |  |  | Domestic
MTR_018651 | 20319 96TH AVE S | LOT 5 CHESTNUT RIDGE #4 |  |  | Non-Lead - Other | No |  | 0 | Installation date is after the lead ban |  |  |  |  | Non-Lead - Other |  |  | Installation date is after the lead ban |  |  |  |  | Non-Lead |  |  |  | Domestic
MTR_016218 | 17703 162ND AVE SE | LOT 40 CANDLEWOOD RIDGE #3 |  |  | Non-Lead - Other | No | 1977-07-13 | 1 | Installation date is after the lead ban |  |  |  |  | Non-Lead - Other |  |  | Installation date is after the lead ban |  |  |  |  | Non-Lead |  |  |  | Domestic
MTR_027929 | 12009 SE 219TH CT | LOT 17 CROWN ROYAL |  |  | Non-Lead - Other | No |  | 0 | Installation date is after the lead ban |  |  |  |  | Non-Lead - Other |  |  | Installation date is after the lead ban |  |  |  |  | Non-Lead |  |  |  | Assumed
MTR_020385 | 10009 SE 202ND ST | LOT 9 ALDERWOOD |  |  | Non-Lead - Other | No |  | 0 | Installation date is after the lead ban |  |  |  |  | Non-Lead - Other |  |  | Installation date is after the lead ban |  |  |  |  | Non-Lead |  |  |  | Assumed
MTR_016219 | 17715 162ND AVE SE | LOT 42 CANDLEWOOD RIDGE #3 |  |  | Non-Lead Plastic | No | 1977-07-13 | 1 | Field inspection only with no records | Yes | Visual inspection at meter pit | 2023-05-23 |  | Non-Lead Plastic |  |  | Field inspection only with no records | Yes | Visual inspection at meter pit | 2023-05-23 |  | Non-Lead |  |  |  | Domestic
MTR_027930 | 12018 SE 219TH CT | LOT 21 CROWN ROYAL |  |  | Non-Lead - Other | No |  | 0 | Installation date is after the lead ban |  |  |  |  | Non-Lead - Other |  |  | Installation date is after the lead ban |  |  |  |  | Non-Lead |  |  |  | Assumed
MTR_020526 | 20216 102ND PL SE | LOT 38 PARKRIDGE EAST 2 |  |  | Non-Lead - Other | No |  | 0 | Installation date is after the lead ban |  |  |  |  | Non-Lead - Other |  |  | Installation date is after the lead ban |  |  |  |  | Non-Lead |  |  |  | Assumed
MTR_027932 | 12005 SE 219TH CT | LOT 16 CROWN ROYAL |  |  | Non-Lead Plastic | No |  | 0 | Field inspection only with no records | Yes | Visual inspection at meter pit | 2023-09-15 |  | Non-Lead Plastic |  |  | Field inspection only with no records | Yes | Visual inspection at meter pit | 2023-09-15 |  | Non-Lead |  |  |  | Assumed
MTR_016221 | 17709 162ND AVE SE | LOT 41 CANDLEWOOD RIDGE #3 |  |  | Non-Lead - Other | No | 1977-07-13 | 1 | Installation date is after the lead ban |  |  |  |  | Non-Lead - Other |  |  | Installation date is after the lead ban |  |  |  |  | Non-Lead |  |  |  | Domestic
MTR_020528 | 20200 102ND PL SE | LOT 40 PARKRIDGE EAST 2 |  |  | Non-Lead - Other | No |  | 0 | Installation date is after the lead ban |  |  |  |  | Non-Lead - Other |  |  | Installation date is after the lead ban |  |  |  |  | Non-Lead |  |  |  | Assumed
MTR_025639 | 21440 129TH PL SE | LOT 45 HILLSHIRE TERRACE |  |  | Non-Lead - Other | No | 1995-09-19 | 0 | Installation date is after the lead ban |  |  |  |  | Non-Lead Plastic |  |  | Field inspection only with no records | Yes | Visual inspection at meter pit | 2023-01-14 |  | Non-Lead |  |  |  | Domestic
MTR_016222 | 17617 162ND AVE SE | LOT 38 CANDLEWOOD RIDGE #3 |  |  | Non-Lead - Other | No | 1977-07-13 | 1 | Installation date is after the lead ban |  |  |  |  | Non-Lead - Other |  |  | Installation date is after the lead ban |  |  |  |  | Non-Lead |  |  |  | Domestic
MTR_025640 | 21439 129TH PL SE | LOT 40 HILLSHIRE TERRACE |  |  | Non-Lead - Other | No | 1995-09-19 | 0 | Installation date is after the lead ban |  |  |  |  | Non-Lead - Other |  |  | Installation date is after the lead ban |  |  |  |  | Non-Lead |  |  |  | Domestic
MTR_016224 | 16120 SE 179TH ST | LOT 51 CANDLEWOOD RIDGE #3 |  |  | Non-Lead - Other | No | 1977-07-13 | 0 | Installation date is after the lead ban |  |  |  |  | Non-Lead - Other |  |  | Installation date is after the lead ban |  |  |  |  | Non-Lead |  |  |  | Assumed
MTR_020529 | 20224 102ND PL SE | LOT 37 PARKRIDGE EAST 2 |  |  | Non-Lead - Other | No |  | 0 | Installation date is after the lead ban |  |  |  |  | Non-Lead - Other |  |  | Installation date is after the lead ban |  |  |  |  | Non-Lead |  |  |  | Assumed
MTR_025642 | 21434 129TH PL SE | LOT 46 HILLSHIRE TERRACE |  |  | Non-Lead - Other | No | 1995-09-19 | 0 | Installation date is after the lead ban |  |  |  |  | Non-Lead - Other |  |  | Installation date is after the lead ban |  |  |  |  | Non-Lead |  |  |  | Domestic
MTR_016226 | 17805 162ND AVE SE | LOT 45 CANDLEWOOD RIDGE #3 |  |  | Non-Lead - Other | No | 1977-07-13 | 1 | Installation date is after the lead ban |  |  |  |  | Non-Lead - Other |  |  | Installation date is after the lead ban |  |  |  |  | Non-Lead |  |  |  | Domestic
MTR_020530 | 20328 102ND PL SE | LOT 33 PARKRIDGE EAST 2 |  |  | Non-Lead - Other | No |  | 0 | Installation date is after the lead ban |  |  |  |  | Non-Lead - Other |  |  | Installation date is after the lead ban |  |  |  |  | Non-Lead |  |  |  | Assumed
MTR_025643 | 21447 129TH PL SE | LOT 42 HILLSHIRE TERRACE |  |  | Non-Lead - Other | No | 1995-09-19 | 0 | Installation date is after the lead ban |  |  |  |  | Non-Lead - Other |  |  | Installation date is after the lead ban |  |  |  |  | Non-Lead |  |  |  | Domestic
MTR_016227 | 17823 162ND AVE SE | LOT 48 CANDLEWOOD RIDGE #3 |  |  | Non-Lead - Other | No | 1977-07-13 | 1 | Installation date is after the lead ban |  |  |  |  | Non-Lead - Other |  |  | Installation date is after the lead ban |  |  |  |  | Non-Lead |  |  |  | Domestic
MTR_020531 | 20320 102ND PL SE | LOT 34 PARKRIDGE EAST 2 |  |  | Non-Lead - Other | No |  | 0 | Installation date is after the lead ban |  |  |  |  | Non-Lead - Other |  |  | Installation date is after the lead ban |  |  |  |  | Non-Lead |  |  |  | Domestic
MTR_027934 | 11704 SE 223RD DR | LOT 134 MEADOWGREEN EST. |  |  | Non-Lead Plastic | No |  | 0 | Field inspection only with no records | Yes | Visual inspection at meter pit | 2023-09-02 |  | Non-Lead Plastic |  |  | Field inspection only with no records | Yes | Visual inspection at meter pit | 2023-09-02 |  | Non-Lead |  |  |  | Domestic
MTR_016456 | 17820 161ST AVE SE | L17 CANDLEWOOD RIDGE #1 |  |  | Non-Lead Plastic | No |  | 0 | Field inspection only with no records | Yes | Visual inspection at meter pit | 2023-11-30 |  | Non-Lead Plastic |  |  | Field inspection only with no records | Yes | Visual inspection at meter pit | 2023-11-30 |  | Non-Lead |  |  |  | Domestic
MTR_018607 | 9522 S 204TH PL | LOT 4 CHESTNUT RIDGE #2 |  |  | Non-Lead - Other | No |  | 0 | Installation date is after the lead ban |  |  |  |  | Non-Lead - Other |  |  | Installation date is after the lead ban |  |  |  |  | Non-Lead |  |  |  | Domestic
MTR_027937 | 11630 SE 223RD DR | LOT 135 MEADOWGREEN ESTATES |  |  | Non-Lead - Other | No |  | 0 | Installation date is after the lead ban |  |  |  |  | Non-Lead - Other |  |  | Installation date is after the lead ban |  |  |  |  | Non-Lead |  |  |  | Domestic
MTR_016228 | 17835 162ND AVE SE | LOT 50 CANDLEWOOD RIDGE #3 |  |  | Non-Lead Plastic | No | 1977-07-13 | 1 | Field inspection only with no records | Yes | Visual inspection at meter pit | 2023-11-30 |  | Non-Lead Copper |  |  | Field inspection only with no records | Yes | Visual inspection at meter pit | 2023-11-30 |  | Non-Lead |  |  |  | Domestic
MTR_018608 | 9502 S 204TH PL | LOT 7 CHESTNUT RIDGE #2 |  |  | Non-Lead - Other | No |  | 0 | Installation date is after the lead ban |  |  |  |  | Non-Lead - Other |  |  | Installation date is after the lead ban |  |  |  |  | Non-Lead |  |  |  | Domestic
MTR_018698 | 9328 S 202ND ST | 9902-006860 |  |  | Non-Lead - Other | No |  | 0 | Installation date is after the lead ban |  |  |  |  | Non-Lead - Other |  |  | Installation date is after the lead ban |  |  |  |  | Non-Lead |  |  |  | Assumed
MTR_025512 | 21232 127TH PL SE | LOT 6 GLENCARIN #3 |  |  | Non-Lead - Other | No |  | 0 | Installation date is after the lead ban |  |  |  |  | Non-Lead - Other |  |  | Installation date is after the lead ban |  |  |  |  | Non-Lead |  |  |  | Domestic
MTR_019338 | 9405 S 200TH ST | LOT 1 KCSP 783008 |  |  | Non-Lead - Other | No |  | 0 | Installation date is after the lead ban |  |  |  |  | Non-Lead - Other |  |  | Installation date is after the lead ban |  |  |  |  | Non-Lead |  |  |  | Assumed
MTR_027938 | 11711 SE 222ND CT | LOT 130 MEADOWGREEN ESTATES |  |  | Non-Lead - Other | No |  | 0 | Installation date is after the lead ban |  |  |  |  | Non-Lead - Other |  |  | Installation date is after the lead ban |  |  |  |  | Non-Lead |  |  |  | Domestic
MTR_025513 | 21226 127TH PL SE | LOT 7 GLENCARIN #3 |  |  | Non-Lead - Other | No |  | 0 | Installation date is after the lead ban |  |  |  |  | Non-Lead Plastic |  |  | Field inspection only with no records | Yes | Visual inspection at meter pit | 2023-01-20 |  | Non-Lead |  |  |  | Domestic
MTR_014076 | 17418 108TH AVE SE | TAX LOT 72 SEC 29-22-5 |  |  | Non-Lead - Copper | Unknown |  | 1 | Relative Placement | No |  |  |  | Non-Lead - Other |  |  | Statistical analysis |  |  |  |  | Non-Lead |  |  |  | Domestic
MTR_008288 | 22223 118TH AVE SE | L131 MEADOWGREEN ESTATES |  |  | Non-Lead - Other | No |  | 0 | Installation date is after the lead ban |  |  |  |  | Non-Lead - Other |  |  | Installation date is after the lead ban |  |  |  |  | Non-Lead |  |  |  | Domestic
MTR_011505 | 16618 126TH PL SE | L 94 CASCADE HILLS 8 |  |  | Non-Lead - Other | Unknown |  | 1 | Statistical analysis |  |  |  |  | Non-Lead - Other |  |  | Statistical analysis |  |  |  |  | Non-Lead |  |  |  | Domestic
MTR_006339 | 20541 92ND AVE S | 9902-005900 |  |  | Non-Lead - Other | Unknown |  | 0.75 | Statistical analysis |  |  |  |  | Non-Lead Plastic |  |  | Field inspection only with no records | Yes | Visual inspection at meter pit | 2023-11-30 |  | Non-Lead |  |  |  | Assumed
MTR_028184 | 12839 SE 223RD PL | LOT 28 MATHESON PARK #1 |  |  | Non-Lead Plastic | No | 1995-07-21 | 0 | Field inspection only with no records | Yes | Visual inspection at meter pit | 2023-11-04 |  | Non-Lead Plastic |  |  | Field inspection only with no records | Yes | Visual inspection at meter pit | 2023-11-04 |  | Non-Lead |  |  |  | Domestic
MTR_027850 | 11911 SE 219TH PL | LOT 9 CROWN ROYAL |  |  | Non-Lead - Other | No |  | 0 | Installation date is after the lead ban |  |  |  |  | Non-Lead - Other |  |  | Installation date is after the lead ban |  |  |  |  | Non-Lead |  |  |  | Assumed
MTR_020331 | 10629 SE 200TH ST | TL 144 W1/2 SEC 5-22-5 |  |  | Non-Lead - Other | Unknown |  | 0 | Statistical analysis |  |  |  |  | Non-Lead - Other |  |  | Statistical analysis |  |  |  |  | Non-Lead |  |  |  | Assumed
MTR_028190 | 12802 SE 223RD PL | LOT 21 MATHESON PARK #1 |  |  | Non-Lead - Other | No | 1995-07-21 | 0 | Installation date is after the lead ban |  |  |  |  | Non-Lead - Other |  |  | Installation date is after the lead ban |  |  |  |  | Non-Lead |  |  |  | Domestic
MTR_027851 | 11719 SE 219TH PL | LOT 1 CROWN ROYAL |  |  | Non-Lead - Other | No |  | 0 | Installation date is after the lead ban |  |  |  |  | Non-Lead - Other |  |  | Installation date is after the lead ban |  |  |  |  | Non-Lead |  |  |  | Assumed
MTR_020325 | 20012 106TH AVE SE | LOT5 MEADOWLARK LANE |  |  | Non-Lead - Other | No |  | 0 | Installation date is after the lead ban |  |  |  |  | Non-Lead - Other |  |  | Installation date is after the lead ban |  |  |  |  | Non-Lead |  |  |  | Assumed
MTR_020535 | 20018 102ND PL SE | LOT 48 PARKRIDGE EAST #2 |  |  | Non-Lead - Other | No |  | 0 | Installation date is after the lead ban |  |  |  |  | Non-Lead - Other |  |  | Installation date is after the lead ban |  |  |  |  | Non-Lead |  |  |  | Assumed
MTR_027852 | 11915 SE 219TH PL | LOT 10 CROWN ROYAL I |  |  | Non-Lead - Other | No |  | 0 | Installation date is after the lead ban |  |  |  |  | Non-Lead - Other |  |  | Installation date is after the lead ban |  |  |  |  | Non-Lead |  |  |  | Assumed
MTR_020537 | 20112 102ND PL SE | LOT 44 PARKRIDGE EAST #2 |  |  | Non-Lead - Other | No |  | 0 | Installation date is after the lead ban |  |  |  |  | Non-Lead - Other |  |  | Installation date is after the lead ban |  |  |  |  | Non-Lead |  |  |  | Assumed
MTR_028191 | 12816 SE 223RD PL | LOT 18 MATHESON PARK #1 |  |  | Non-Lead - Other | No | 1995-07-21 | 0 | Installation date is after the lead ban |  |  |  |  | Non-Lead - Other |  |  | Installation date is after the lead ban |  |  |  |  | Non-Lead |  |  |  | Domestic
MTR_027853 | 11809 SE 219TH PL | LOT 3 CROWN ROYAL |  |  | Non-Lead Plastic | No |  | 0 | Field inspection only with no records | Yes | Visual inspection at meter pit | 2023-09-16 |  | Non-Lead Plastic |  |  | Field inspection only with no records | Yes | Visual inspection at meter pit | 2023-09-16 |  | Non-Lead |  |  |  | Assumed
MTR_020540 | 20100 102ND PL SE | LOT 45 PARKRIDGE EAST 2 |  |  | Non-Lead - Other | No |  | 0 | Installation date is after the lead ban |  |  |  |  | Non-Lead - Other |  |  | Installation date is after the lead ban |  |  |  |  | Non-Lead |  |  |  | Assumed
MTR_028198 | 22209 129TH PL SE | LOT 8 MATHESON PARK #1 |  |  | Non-Lead - Other | No | 1995-07-21 | 0 | Installation date is after the lead ban |  |  |  |  | Non-Lead - Other |  |  | Installation date is after the lead ban |  |  |  |  | Non-Lead |  |  |  | Domestic
MTR_027854 | 11805 SE 219TH PL | LOT 2 CROWN ROYAL |  |  | Non-Lead - Other | No |  | 0 | Installation date is after the lead ban |  |  |  |  | Non-Lead - Other |  |  | Installation date is after the lead ban |  |  |  |  | Non-Lead |  |  |  | Assumed
MTR_025184 | 21101 125TH AVE SE | L47 GLENCARIN # 1 |  |  | Non-Lead - Other | No | 1968-03-08 | 0 | Installation date is after the lead ban |  |  |  |  | Non-Lead - Other |  |  | Installation date is after the lead ban |  |  |  |  | Non-Lead |  |  |  | Domestic
MTR_020468 | 20416 104TH AVE SE | LOT 19 TODD S ADDITION |  |  | Non-Lead - Other | No |  | 0 | Installation date is after the lead ban |  |  |  |  | Non-Lead - Other |  |  | Installation date is after the lead ban |  |  |  |  | Non-Lead |  |  |  | Domestic
MTR_011471 | 16617 127TH AVE SE | L 104 CASCADE HILLS 8 |  |  | Non-Lead Plastic | Unknown |  | 1 | Converted CAD | Yes | Visual inspection at the meter pit | 2024-02-09 |  | Non-Lead Plastic |  |  | Field inspection only with no records | Yes | Visual inspection at the meter pit | 2024-02-09 |  | Non-Lead |  |  |  | Domestic
MTR_024924 | 21019 124TH AVE SE | L14 GLENCARIN # 1 |  |  | Non-Lead - Other | No | 1968-03-08 | 0 | Installation date is after the lead ban |  |  |  |  | Non-Lead Plastic |  |  | Field inspection only with no records | Yes | Visual inspection at meter pit | 2023-01-21 |  | Non-Lead |  |  |  | Domestic
MTR_020470 | 20454 104TH AVE SE | LOT 12 TODDS ADDITION |  |  | Non-Lead - Other | No |  | 0 | Installation date is after the lead ban |  |  |  |  | Non-Lead - Other |  |  | Installation date is after the lead ban |  |  |  |  | Non-Lead |  |  |  | Domestic
MTR_016229 | 17718 163RD PL SE | LOT 19 CANDLEWOOD RIDGE #3 |  |  | Non-Lead - Plastic | No | 1977-07-13 | 1 | Rectified Plan | No |  |  |  | Non-Lead - Other |  |  | Installation date is after the lead ban |  |  |  |  | Non-Lead |  |  |  | Domestic
MTR_025646 | 21514 129TH AVE SE | LOT 31 HILLSHIRE TERRACE |  |  | Non-Lead - Other | No | 1995-09-19 | 0 | Installation date is after the lead ban |  |  |  |  | Non-Lead - Other |  |  | Installation date is after the lead ban |  |  |  |  | Non-Lead |  |  |  | Domestic
MTR_016230 | 17614 163RD PL SE | LOT 24 CANDLEWOOD RIDGE #3 |  |  | Non-Lead - Plastic | No | 1977-07-13 | 1 | Rectified Plan | No |  |  |  | Non-Lead - Other |  |  | Installation date is after the lead ban |  |  |  |  | Non-Lead |  |  |  | Domestic
MTR_027939 | 22108 122ND AVE SE | L 8 GLENCARIN SOUTH |  |  | Non-Lead - Other | No |  | 0 | Installation date is after the lead ban |  |  |  |  | Non-Lead - Other |  |  | Installation date is after the lead ban |  |  |  |  | Non-Lead |  |  |  | Domestic
MTR_016231 | 17622 163RD PL SE | LOT 23 CANDLEWOOD RIDGE #3 |  |  | Non-Lead Plastic | No | 1977-07-13 | 1 | Field inspection only with no records | Yes | Visual inspection at meter pit | 2023-11-30 |  | Non-Lead Plastic |  |  | Field inspection only with no records | Yes | Visual inspection at meter pit | 2023-11-30 |  | Non-Lead |  |  |  | Domestic
MTR_020471 | 20422 104TH AVE SE | L18 TODDS ADDITION |  |  | Non-Lead - Other | No |  | 0 | Installation date is after the lead ban |  |  |  |  | Non-Lead - Other |  |  | Installation date is after the lead ban |  |  |  |  | Non-Lead |  |  |  | Domestic
MTR_027940 | 12214 SE 223RD DR | L59 MEADOWGREEN EST |  |  | Non-Lead - Other | No |  | 5.25 | Installation date is after the lead ban |  |  |  |  | Non-Lead - Other |  |  | Installation date is after the lead ban |  |  |  |  | Non-Lead |  |  |  | Hydrant
MTR_016050 | 16024 SE 180TH PL | LOT 7 WHITNEY PLACE |  |  | Non-Lead - Other | No | 1988-08-19 | 0 | Installation date is after the lead ban |  |  |  |  | Non-Lead - Other |  |  | Installation date is after the lead ban |  |  |  |  | Non-Lead |  |  |  | Domestic
MTR_018665 | 20226 97TH CT S | LOT 3 CHESTNUT RIDGE #1 |  |  | Non-Lead - Other | No |  | 0 | Installation date is after the lead ban |  |  |  |  | Non-Lead - Other |  |  | Installation date is after the lead ban |  |  |  |  | Non-Lead |  |  |  | Domestic
MTR_027941 | 12210 SE 223RD DR | L60 MEADOWGREEN EST |  |  | Non-Lead - Other | No |  | 5.25 | Installation date is after the lead ban |  |  |  |  | Non-Lead - Other |  |  | Installation date is after the lead ban |  |  |  |  | Non-Lead |  |  |  | Hydrant
MTR_014760 | 15706 129TH PL SE | LOT 28 FAIRLANE WOODS |  |  | Non-Lead - Other | No | 1978-09-22 | 0 | Installation date is after the lead ban |  |  |  |  | Non-Lead - Other |  |  | Installation date is after the lead ban |  |  |  |  | Non-Lead |  |  |  | Domestic
MTR_020371 | 20022 100TH AVE SE | L1 PARCEL B KSCP#276013 |  |  | Non-Lead - Other | No |  | 0 | Installation date is after the lead ban |  |  |  |  | Non-Lead - Other |  |  | Installation date is after the lead ban |  |  |  |  | Non-Lead |  |  |  | Assumed
MTR_027942 | 22228 122ND AVE SE | L61 MEADOWGREEN EST |  |  | Non-Lead - Other | No |  | 5.25 | Installation date is after the lead ban |  |  |  |  | Non-Lead - Other |  |  | Installation date is after the lead ban |  |  |  |  | Non-Lead |  |  |  | Hydrant
MTR_014712 | 12937 SE 157TH PL | LOT 29 FAIRLANE WOODS |  |  | Non-Lead - Other | No | 1978-09-22 | 0 | Installation date is after the lead ban |  |  |  |  | Non-Lead - Other |  |  | Installation date is after the lead ban |  |  |  |  | Non-Lead |  |  |  | Domestic
MTR_018702 | 20110 92ND AVE S | NORTHERLY PORTION OF TAX LOT 19 S-T -R 6-22-5 |  |  | Non-Lead - Other | Unknown |  | 0 | Statistical analysis |  |  |  |  | Non-Lead - Other |  |  | Statistical analysis |  |  |  |  | Non-Lead |  |  |  | Domestic
MTR_026917 | 22529 132ND PL SE | LOT 2 FERN CREST |  |  | Non-Lead Plastic | No | 2005-06-17 | 0 | Field inspection only with no records | Yes | Visual inspection at meter pit | 2023-10-27 |  | Non-Lead Plastic |  |  | Field inspection only with no records | Yes | Visual inspection at meter pit | 2023-10-27 |  | Non-Lead |  |  |  | Domestic
MTR_020204 | 10621 SE 196TH ST | TAX LOT 171 WEST 1/2 5-22-5 |  |  | Non-Lead - Other | Unknown |  | 0 | Statistical analysis |  |  |  |  | Non-Lead - Other |  |  | Statistical analysis |  |  |  |  | Non-Lead |  |  |  | Assumed
MTR_008308 | 12519 SE 236TH PL | LOT 9 GAGES GROVE |  |  | Non-Lead - Other | No | 2005-08-18 | 1 | Rectified Plan | No |  |  |  | Non-Lead - Other |  |  | Installation date is after the lead ban |  |  |  |  | Non-Lead |  |  |  | Domestic
MTR_020205 | 10609 SE 196TH ST | TL185 W1/2 SEC 5-22-5 |  |  | Non-Lead - Other | Unknown |  | 0 | Statistical analysis |  |  |  |  | Non-Lead - Other |  |  | Statistical analysis |  |  |  |  | Non-Lead |  |  |  | Assumed
MTR_020207 | 10602 SE 196TH ST | POR L22 PAN LK GAR TRT |  |  | Non-Lead - Other | Unknown |  | 0 | Statistical analysis |  |  |  |  | Non-Lead - Other |  |  | Statistical analysis |  |  |  |  | Non-Lead |  |  |  | Assumed
MTR_020208 | 10610 SE 196TH ST | POR L22 PANT LK GARD TRT |  |  | Non-Lead - Other | Unknown |  | 0 | Statistical analysis |  |  |  |  | Non-Lead - Other |  |  | Statistical analysis |  |  |  |  | Non-Lead |  |  |  | Assumed
MTR_026918 | 13218 SE 226TH ST | LOT 3 FERN CREST |  |  | Non-Lead - Other | No | 2005-06-17 | 0 | Installation date is after the lead ban |  |  |  |  | Non-Lead - Other |  |  | Installation date is after the lead ban |  |  |  |  | Non-Lead |  |  |  | Domestic
MTR_011480 | 12646 SE 165TH ST | L 69 CASCADE HILLS 8 |  |  | Non-Lead - Other | No |  | 1 | Installation date is after the lead ban |  |  |  |  | Non-Lead - Other |  |  | Installation date is after the lead ban |  |  |  |  | Non-Lead |  |  |  | Domestic
MTR_026920 | 22614 134TH PL SE | LOT 27 FERN CREST |  |  | Non-Lead Plastic | No | 2005-06-17 | 0 | Field inspection only with no records | Yes | Visual inspection at meter pit | 2023-11-30 |  | Non-Lead Plastic |  |  | Field inspection only with no records | Yes | Visual inspection at meter pit | 2023-11-30 |  | Non-Lead |  |  |  | Domestic
MTR_011461 | 12654 SE 165TH ST | L 62 CASCADE HILLS 8 |  |  | Non-Lead - Other | No |  | 1 | Installation date is after the lead ban |  |  |  |  | Non-Lead - Other |  |  | Installation date is after the lead ban |  |  |  |  | Non-Lead |  |  |  | Domestic
MTR_025650 | 21425 129TH AVE SE | LOT 24 HILLSHIRE TERRACE |  |  | Non-Lead - Other | No | 1995-09-19 | 0 | Installation date is after the lead ban |  |  |  |  | Non-Lead - Other |  |  | Installation date is after the lead ban |  |  |  |  | Non-Lead |  |  |  | Domestic
MTR_011464 | 16420 126TH PL SE | L 65 CASCADE HILLS 8 |  |  | Non-Lead - Other | No |  | 1 | Installation date is after the lead ban |  |  |  |  | Non-Lead - Other |  |  | Installation date is after the lead ban |  |  |  |  | Non-Lead |  |  |  | Domestic
MTR_017269 | 17909 116TH AVE SE | LOT 3 SINGH SHORT PLAT |  |  | Non-Lead - Other | No | 2004-12-15 | 0 | Installation date is after the lead ban |  |  |  |  | Non-Lead - Other |  |  | Installation date is after the lead ban |  |  |  |  | Non-Lead |  |  |  | Domestic
MTR_011462 | 16428 126TH PL SE | L 63 CASCADE HILLS 8 |  |  | Non-Lead - Other | No |  | 1 | Installation date is after the lead ban |  |  |  |  | Non-Lead - Other |  |  | Installation date is after the lead ban |  |  |  |  | Non-Lead |  |  |  | Domestic
MTR_022530 | 19344 113TH AVE SE | LOT 69 PANTHER MEADOWS |  |  | Non-Lead - Other | No | 2004-07-26 | 0 | Installation date is after the lead ban |  |  |  |  | Non-Lead - Other |  |  | Installation date is after the lead ban |  |  |  |  | Non-Lead |  |  |  | Domestic
MTR_027623 | 11690 SE 217TH PL | LOT 1 ROYAL CREST ESTATES |  |  | Non-Lead Plastic | No | 2005-12-20 | 0 | Field inspection only with no records | Yes | Visual inspection at meter pit | 2023-09-16 |  | Non-Lead Plastic |  |  | Field inspection only with no records | Yes | Visual inspection at meter pit | 2023-09-16 |  | Non-Lead |  |  |  | Domestic
MTR_015982 | 14525 SE 188TH WAY | LOT 9 BOLLMAN PLAT |  |  | Non-Lead - Other | No | 2003-03-05 | 0 | Installation date is after the lead ban |  |  |  |  | Non-Lead - Other |  |  | Installation date is after the lead ban |  |  |  |  | Non-Lead |  |  |  | Domestic
MTR_027948 | 21616 120TH AVE SE | LOT 43 CROWN ROYAL |  |  | Non-Lead - Other | No |  | 0 | Installation date is after the lead ban |  |  |  |  | Non-Lead - Other |  |  | Installation date is after the lead ban |  |  |  |  | Non-Lead |  |  |  | Assumed
MTR_026898 | 22676 128TH PL SE | LOT 45 FERN CREST WEST |  |  | Non-Lead Plastic | No | 2006-04-28 | 0 | Field inspection only with no records | Yes | Visual inspection at meter pit | 2023-08-26 |  | Non-Lead Plastic |  |  | Field inspection only with no records | Yes | Visual inspection at meter pit | 2023-08-26 |  | Non-Lead |  |  |  | Domestic
MTR_019359 | 9311 S 200TH ST | W 1/2 TL 17 LESS S92.58 6-22-6 (L1 KCSP 1287035) |  |  | Non-Lead - Other | No |  | 0 | Installation date is after the lead ban |  |  |  |  | Non-Lead - Other |  |  | Installation date is after the lead ban |  |  |  |  | Non-Lead |  |  |  | Assumed
MTR_008326 | 13038 SE 209TH CT | LOT 8 THUERINGER PLAT |  |  | Non-Lead - Other | No |  | 0 | Installation date is after the lead ban |  |  |  |  | Non-Lead Plastic |  |  | Field inspection only with no records | Yes | Visual inspection at meter pit | 2023-01-28 |  | Non-Lead |  |  |  | Assumed
MTR_027856 | 12016 SE 222ND PL | LOT 95 MEADOWGREEN EST. |  |  | Non-Lead - Other | No |  | 0 | Installation date is after the lead ban |  |  |  |  | Non-Lead - Other |  |  | Installation date is after the lead ban |  |  |  |  | Non-Lead |  |  |  | Domestic
MTR_018699 | 20125 93RD AVE S | LOT 3 MOYER SHORT PLAT |  |  | Non-Lead - Other | No |  | 0 | Installation date is after the lead ban |  |  |  |  | Non-Lead - Other |  |  | Installation date is after the lead ban |  |  |  |  | Non-Lead |  |  |  | Domestic
MTR_025723 | 13021 SE 209TH CT | LOT 5 THUERINGER PLAT |  |  | Non-Lead - Other | No | 2005-01-13 | 0 | Installation date is after the lead ban |  |  |  |  | Non-Lead Plastic |  |  | Field inspection only with no records | Yes | Visual inspection at meter pit | 2023-01-29 |  | Non-Lead |  |  |  | Domestic
MTR_027857 | 22116 120TH AVE SE | LOT 97 MEADOWGREEN EST. |  |  | Non-Lead - Other | No |  | 0 | Installation date is after the lead ban |  |  |  |  | Non-Lead - Other |  |  | Installation date is after the lead ban |  |  |  |  | Non-Lead |  |  |  | Domestic
MTR_018700 | 20115 93RD AVE S | LOT 2 MOYER SHORT PLAT |  |  | Non-Lead - Other | No |  | 0 | Installation date is after the lead ban |  |  |  |  | Non-Lead - Other |  |  | Installation date is after the lead ban |  |  |  |  | Non-Lead |  |  |  | Domestic
MTR_025725 | 13035 SE 209TH CT | LOT 6 THUERINGER PLAT |  |  | Non-Lead - Other | No | 2005-01-13 | 0 | Installation date is after the lead ban |  |  |  |  | Non-Lead - Other |  |  | Installation date is after the lead ban |  |  |  |  | Non-Lead |  |  |  | Domestic
MTR_027858 | 12027 SE 222ND PL | LOT 90 MEADOWGREEN ESTATES |  |  | Non-Lead - Other | No |  | 0 | Installation date is after the lead ban |  |  |  |  | Non-Lead - Other |  |  | Installation date is after the lead ban |  |  |  |  | Non-Lead |  |  |  | Domestic
MTR_018613 | 9423 S 204TH PL | LOT 13 CHESTNUT RIDGE #2 |  |  | Non-Lead - Other | No |  | 0 | Installation date is after the lead ban |  |  |  |  | Non-Lead - Other |  |  | Installation date is after the lead ban |  |  |  |  | Non-Lead |  |  |  | Domestic
MTR_026923 | 22508 134TH PL SE | LOT 16 FERN CREST 2 |  |  | Non-Lead Plastic | No | 2005-09-02 | 0 | Field inspection only with no records | Yes | Visual inspection at meter pit | 2023-10-27 |  | Non-Lead Plastic |  |  | Field inspection only with no records | Yes | Visual inspection at meter pit | 2023-10-27 |  | Non-Lead |  |  |  | Domestic
MTR_027860 | 12026 SE 222ND PL | LOT 93 MEADOWGREEN EST. |  |  | Non-Lead Plastic | No |  | 0 | Field inspection only with no records | Yes | Visual inspection at meter pit | 2023-09-15 |  | Non-Lead Plastic |  |  | Field inspection only with no records | Yes | Visual inspection at meter pit | 2023-09-15 |  | Non-Lead |  |  |  | Domestic
MTR_018615 | 9419 S 204TH PL | LOT 12 CHESTNUT RIDGE #2 |  |  | Non-Lead - Other | No |  | 0 | Installation date is after the lead ban |  |  |  |  | Non-Lead - Other |  |  | Installation date is after the lead ban |  |  |  |  | Non-Lead |  |  |  | Assumed
MTR_028286 | 12627 SE 223RD DR | LOT 126 SUMMERGLEN #3 |  |  | Non-Lead - Other | No |  | 0 | Installation date is after the lead ban |  |  |  |  | Non-Lead - Other |  |  | Installation date is after the lead ban |  |  |  |  | Non-Lead |  |  |  | Domestic
MTR_018617 | 9418 S 204TH PL | LOT 11 CHESTNUT RIDGE #2 |  |  | Non-Lead - Other | No |  | 0 | Installation date is after the lead ban |  |  |  |  | Non-Lead - Other |  |  | Installation date is after the lead ban |  |  |  |  | Non-Lead |  |  |  | Domestic
MTR_028287 | 12722 SE 223RD DR | LOT 127 SUMMERGLEN 3 |  |  | Non-Lead - Other | No |  | 5.25 | Installation date is after the lead ban |  |  |  |  | Non-Lead - Other |  |  | Installation date is after the lead ban |  |  |  |  | Non-Lead |  |  |  | Hydrant
MTR_018695 | 9436 S 207TH PL | L 11 VALLEY VIEW HTS. |  |  | Non-Lead - Other | Unknown |  | 0 | Statistical analysis |  |  |  |  | Non-Lead - Other |  |  | Statistical analysis |  |  |  |  | Non-Lead |  |  |  | Domestic
MTR_011585 | 16323 128TH PL SE | L66 FAIRWOOD DIV. #9 |  |  | Non-Lead - Other | No |  | 1 | Installation date is after the lead ban |  |  |  |  | Non-Lead - Other |  |  | Installation date is after the lead ban |  |  |  |  | Non-Lead |  |  |  | Domestic
MTR_028289 | 12619 SE 223RD DR | LOT 125 SUMMERGLEN #3 |  |  | Non-Lead - Other | No |  | 0 | Installation date is after the lead ban |  |  |  |  | Non-Lead - Other |  |  | Installation date is after the lead ban |  |  |  |  | Non-Lead |  |  |  | Domestic
MTR_018554 | 20609 95TH AVE S | L1 B1 VALLEY VIEW HTS. 2 |  |  | Non-Lead - Other | No | 2011-03-01 | 0 | Rectified Plan |  |  |  |  | Non-Lead Plastic |  |  | Field inspection only with no records | Yes | Visual inspection at meter pit | 2023-01-07 |  | Non-Lead |  |  |  | Domestic
MTR_011580 | 16217 128TH PL SE | L61 FAIRWOOD DIV. #9 |  |  | Non-Lead - Other | No |  | 1 | Installation date is after the lead ban |  |  |  |  | Non-Lead - Other |  |  | Installation date is after the lead ban |  |  |  |  | Non-Lead |  |  |  | Domestic
MTR_027953 | 12217 SE 223RD DR | LOT 46 MEADOWGREEN EST. |  |  | Non-Lead - Other | No |  | 5.25 | Installation date is after the lead ban |  |  |  |  | Non-Lead - Other |  |  | Installation date is after the lead ban |  |  |  |  | Non-Lead |  |  |  | Hydrant
MTR_018523 | 9440 S 207TH PL | LOT 12 VALLEY V.HTS. |  |  | Non-Lead - Other | Unknown |  | 0 | Statistical analysis |  |  |  |  | Non-Lead - Other |  |  | Statistical analysis |  |  |  |  | Non-Lead |  |  |  | Domestic
MTR_025545 | 12630 SE 215TH ST | LOT 60 GLENCARIN #3 |  |  | Non-Lead - Other | No |  | 0 | Installation date is after the lead ban |  |  |  |  | Non-Lead Plastic |  |  | Field inspection only with no records | Yes | Visual inspection at meter pit | 2023-01-20 |  | Non-Lead |  |  |  | Domestic
MTR_027955 | 22302 122ND AVE SE | LOT 44 MEADOWGREEN ESTATES |  |  | Non-Lead Plastic | No |  | 5.25 | Field inspection only with no records | Yes | Visual inspection at meter pit | 2023-09-02 |  | Non-Lead Plastic |  |  | Field inspection only with no records | Yes | Visual inspection at meter pit | 2023-09-02 |  | Non-Lead |  |  |  | Hydrant
MTR_018524 | 20625 95TH AVE S | L5 BLK1 VAL VIEW HTGS#2 |  |  | Non-Lead - Other | No | 2011-03-01 | 0 | Installation date is after the lead ban |  |  |  |  | Non-Lead - Other |  |  | Installation date is after the lead ban |  |  |  |  | Non-Lead |  |  |  | Domestic
MTR_025533 | 12636 SE 215TH ST | L 59 GLENCARIN #3 |  |  | Non-Lead - Other | No |  | 0 | Installation date is after the lead ban |  |  |  |  | Non-Lead - Other |  |  | Installation date is after the lead ban |  |  |  |  | Non-Lead |  |  |  | Domestic
MTR_008345 | 19039 108TH AVE SE | 9915-000430 |  |  | Non-Lead - Other | Unknown |  | 0.75 | Statistical analysis |  |  |  |  | Non-Lead - Other |  |  | Statistical analysis |  |  |  |  | Non-Lead |  |  |  | Assumed
MTR_020285 | 20442 105TH PL SE | LOT 14 KAYWOOD ESTATES |  |  | Non-Lead - Other | No |  | 0 | Installation date is after the lead ban |  |  |  |  | Non-Lead Plastic |  |  | Field inspection only with no records | Yes | Visual inspection at meter pit | 2023-01-07 |  | Non-Lead |  |  |  | Domestic
MTR_019122 | 19037 106TH AVE SE | TL 116 SEC 32-23-5 |  |  | Non-Lead - Other | Unknown |  | 0 | Statistical analysis |  |  |  |  | Non-Lead - Other |  |  | Statistical analysis |  |  |  |  | Non-Lead |  |  |  | Assumed
MTR_020286 | 20453 105TH PL SE | LOT 10 KAYWOOD ESTATES |  |  | Non-Lead - Other | No |  | 0 | Installation date is after the lead ban |  |  |  |  | Non-Lead - Other |  |  | Installation date is after the lead ban |  |  |  |  | Non-Lead |  |  |  | Domestic
MTR_025534 | 12643 SE 214TH ST | L 57 GLENCARIN #3 |  |  | Non-Lead - Other | No |  | 0 | Installation date is after the lead ban |  |  |  |  | Non-Lead - Other |  |  | Installation date is after the lead ban |  |  |  |  | Non-Lead |  |  |  | Domestic
MTR_008347 | 19033 108TH AVE SE | 9915-000425 |  |  | Non-Lead - Other | Unknown |  | 0.75 | Statistical analysis |  |  |  |  | Non-Lead - Other |  |  | Statistical analysis |  |  |  |  | Non-Lead |  |  |  | Assumed
MTR_025546 | 12624 SE 215TH ST | L 61 GLENCARIN #3 |  |  | Non-Lead - Other | No |  | 0 | Installation date is after the lead ban |  |  |  |  | Non-Lead - Other |  |  | Installation date is after the lead ban |  |  |  |  | Non-Lead |  |  |  | Domestic
MTR_020288 | 20446 105TH PL SE | LOT 13 KAYWOOD ESTATES |  |  | Non-Lead - Other | No |  | 0 | Installation date is after the lead ban |  |  |  |  | Non-Lead - Other |  |  | Installation date is after the lead ban |  |  |  |  | Non-Lead |  |  |  | Domestic
MTR_026924 | 22416 133RD AVE SE | LOT 32 FERN CREST 2 |  |  | Non-Lead Plastic | No | 2005-09-02 | 0 | Field inspection only with no records | Yes | Visual inspection at meter pit | 2023-10-27 |  | Non-Lead Plastic |  |  | Field inspection only with no records | Yes | Visual inspection at meter pit | 2023-10-27 |  | Non-Lead |  |  |  | Domestic
MTR_017585 | 11247 SE 182ND ST | L 20 VIEW GARDENS 1 |  |  | Non-Lead - Other | Unknown |  | 0 | Statistical analysis |  |  |  |  | Non-Lead - Other |  |  | Statistical analysis |  |  |  |  | Non-Lead |  |  |  | Assumed
MTR_020102 | 10429 SE 204TH ST | TX LT 239 SECT 5-22-5 |  |  | Non-Lead - Other | No | 2007-10-26 | 0 | Rectified Plan |  |  |  |  | Non-Lead - Other |  |  | Statistical analysis |  |  |  |  | Non-Lead |  |  |  | Domestic
MTR_026925 | 22424 133RD AVE SE | LOT 33 FERN CREST 2 |  |  | Non-Lead Plastic | No | 2005-09-02 | 0 | Field inspection only with no records | Yes | Visual inspection at meter pit | 2023-10-27 |  | Non-Lead Plastic |  |  | Field inspection only with no records | Yes | Visual inspection at meter pit | 2023-10-27 |  | Non-Lead |  |  |  | Domestic
MTR_017339 | 18218 114TH AVE SE | TL 206 E1/2 SEC. 32-23-5 |  |  | Non-Lead - Other | No | 1979-09-01 | 0 | Relative Placement |  |  |  |  | Non-Lead - Other |  |  | Statistical analysis |  |  |  |  | Non-Lead |  |  |  | Assumed
MTR_020291 | 20411 105TH PL SE | LOT 2 KAYWOOD ESTATES |  |  | Non-Lead - Other | No |  | 0 | Installation date is after the lead ban |  |  |  |  | Non-Lead - Other |  |  | Installation date is after the lead ban |  |  |  |  | Non-Lead |  |  |  | Domestic
MTR_008351 | 23712 124TH AVE SE | LOT 21 GAGES GROVE |  |  | Non-Lead Plastic | No | 2005-08-18 | 0 | Field inspection only with no records | Yes | Visual inspection at meter pit | 2023-10-21 |  | Non-Lead Plastic |  |  | Field inspection only with no records | Yes | Visual inspection at meter pit | 2023-10-21 |  | Non-Lead |  |  |  | Domestic
MTR_017586 | 11239 SE 182ND ST | L 19 VIEW GARDENS 1 |  |  | Non-Lead Plastic | Unknown |  | 0 | Field inspection only with no records | Yes | Visual inspection at meter pit | 2023-08-11 |  | Galvanized Requiring Replacement |  |  | Field inspection only with no records | Yes | Visual inspection at meter pit | 2023-08-11 |  | Galvanized Requiring Replacement |  |  |  | Assumed
MTR_020406 | 10208 SE 204TH ST | TL71 W1/2 SEC 5-22-5 POR |  |  | Non-Lead Plastic | Unknown |  | 0 | Relative Placement | Yes | Visual inspection at the meter pit | 2024-01-30 |  | Non-Lead Plastic |  |  | Field inspection only with no records | Yes | Visual inspection at the meter pit | 2024-01-30 |  | Non-Lead |  |  |  | Assumed
MTR_017587 | 11231 SE 182ND ST | L 18 VIEW GARDENS 1 |  |  | Non-Lead Plastic | Unknown |  | 0 | Field inspection only with no records | Yes | Visual inspection at meter pit | 2023-08-11 |  | Non-Lead Plastic |  |  | Field inspection only with no records | Yes | Visual inspection at meter pit | 2023-08-11 |  | Non-Lead |  |  |  | Assumed
MTR_020497 | 20245 103RD PL SE | L10 BLK2 CHERRY TERRACE |  |  | Non-Lead - Other | No |  | 0 | Installation date is after the lead ban |  |  |  |  | Non-Lead - Other |  |  | Installation date is after the lead ban |  |  |  |  | Non-Lead |  |  |  | Assumed
MTR_017711 | 10821 SE 181ST ST | L3 BLK2 BENSON TERR. #1 |  |  | Non-Lead - Other | Unknown |  | 0 | Statistical analysis |  |  |  |  | Non-Lead - Other |  |  | Statistical analysis |  |  |  |  | Non-Lead |  |  |  | Assumed
MTR_026926 | 22443 134TH PL SE | LOT 27 FERN CREST 2 |  |  | Non-Lead - Other | No | 2005-09-02 | 0 | Installation date is after the lead ban |  |  |  |  | Non-Lead - Other |  |  | Installation date is after the lead ban |  |  |  |  | Non-Lead |  |  |  | Domestic
MTR_014553 | 12210 SE PETROVITSKY RD | BUILDING 8 STONEBROOK APARTMENTS |  |  | Non-Lead - Copper | No | 2005-07-22 | 1.5 | Rectified Plan | No |  |  |  | Non-Lead - Other |  |  | Installation date is after the lead ban |  |  |  |  | Non-Lead |  |  |  | Domestic
MTR_017712 | 10802 SE 181ST ST | L1 BLK1 BENSON TERR. #1 |  |  | Non-Lead - Other | Unknown |  | 0 | Statistical analysis |  |  |  |  | Non-Lead - Other |  |  | Statistical analysis |  |  |  |  | Non-Lead |  |  |  | Assumed
MTR_028151 | 22237 131ST AVE SE | LOT 28 MATHESON PARK #2 |  |  | Non-Lead Plastic | No | 1995-07-21 | 0 | Field inspection only with no records | Yes | Visual inspection at meter pit | 2023-11-04 |  | Non-Lead Plastic |  |  | Field inspection only with no records | Yes | Visual inspection at meter pit | 2023-11-04 |  | Non-Lead |  |  |  | Domestic
MTR_019843 | 18665 116TH AVE SE | TAX LOT 149 S-T-R 32-23-5 |  |  | Non-Lead - Other | No | 2005-09-09 | 6 | Relative Placement | No |  |  |  | Non-Lead - Other |  |  | Installation date is after the lead ban |  |  |  |  | Non-Lead |  |  |  | Domestic
MTR_017713 | 10810 SE 181ST ST | L2 BLK1 BENSON TERR. #1 |  |  | Non-Lead Plastic | Unknown |  | 0 | Relative Placement | Yes | Visual inspection at the meter pit | 2024-02-15 |  | Non-Lead Plastic |  |  | Field inspection only with no records | Yes | Visual inspection at the meter pit | 2024-02-15 |  | Non-Lead |  |  |  | Assumed
MTR_026927 | 22449 133RD AVE SE | LOT 68 FERN CREST 2 |  |  | Non-Lead Plastic | No | 2005-09-02 | 0 | Field inspection only with no records | Yes | Visual inspection at meter pit | 2023-10-27 |  | Non-Lead Plastic |  |  | Field inspection only with no records | Yes | Visual inspection at meter pit | 2023-10-27 |  | Non-Lead |  |  |  | Domestic
MTR_022127 | 12141 SE 186TH ST | LOT 17 AURIA WOODS |  |  | Non-Lead Plastic | No | 2004-03-31 | 0 | Field inspection only with no records | Yes | Visual inspection at meter pit | 2023-09-30 |  | Non-Lead Plastic |  |  | Field inspection only with no records | Yes | Visual inspection at meter pit | 2023-09-30 |  | Non-Lead |  |  |  | Domestic
MTR_020638 | 10440 SE 192ND ST | TL 146 W1/2 SEC 32-23-5 |  |  | Non-Lead Plastic | Unknown |  | 0 | Field inspection only with no records | Yes | Visual inspection at meter pit | 2023-08-05 |  | Non-Lead Plastic |  |  | Field inspection only with no records | Yes | Visual inspection at meter pit | 2023-08-05 |  | Non-Lead |  |  |  | Assumed
MTR_020547 | 10210 SE 196TH ST | 9915-010500 |  |  | Non-Lead Plastic | No |  | 0 | Field inspection only with no records | Yes | Visual inspection at meter pit | 2023-01-21 |  | Non-Lead Plastic |  |  | Field inspection only with no records | Yes | Visual inspection at meter pit | 2023-01-21 |  | Non-Lead |  |  |  | Assumed
MTR_026843 | 13251 SE 227TH ST | LOT 75 FERN CREST AKA MEADOW RIDGE |  |  | Non-Lead Plastic | No | 2005-06-17 | 0 | Field inspection only with no records | Yes | Visual inspection at meter pit | 2023-10-27 |  | Non-Lead Plastic |  |  | Field inspection only with no records | Yes | Visual inspection at meter pit | 2023-10-27 |  | Non-Lead |  |  |  | Domestic
MTR_027861 | 21738 121ST PL SE | LOT 24 GLENCARIN TRACE |  |  | Non-Lead - Other | No |  | 0 | Installation date is after the lead ban |  |  |  |  | Non-Lead - Other |  |  | Installation date is after the lead ban |  |  |  |  | Non-Lead |  |  |  | Domestic
MTR_019276 | 9455 S 196TH PL | LOT 8 OLYMPIC PEAK ESTATES |  |  | Non-Lead - Other | No | 2004-07-14 | 0 | Installation date is after the lead ban |  |  |  |  | Non-Lead - Other |  |  | Installation date is after the lead ban |  |  |  |  | Non-Lead |  |  |  | Domestic
MTR_027865 | 21732 121ST PL SE | LOT 25 GLENCARIN TRACE |  |  | Non-Lead - Other | No |  | 0 | Installation date is after the lead ban |  |  |  |  | Non-Lead - Other |  |  | Installation date is after the lead ban |  |  |  |  | Non-Lead |  |  |  | Domestic
MTR_008362 | 12517 SE 236TH CT | LOT 3 GAGES GROVE |  |  | Non-Lead Plastic | No | 2005-08-18 | 0 | Field inspection only with no records | Yes | Visual inspection at meter pit | 2023-09-09 |  | Non-Lead Plastic |  |  | Field inspection only with no records | Yes | Visual inspection at meter pit | 2023-09-09 |  | Non-Lead |  |  |  | Domestic
MTR_028379 | 21636 127TH PL SE | L 67 PARKWAY ESTATES |  |  | Non-Lead Plastic | No | 1978-07-26 | 0 | Field inspection only with no records | Yes | Visual inspection at meter pit | 2023-10-21 |  | Non-Lead Plastic |  |  | Field inspection only with no records | Yes | Visual inspection at meter pit | 2023-10-21 |  | Non-Lead |  |  |  | Domestic
MTR_027866 | 21740 121ST PL SE | LOT 23 GLENCARIN TRACE |  |  | Non-Lead Plastic | No |  | 0 | Field inspection only with no records | Yes | Visual inspection at meter pit | 2023-09-16 |  | Non-Lead Plastic |  |  | Field inspection only with no records | Yes | Visual inspection at meter pit | 2023-09-16 |  | Non-Lead |  |  |  | Domestic
MTR_028459 | 22242 125TH CT SE | LOT 161 SUMMERGLEN 3 |  |  | Non-Lead - Other | No |  | 5.25 | Installation date is after the lead ban |  |  |  |  | Non-Lead - Other |  |  | Installation date is after the lead ban |  |  |  |  | Non-Lead |  |  |  | Hydrant
MTR_011230 | 16527 116TH AVE SE | LOT 12 BIEGLER-NILLES ADDITION |  |  | Non-Lead - Other | Unknown |  | 0 | Statistical analysis |  |  |  |  | Non-Lead - Other |  |  | Statistical analysis |  |  |  |  | Non-Lead |  |  |  | Assumed
MTR_017158 | 10907 SE 183RD CT | LOT 59 MAPLE GLEN |  |  | Non-Lead Plastic | No | 1977-03-18 | 0 | Field inspection only with no records | Yes | Visual inspection at meter pit | 2023-08-09 |  | Galvanized Requiring Replacement |  |  | Field inspection only with no records | Yes | Visual inspection at meter pit | 2023-08-09 |  | Galvanized Requiring Replacement |  |  |  | Domestic
MTR_028462 | 22230 125TH CT SE | LOT 163 SUMMERGLEN #3 |  |  | Non-Lead Plastic | No |  | 5.25 | Field inspection only with no records | Yes | Visual inspection at meter pit | 2023-09-02 |  | Non-Lead Plastic |  |  | Field inspection only with no records | Yes | Visual inspection at meter pit | 2023-09-02 |  | Non-Lead |  |  |  | Hydrant
MTR_028220 | 22028 131ST PL SE | 9916-009171-LOT 11 EASTLAND MEADOWS |  |  | Non-Lead - Other | Unknown |  | 0 | Statistical analysis |  |  |  |  | Non-Lead - Other |  |  | Statistical analysis |  |  |  |  | Non-Lead |  |  |  | Assumed
MTR_017155 | 10916 SE 183RD CT | LOT 56 MAPLE GLEN |  |  | Non-Lead - Other | No | 1977-03-18 | 0 | Installation date is after the lead ban |  |  |  |  | Non-Lead - Other |  |  | Installation date is after the lead ban |  |  |  |  | Non-Lead |  |  |  | Domestic
MTR_019104 | 19129 104TH PL SE | LOT 23 EAGLEBROOK |  |  | Non-Lead - Other | No |  | 0 | Installation date is after the lead ban |  |  |  |  | Non-Lead - Other |  |  | Installation date is after the lead ban |  |  |  |  | Non-Lead |  |  |  | Assumed
MTR_026177 | 20704 123RD PL SE | LOT 22 SWANSON COURT |  |  | Non-Lead - Other | Unknown |  | 0 | Statistical analysis |  |  |  |  | Non-Lead - Other |  |  | Statistical analysis |  |  |  |  | Non-Lead |  |  |  | Domestic
MTR_017157 | 10908 SE 183RD CT | LOT 58 MAPLE GLEN |  |  | Non-Lead Plastic | No | 1977-03-18 | 0 | Field inspection only with no records | Yes | Visual inspection at meter pit | 2023-08-11 |  | Non-Lead Plastic |  |  | Field inspection only with no records | Yes | Visual inspection at meter pit | 2023-08-11 |  | Non-Lead |  |  |  | Domestic
MTR_019106 | 19101 104TH PL SE | LOT 20 EAGLEBROOK |  |  | Non-Lead Plastic | No |  | 0 | Field inspection only with no records | Yes | Visual inspection at meter pit | 2023-08-19 |  | Non-Lead Copper |  |  | Field inspection only with no records | Yes | Visual inspection at meter pit | 2023-08-19 |  | Non-Lead |  |  |  | Assumed
MTR_024845 | 20530 140TH AVE SE | LOT 4 KCSP 8950274 |  |  | Non-Lead Plastic | No |  | 0 | Field inspection only with no records | Yes | Visual inspection at meter pit | 2023-11-17 |  | Non-Lead Plastic |  |  | Field inspection only with no records | Yes | Visual inspection at meter pit | 2023-11-17 |  | Non-Lead |  |  |  | Assumed
MTR_019108 | 19025 104TH PL SE | LOT 18 EAGLEBROOK |  |  | Non-Lead Plastic | No |  | 0 | Field inspection only with no records | Yes | Visual inspection at meter pit | 2023-08-19 |  | Non-Lead Plastic |  |  | Field inspection only with no records | Yes | Visual inspection at meter pit | 2023-08-19 |  | Non-Lead |  |  |  | Assumed
MTR_017718 | 17703 113TH PL SE | L 1 HIGH CHAPARRAL |  |  | Non-Lead - Other | No |  | 0 | Installation date is after the lead ban |  |  |  |  | Non-Lead - Other |  |  | Installation date is after the lead ban |  |  |  |  | Non-Lead |  |  |  | Assumed
MTR_026929 | 22499 134TH PL SE | LOT 20 FERN CREST 2 |  |  | Non-Lead Plastic | No | 2005-09-02 | 0 | Field inspection only with no records | Yes | Visual inspection at meter pit | 2023-10-27 |  | Non-Lead Plastic |  |  | Field inspection only with no records | Yes | Visual inspection at meter pit | 2023-10-27 |  | Non-Lead |  |  |  | Domestic
MTR_027868 | 11904 SE 220TH CT | LOT 24 MEADOW GLEN #2 |  |  | Non-Lead Plastic | No |  | 0 | Field inspection only with no records | Yes | Visual inspection at meter pit | 2023-09-16 |  | Non-Lead Plastic |  |  | Field inspection only with no records | Yes | Visual inspection at meter pit | 2023-09-16 |  | Non-Lead |  |  |  | Domestic
MTR_028249 | 12825 SE 221ST PL | LOT 7 SUMMER GLEN EAST |  |  | Non-Lead - Other | No | 1995-08-28 | 0 | Installation date is after the lead ban |  |  |  |  | Non-Lead - Other |  |  | Installation date is after the lead ban |  |  |  |  | Non-Lead |  |  |  | Domestic
MTR_027870 | 11916 SE 220TH CT | LOT 21 MEADOW GLEN #2 |  |  | Non-Lead - Other | No |  | 0 | Installation date is after the lead ban |  |  |  |  | Non-Lead - Other |  |  | Installation date is after the lead ban |  |  |  |  | Non-Lead |  |  |  | Domestic
MTR_026930 | 22439 132ND PL SE | LOT 61 FERN CREST 2 |  |  | Non-Lead Plastic | No | 2005-09-02 | 0 | Field inspection only with no records | Yes | Visual inspection at meter pit | 2023-06-20 |  | Non-Lead Plastic |  |  | Field inspection only with no records | Yes | Visual inspection at meter pit | 2023-06-20 |  | Non-Lead |  |  |  | Domestic
MTR_017719 | 10835 SE 180TH PL | L4 BLK2 BENSON TERR. #3 |  |  | Non-Lead - Other | Unknown |  | 0 | Statistical analysis |  |  |  |  | Non-Lead - Other |  |  | Statistical analysis |  |  |  |  | Non-Lead |  |  |  | Assumed
MTR_028290 | 12712 SE 223RD DR | LOT 129 SUMMERGLEN #3 |  |  | Non-Lead - Other | No |  | 0 | Installation date is after the lead ban |  |  |  |  | Non-Lead - Other |  |  | Installation date is after the lead ban |  |  |  |  | Non-Lead |  |  |  | Domestic
MTR_017720 | 10930 SE 181ST ST | L8 BLK1 BENSON TERR. #1 |  |  | Non-Lead - Other | Unknown |  | 0 | Statistical analysis |  |  |  |  | Non-Lead - Other |  |  | Statistical analysis |  |  |  |  | Non-Lead |  |  |  | Assumed
MTR_028465 | 12613 SE 222ND PL | LOT 137 SUMMERGLEN 3 |  |  | Non-Lead - Other | No |  | 5.25 | Installation date is after the lead ban |  |  |  |  | Non-Lead - Other |  |  | Installation date is after the lead ban |  |  |  |  | Non-Lead |  |  |  | Hydrant
MTR_017723 | 10843 SE 180TH PL | L3 BLK2 BENSON TERR. #3 |  |  | Non-Lead Plastic | Unknown |  | 0 | Relative Placement | Yes | Visual inspection at the meter pit | 2024-02-15 |  | Copper |  |  | Field inspection only with no records | Yes | Visual inspection at the meter pit | 2024-02-15 |  | Non-Lead |  |  |  | Assumed
MTR_008386 | 10710 SE 190TH PL | 9915-000405 |  |  | Non-Lead Plastic | Unknown |  | 0.75 | Field inspection only with no records | Yes | Visual inspection at meter pit | 2023-11-30 |  | Non-Lead Plastic |  |  | Field inspection only with no records | Yes | Visual inspection at meter pit | 2023-11-30 |  | Non-Lead |  |  |  | Assumed
MTR_017724 | 10910 SE 181ST ST | L6 BLK1 BENSON TERR.#1 |  |  | Galvanized Requiring Replacement | Unknown |  | 0 | Relative Placement | Yes | Visual inspection at the meter pit | 2024-02-15 |  | Galvanized Requiring Replacement |  |  | Field inspection only with no records | Yes | Visual inspection at the meter pit | 2024-02-15 |  | Galvanized Requiring Replacement |  |  |  | Assumed
MTR_025536 | 12623 SE 214TH ST | L M54 GLENCARIN #3 |  |  | Non-Lead - Other | No |  | 0 | Installation date is after the lead ban |  |  |  |  | Non-Lead - Other |  |  | Installation date is after the lead ban |  |  |  |  | Non-Lead |  |  |  | Domestic
MTR_020336 | 10319 SE 200TH ST | TL 82 W1/2 SEC 5-22-5 |  |  | Non-Lead - Other | Unknown |  | 0 | Statistical analysis |  |  |  |  | Non-Lead - Other |  |  | Statistical analysis |  |  |  |  | Non-Lead |  |  |  | Assumed
MTR_019123 | 19015 106TH AVE SE | PARCEL A L2 SP#678064 |  |  | Non-Lead - Other | Unknown |  | 0 | Statistical analysis |  |  |  |  | Non-Lead - Other |  |  | Statistical analysis |  |  |  |  | Non-Lead |  |  |  | Assumed
MTR_025537 | 12629 SE 214TH ST | L 55 GLENCARIN #3 |  |  | Non-Lead - Other | No |  | 0 | Installation date is after the lead ban |  |  |  |  | Non-Lead - Other |  |  | Installation date is after the lead ban |  |  |  |  | Non-Lead |  |  |  | Domestic
MTR_020317 | 20117 108TH AVE SE | W1/2 TL 95 5-22-5 |  |  | Non-Lead - Other | Unknown |  | 0 | Statistical analysis |  |  |  |  | Non-Lead - Other |  |  | Statistical analysis |  |  |  |  | Non-Lead |  |  |  | Assumed
MTR_025586 | 12604 SE 216TH ST | L 77 GLENCARIN #3 |  |  | Non-Lead - Other | No |  | 0 | Installation date is after the lead ban |  |  |  |  | Non-Lead - Other |  |  | Installation date is after the lead ban |  |  |  |  | Non-Lead |  |  |  | Domestic
MTR_016140 | 18211 160TH AVE SE | LOT 18 CARRIAGEWOOD #8 |  |  | Non-Lead - Plastic | No | 1983-07-01 | 0 | Relative Placement | No |  |  |  | Non-Lead - Other |  |  | Installation date is after the lead ban |  |  |  |  | Non-Lead |  |  |  | Assumed
MTR_020541 | 20006 102ND PL SE | LOT 49 PARKRIDGE EAST #2 |  |  | Non-Lead - Other | No |  | 0 | Installation date is after the lead ban |  |  |  |  | Non-Lead - Other |  |  | Installation date is after the lead ban |  |  |  |  | Non-Lead |  |  |  | Assumed
MTR_025548 | 12605 SE 215TH ST | L 65 GLENCARIN #3 |  |  | Non-Lead - Other | No |  | 0 | Installation date is after the lead ban |  |  |  |  | Non-Lead - Other |  |  | Installation date is after the lead ban |  |  |  |  | Non-Lead |  |  |  | Domestic
MTR_026933 | 22431 132ND PL SE | LOT 62 FERN CREST 2 |  |  | Non-Lead Plastic | No | 2005-09-02 | 0 | Field inspection only with no records | Yes | Visual inspection at meter pit | 2023-10-27 |  | Non-Lead Plastic |  |  | Field inspection only with no records | Yes | Visual inspection at meter pit | 2023-10-27 |  | Non-Lead |  |  |  | Domestic
MTR_020293 | 20418 105TH PL SE | LOT 18 KAYWOOD ESTATES |  |  | Non-Lead - Other | No |  | 0 | Installation date is after the lead ban |  |  |  |  | Non-Lead - Other |  |  | Installation date is after the lead ban |  |  |  |  | Non-Lead |  |  |  | Domestic
MTR_017727 | 18225 116TH AVE SE | TL 130 E1/2 32-23-5 |  |  | Copper | Unknown |  | 0 | Relative Placement | Yes | Visual inspection at the meter pit | 2024-02-20 |  | Non-Lead Plastic |  |  | Field inspection only with no records | Yes | Visual inspection at the meter pit | 2024-02-20 |  | Non-Lead |  |  |  | Assumed
MTR_026936 | 22540 134TH PL SE | LOT 26 FERN CREST |  |  | Non-Lead - Other | No | 2005-06-17 | 0 | Installation date is after the lead ban |  |  |  |  | Non-Lead - Other |  |  | Installation date is after the lead ban |  |  |  |  | Non-Lead |  |  |  | Domestic
MTR_018646 | 9717 S 204TH CT | LOT 38 CHESTNUT RIDGE #1 |  |  | Non-Lead - Other | No |  | 0 | Installation date is after the lead ban |  |  |  |  | Non-Lead - Other |  |  | Installation date is after the lead ban |  |  |  |  | Non-Lead |  |  |  | Domestic
MTR_019863 | 11228 SE 186TH ST | L 5 B 2 WALHAVEN |  |  | Non-Lead - Other | Unknown |  | 0 | Statistical analysis |  |  |  |  | Non-Lead - Other |  |  | Statistical analysis |  |  |  |  | Non-Lead |  |  |  | Domestic
MTR_028470 | 22237 126TH PL SE | LOT 157 SUMMERGLEN #3 |  |  | Non-Lead - Other | No |  | 5.25 | Installation date is after the lead ban |  |  |  |  | Non-Lead - Other |  |  | Installation date is after the lead ban |  |  |  |  | Non-Lead |  |  |  | Hydrant
MTR_028471 | 22227 126TH PL SE | LOT 155 SUMMERGLEN #3 |  |  | Non-Lead - Other | No |  | 0 | Installation date is after the lead ban |  |  |  |  | Non-Lead - Other |  |  | Installation date is after the lead ban |  |  |  |  | Non-Lead |  |  |  | Domestic
MTR_019864 | 11234 SE 186TH ST | L 4 B 2 WALHAVEN |  |  | Non-Lead - Other | Unknown |  | 0 | Statistical analysis |  |  |  |  | Non-Lead - Other |  |  | Statistical analysis |  |  |  |  | Non-Lead |  |  |  | Domestic
MTR_028472 | 22219 126TH PL SE | LOT 153 SUMMERGLEN #3 |  |  | Non-Lead Plastic | No |  | 5.25 | Field inspection only with no records | Yes | Visual inspection at meter pit | 2023-09-02 |  | Non-Lead Plastic |  |  | Field inspection only with no records | Yes | Visual inspection at meter pit | 2023-09-02 |  | Non-Lead |  |  |  | Hydrant
MTR_023654 | 9713 S 204TH CT | LOT 37 CHESTNUT RIDGE #1 |  |  | Non-Lead - Other | No |  | 0 | Installation date is after the lead ban |  |  |  |  | Non-Lead - Other |  |  | Installation date is after the lead ban |  |  |  |  | Non-Lead |  |  |  | Domestic
MTR_016234 | 17618 162ND AVE SE | LOT 78 CANDLEWOOD RIDGE #3 |  |  | Non-Lead - Other | No | 1977-07-13 | 1 | Installation date is after the lead ban |  |  |  |  | Non-Lead - Other |  |  | Installation date is after the lead ban |  |  |  |  | Non-Lead |  |  |  | Domestic
MTR_028473 | 12414 SE 223RD DR | LOT 169 SUMMERGLEN 3 |  |  | Non-Lead Plastic | No |  | 0 | Field inspection only with no records | Yes | Visual inspection at meter pit | 2023-09-02 |  | Non-Lead Plastic |  |  | Field inspection only with no records | Yes | Visual inspection at meter pit | 2023-09-02 |  | Non-Lead |  |  |  | Domestic
MTR_019865 | 11202 SE 186TH ST | LOT 8 BLOCK 2 WALHAVEN |  |  | Non-Lead Plastic | Unknown |  | 0 | Field inspection only with no records | Yes | Visual inspection at meter pit | 2023-08-14 |  | Non-Lead Plastic |  |  | Field inspection only with no records | Yes | Visual inspection at meter pit | 2023-08-14 |  | Non-Lead |  |  |  | Domestic
MTR_018622 | 9704 S 205TH CT | LOT 32 CHESTNUT RIDGE #1 |  |  | Non-Lead - Other | No |  | 0 | Installation date is after the lead ban |  |  |  |  | Non-Lead - Other |  |  | Installation date is after the lead ban |  |  |  |  | Non-Lead |  |  |  | Domestic
MTR_028474 | 12420 SE 223RD DR | LOT 168 SUMMERGLEN 3 |  |  | Non-Lead - Other | No |  | 5.25 | Installation date is after the lead ban |  |  |  |  | Non-Lead - Other |  |  | Installation date is after the lead ban |  |  |  |  | Non-Lead |  |  |  | Hydrant
MTR_019867 | 11028 SE 186TH ST | L 12 B 3 WALHAVEN NO 2 |  |  | Non-Lead - Other | Unknown |  | 0 | Statistical analysis |  |  |  |  | Non-Lead - Other |  |  | Statistical analysis |  |  |  |  | Non-Lead |  |  |  | Domestic
MTR_020567 | 19648 105TH AVE SE | L16 DONNYBROOK MANOR |  |  | Non-Lead - Other | Unknown |  | 0 | Statistical analysis |  |  |  |  | Non-Lead - Other |  |  | Statistical analysis |  |  |  |  | Non-Lead |  |  |  | Assumed
MTR_028476 | 12408 SE 223RD DR | LOT 54 SUMMERGLEN #1 |  |  | Non-Lead - Other | No |  | 0 | Installation date is after the lead ban |  |  |  |  | Non-Lead - Other |  |  | Installation date is after the lead ban |  |  |  |  | Non-Lead |  |  |  | Domestic
MTR_019868 | 11056 SE 186TH ST | L 16 WALHAVEN NO 2 |  |  | Non-Lead - Other | No |  | 0 | Installation date is after the lead ban |  |  |  |  | Non-Lead - Other |  |  | Installation date is after the lead ban |  |  |  |  | Non-Lead |  |  |  | Domestic
MTR_019277 | 19912 97TH AVE S | L6 MALABAR HILLS #1 |  |  | Non-Lead - Other | No |  | 0 | Installation date is after the lead ban |  |  |  |  | Non-Lead - Other |  |  | Installation date is after the lead ban |  |  |  |  | Non-Lead |  |  |  | Assumed
MTR_029119 | 11511 SE 218TH PL | LOT 29 FOREST MEADOWS |  |  | Non-Lead - Other | No |  | 0 | Installation date is after the lead ban |  |  |  |  | Non-Lead - Other |  |  | Installation date is after the lead ban |  |  |  |  | Non-Lead |  |  |  | Domestic
MTR_018566 | 20437 94TH AVE S | LOT 1 SHORT PLAT #681097 |  |  | Non-Lead - Other | No |  | 0 | Installation date is after the lead ban |  |  |  |  | Non-Lead Copper |  |  | Field inspection only with no records | Yes | Visual inspection at meter pit | 2023-01-07 |  | Non-Lead |  |  |  | Domestic
MTR_019342 | 9710 S 200TH ST | L1 MALABAR HILLS #1 |  |  | Copper | Unknown |  | 0 | Relative Placement | Yes | Visual inspection at the meter pit | 2024-01-29 |  | Non-Lead Plastic |  |  | Field inspection only with no records | Yes | Visual inspection at the meter pit | 2024-01-29 |  | Non-Lead |  |  |  | Assumed
MTR_017729 | 17750 113TH PL SE | L 27 HIGH CHAPARRAL |  |  | Non-Lead - Other | No |  | 0 | Installation date is after the lead ban |  |  |  |  | Non-Lead - Other |  |  | Installation date is after the lead ban |  |  |  |  | Non-Lead |  |  |  | Assumed
MTR_029120 | 11421 SE 218TH PL | LOT 27 FOREST MEADOWS |  |  | Non-Lead - Other | No |  | 0 | Installation date is after the lead ban |  |  |  |  | Non-Lead - Other |  |  | Installation date is after the lead ban |  |  |  |  | Non-Lead |  |  |  | Domestic
MTR_018724 | 9722 S 200TH ST | PORTION TR 6 SPRINGBROOK ACRE TRACT S |  |  | Non-Lead - Other | Unknown |  | 0 | Statistical analysis |  |  |  |  | Non-Lead - Other |  |  | Statistical analysis |  |  |  |  | Non-Lead |  |  |  | Assumed
MTR_017733 | 17734 113TH PL SE | L 30 HIGH CHAPARRAL |  |  | Non-Lead - Other | No |  | 0 | Installation date is after the lead ban |  |  |  |  | Non-Lead - Other |  |  | Installation date is after the lead ban |  |  |  |  | Non-Lead |  |  |  | Assumed
MTR_020461 | 20601 101ST AVE SE | L15 MAYVILLA PARK |  |  | Non-Lead - Other | Unknown |  | 0 | Statistical analysis |  |  |  |  | Non-Lead - Other |  |  | Statistical analysis |  |  |  |  | Non-Lead |  |  |  | Assumed
MTR_018637 | 20523 97TH AVE S | LOT 17 CHESTNUT RIDGE #1 |  |  | Non-Lead - Other | No |  | 0 | Installation date is after the lead ban |  |  |  |  | Non-Lead - Other |  |  | Installation date is after the lead ban |  |  |  |  | Non-Lead |  |  |  | Domestic
MTR_017734 | 11225 SE 181ST ST | L5 VIEW GARDENS #2 |  |  | Non-Lead Plastic | Unknown |  | 0 | Field inspection only with no records | Yes | Visual inspection at meter pit | 2023-07-30 |  | Non-Lead Plastic |  |  | Field inspection only with no records | Yes | Visual inspection at meter pit | 2023-07-30 |  | Non-Lead |  |  |  | Assumed
MTR_018544 | 9512 S 207TH PL | L 14 VALLEY VIEW HTS. |  |  | Non-Lead - Other | No | 2011-03-01 | 0 | Rectified Plan |  |  |  |  | Non-Lead - Other |  |  | Statistical analysis |  |  |  |  | Non-Lead |  |  |  | Domestic
MTR_018631 | 20529 97TH AVE S | LOT 18 CHESTNUT RIDGE #1 |  |  | Non-Lead - Other | No |  | 0 | Installation date is after the lead ban |  |  |  |  | Non-Lead - Other |  |  | Installation date is after the lead ban |  |  |  |  | Non-Lead |  |  |  | Domestic
MTR_017287 | 18004 110TH AVE SE | L2 BLK3 BENSON TERR. #3 |  |  | Non-Lead - Other | No | 2011-08-10 | 1 | Rectified Plan |  |  |  |  | Non-Lead - Other |  |  | Statistical analysis |  |  |  |  | Non-Lead |  |  |  | Domestic
MTR_028406 | 12513 SE 216TH ST | L 106 PARKWAY ESTATES |  |  | Non-Lead - Other | No | 1978-07-26 | 0 | Installation date is after the lead ban |  |  |  |  | Non-Lead - Other |  |  | Installation date is after the lead ban |  |  |  |  | Non-Lead |  |  |  | Domestic
MTR_018599 | 20430 96TH WAY S | LOT 30 CHESTNUT RIDGE #2 |  |  | Non-Lead - Other | No |  | 0 | Installation date is after the lead ban |  |  |  |  | Non-Lead - Other |  |  | Installation date is after the lead ban |  |  |  |  | Non-Lead |  |  |  | Domestic
MTR_017736 | 11013 SE 180TH ST | L4 BLK3 BENSON TERR. #3 |  |  | Non-Lead - Other | Unknown |  | 0 | Statistical analysis |  |  |  |  | Non-Lead - Other |  |  | Statistical analysis |  |  |  |  | Non-Lead |  |  |  | Assumed
MTR_017737 | 11021 SE 180TH ST | LOT 5 BLOCK 3 BENSON TERRACE #3 |  |  | Non-Lead - Other | Unknown |  | 0 | Statistical analysis |  |  |  |  | Non-Lead - Other |  |  | Statistical analysis |  |  |  |  | Non-Lead |  |  |  | Assumed
MTR_018638 | 20513 97TH AVE S | LOT 16 CHESTNUT RIDGE #1 |  |  | Non-Lead - Other | No |  | 0 | Installation date is after the lead ban |  |  |  |  | Non-Lead - Other |  |  | Installation date is after the lead ban |  |  |  |  | Non-Lead |  |  |  | Assumed
MTR_028407 | 12519 SE 216TH ST | L 107 PARKWAY ESTATES |  |  | Non-Lead - Other | No | 1978-07-26 | 0 | Installation date is after the lead ban |  |  |  |  | Non-Lead - Other |  |  | Installation date is after the lead ban |  |  |  |  | Non-Lead |  |  |  | Domestic
MTR_017739 | 11024 SE 182ND ST | L4 BLK2 BENSON TERR. #4 |  |  | Non-Lead Plastic | Unknown |  | 0 | Field inspection only with no records | Yes | Visual inspection at meter pit | 2023-11-30 |  | Non-Lead Plastic |  |  | Field inspection only with no records | Yes | Visual inspection at meter pit | 2023-11-30 |  | Non-Lead |  |  |  | Assumed
MTR_019344 | 9912 S 200TH ST | PTN TR7 SPBRK ACRE TR |  |  | Non-Lead - Other | No |  | 0 | Installation date is after the lead ban |  |  |  |  | Non-Lead - Other |  |  | Installation date is after the lead ban |  |  |  |  | Non-Lead |  |  |  | Assumed
MTR_028409 | 12525 SE 216TH ST | L 108 PARKWAY ESTATES |  |  | Non-Lead - Other | No | 1978-07-26 | 0 | Installation date is after the lead ban |  |  |  |  | Non-Lead - Other |  |  | Installation date is after the lead ban |  |  |  |  | Non-Lead |  |  |  | Domestic
MTR_017588 | 11208 SE 182ND ST | L 14 VIEW GARDENS 1 |  |  | Non-Lead - Other | Unknown |  | 0 | Statistical analysis |  |  |  |  | Non-Lead - Other |  |  | Statistical analysis |  |  |  |  | Non-Lead |  |  |  | Assumed
MTR_019281 | 19830 98TH AVE S | 9902-001010 |  |  | Non-Lead - Other | Unknown |  | 0 | Statistical analysis |  |  |  |  | Non-Lead - Other |  |  | Statistical analysis |  |  |  |  | Non-Lead |  |  |  | Assumed
MTR_028410 | 12629 SE 216TH ST | L 112 PARKWAY ESTATES |  |  | Non-Lead - Other | No | 1978-07-26 | 0 | Installation date is after the lead ban |  |  |  |  | Non-Lead - Other |  |  | Installation date is after the lead ban |  |  |  |  | Non-Lead |  |  |  | Domestic
MTR_017741 | 11032 SE 182ND ST | L5 BLK2 BENSON TERR. #4 |  |  | Non-Lead - Other | Unknown |  | 0 | Statistical analysis |  |  |  |  | Non-Lead - Other |  |  | Statistical analysis |  |  |  |  | Non-Lead |  |  |  | Assumed
MTR_020353 | 20008 104TH PL SE | TL 210 W1/2 5-22-5 |  |  | Non-Lead - Other | Unknown |  | 0 | Statistical analysis |  |  |  |  | Non-Lead - Other |  |  | Statistical analysis |  |  |  |  | Non-Lead |  |  |  | Assumed
MTR_028242 | 13124 SE 218TH PL | 9916-008665 |  |  | Non-Lead Plastic | Unknown |  | 0 | Field inspection only with no records | Yes | Visual inspection at meter pit | 2023-09-11 |  | Galvanized Requiring Replacement |  |  | Field inspection only with no records | Yes | Visual inspection at meter pit | 2023-09-11 |  | Galvanized Requiring Replacement |  |  |  | Domestic
MTR_019317 | 9467 S 196TH PL | LOT 6 OLYMPIC PEAK ESTATES |  |  | Non-Lead - Other | No | 2004-07-14 | 0 | Installation date is after the lead ban |  |  |  |  | Non-Lead - Other |  |  | Installation date is after the lead ban |  |  |  |  | Non-Lead |  |  |  | Domestic
MTR_020354 | 20020 104TH PL SE | LOT4 SHORT PLAT #1179085 |  |  | Non-Lead - Other | No |  | 0 | Installation date is after the lead ban |  |  |  |  | Non-Lead Plastic |  |  | Field inspection only with no records | Yes | Visual inspection at meter pit | 2023-01-07 |  | Non-Lead |  |  |  | Assumed
MTR_028478 | 22339 126TH PL SE | LOT 109 SUMMERGLEN #3 |  |  | Non-Lead Plastic | No |  | 0 | Field inspection only with no records | Yes | Visual inspection at meter pit | 2023-01-06 |  | Non-Lead Plastic |  |  | Field inspection only with no records | Yes | Visual inspection at meter pit | 2023-01-06 |  | Non-Lead |  |  |  | Domestic
MTR_020355 | 20002 104TH PL SE | LOT 1 SHORT PLAT#1179085 |  |  | Non-Lead - Other | No |  | 0 | Installation date is after the lead ban |  |  |  |  | Non-Lead - Other |  |  | Installation date is after the lead ban |  |  |  |  | Non-Lead |  |  |  | Assumed
MTR_028479 | 22323 126TH PL SE | LOT 107 SUMMERGLEN #3 |  |  | Non-Lead Plastic | No |  | 0 | Field inspection only with no records | Yes | Visual inspection at meter pit | 2023-09-02 |  | Non-Lead Plastic |  |  | Field inspection only with no records | Yes | Visual inspection at meter pit | 2023-09-02 |  | Non-Lead |  |  |  | Domestic
MTR_028780 | 10814 SE 222ND PL | LOT 2 BENSON MEADOWS #3 |  |  | Non-Lead - Other | No |  | 0 | Installation date is after the lead ban |  |  |  |  | Non-Lead - Other |  |  | Installation date is after the lead ban |  |  |  |  | Non-Lead |  |  |  | Assumed
MTR_020025 | 10427 SE 202ND PL | LOT 4 KING CO SHORT PLAT #L93S003 |  |  | Non-Lead - Other | No | 1995-10-02 | 0 | Installation date is after the lead ban |  |  |  |  | Non-Lead - Other |  |  | Installation date is after the lead ban |  |  |  |  | Non-Lead |  |  |  | Domestic
MTR_028480 | 22309 126TH PL SE | LOT 105 SUMMERGLEN #3 |  |  | Non-Lead - Other | No |  | 0 | Installation date is after the lead ban |  |  |  |  | Non-Lead Plastic |  |  | Field inspection only with no records | Yes | Visual inspection at meter pit | 2022-12-23 |  | Non-Lead |  |  |  | Domestic
MTR_017744 | 17617 114TH PL SE | LOT 3 BELTERRA #10 |  |  | Non-Lead - Other | No |  | 0 | Installation date is after the lead ban |  |  |  |  | Non-Lead - Other |  |  | Installation date is after the lead ban |  |  |  |  | Non-Lead |  |  |  | Assumed
MTR_018720 | 20210 104TH PL SE | TL 244 W 1/2 5-22-5 |  |  | Non-Lead - Other | Unknown |  | 0 | Statistical analysis |  |  |  |  | Non-Lead - Other |  |  | Statistical analysis |  |  |  |  | Non-Lead |  |  |  | Assumed
MTR_028481 | 22329 126TH PL SE | LOT 108 SUMMERGLEN #3 |  |  | Non-Lead - Other | No |  | 0 | Installation date is after the lead ban |  |  |  |  | Non-Lead - Other |  |  | Installation date is after the lead ban |  |  |  |  | Non-Lead |  |  |  | Domestic
MTR_017745 | 11311 SE 179TH ST | L 17 HIGH CHAPARRAL |  |  | Non-Lead - Other | No |  | 0 | Installation date is after the lead ban |  |  |  |  | Non-Lead - Other |  |  | Installation date is after the lead ban |  |  |  |  | Non-Lead |  |  |  | Assumed
MTR_020428 | 10112 SE 206TH ST | L8 MAYVILLA PARK #1 |  |  | Non-Lead - Other | Unknown |  | 0 | Statistical analysis |  |  |  |  | Non-Lead - Other |  |  | Statistical analysis |  |  |  |  | Non-Lead |  |  |  | Assumed
MTR_028483 | 22317 126TH PL SE | LOT 106 SUMMERGLEN #3 |  |  | Non-Lead - Other | No |  | 0 | Installation date is after the lead ban |  |  |  |  | Non-Lead - Other |  |  | Installation date is after the lead ban |  |  |  |  | Non-Lead |  |  |  | Domestic
MTR_017746 | 11310 SE 179TH ST | L 14 HIGH CHAPARRAL |  |  | Non-Lead Plastic | No |  | 0 | Field inspection only with no records | Yes | Visual inspection at meter pit | 2023-07-29 |  | Non-Lead Plastic |  |  | Field inspection only with no records | Yes | Visual inspection at meter pit | 2023-07-29 |  | Non-Lead |  |  |  | Assumed
MTR_020432 | 10111 SE 206TH ST | LOT 12 MAYVILLA PARK #1 |  |  | Non-Lead - Other | Unknown |  | 0 | Statistical analysis |  |  |  |  | Non-Lead - Other |  |  | Statistical analysis |  |  |  |  | Non-Lead |  |  |  | Assumed
MTR_028304 | 22159 132ND AVE SE | TL 63 9-22-5 |  |  | Non-Lead - Other | Unknown |  | 0 | Statistical analysis |  |  |  |  | Non-Lead - Other |  |  | Statistical analysis |  |  |  |  | Non-Lead |  |  |  | Assumed
MTR_017078 | 17807 114TH PL SE | LOT 13 BELTERRA #10 |  |  | Non-Lead - Other | No | 1996-03-12 | 0 | Installation date is after the lead ban |  |  |  |  | Non-Lead - Other |  |  | Installation date is after the lead ban |  |  |  |  | Non-Lead |  |  |  | Domestic
MTR_028162 | 22202 131ST AVE SE | LOT 19 MATHESON PARK #2 |  |  | Non-Lead - Other | No | 1995-07-21 | 0 | Installation date is after the lead ban |  |  |  |  | Non-Lead Plastic |  |  | Field inspection only with no records | Yes | Visual inspection at meter pit | 2022-12-30 |  | Non-Lead |  |  |  | Domestic
MTR_017075 | 17733 114TH PL SE | LOT 11 BELTERRA #10 |  |  | Non-Lead Plastic | No | 1996-03-12 | 0 | Field inspection only with no records | Yes | Visual inspection at meter pit | 2023-07-30 |  | Non-Lead Plastic |  |  | Field inspection only with no records | Yes | Visual inspection at meter pit | 2023-07-30 |  | Non-Lead |  |  |  | Domestic
MTR_028163 | 22210 131ST AVE SE | LOT 17 MATHESON PARK #2 |  |  | Non-Lead - Other | No | 1995-07-21 | 0 | Installation date is after the lead ban |  |  |  |  | Non-Lead - Other |  |  | Installation date is after the lead ban |  |  |  |  | Non-Lead |  |  |  | Domestic
MTR_020433 | 10104 SE 207TH ST | LOT 10 MAYVILLA PARK #2 |  |  | Non-Lead - Other | Unknown |  | 0 | Statistical analysis |  |  |  |  | Non-Lead - Other |  |  | Statistical analysis |  |  |  |  | Non-Lead |  |  |  | Assumed
MTR_017172 | 18335 108TH PL SE | LOT 42 MAPLE GLEN |  |  | Non-Lead - Other | No | 1977-03-18 | 0 | Installation date is after the lead ban |  |  |  |  | Non-Lead - Other |  |  | Installation date is after the lead ban |  |  |  |  | Non-Lead |  |  |  | Domestic
MTR_030025 | 16317 127TH AVE SE | L15 BK3 CASCADE VISTA #7 |  |  | Non-Lead - Other | No | 2016-06-22 | 0.75 | Rectified Plan |  |  |  |  | Non-Lead - Other |  |  | Statistical analysis |  |  |  |  | Non-Lead |  |  |  | Domestic
MTR_020571 | 19658 105TH AVE SE | L18 DONNYBROOK MANOR |  |  | Non-Lead - Other | Unknown |  | 0 | Statistical analysis |  |  |  |  | Non-Lead - Other |  |  | Statistical analysis |  |  |  |  | Non-Lead |  |  |  | Assumed
MTR_017171 | 18336 108TH PL SE | LOT 43 MAPLE GLEN |  |  | Non-Lead - Other | No | 1977-03-18 | 0 | Installation date is after the lead ban |  |  |  |  | Non-Lead - Other |  |  | Installation date is after the lead ban |  |  |  |  | Non-Lead |  |  |  | Domestic
MTR_030031 | 12717 SE 163RD ST | L 1 B 2 CASCADE VISTA 5 |  |  | Non-Lead - Other | No | 2016-06-22 | 0.75 | Rectified Plan |  |  |  |  | Non-Lead - Other |  |  | Statistical analysis |  |  |  |  | Non-Lead |  |  |  | Domestic
MTR_015978 | 146TH AVE SE & SE 188TH WAY | 146TH AVE SE & SE 188TH WAY |  |  | Non-Lead - Other | Unknown |  | 0.75 | Statistical analysis |  |  |  |  | Non-Lead - Other |  |  | Statistical analysis |  |  |  |  | Non-Lead |  |  |  | Assumed
MTR_019139 | 18629 108TH AVE SE | E 98 TL 221 SEC 32-23-5 |  |  | Non-Lead - Other | Unknown |  | 0 | Statistical analysis |  |  |  |  | Non-Lead - Other |  |  | Statistical analysis |  |  |  |  | Non-Lead |  |  |  | Assumed
MTR_030029 | 16310 127TH AVE SE | LOT 2 BLOCK 4 CASCADE VISTA #7 |  |  | Non-Lead - Other | No | 2016-06-22 | 0.75 | Rectified Plan |  |  |  |  | Non-Lead - Other |  |  | Statistical analysis |  |  |  |  | Non-Lead |  |  |  | Domestic
MTR_019282 | 19805 98TH AVE S | L4 ORCHARD LANE |  |  | Copper | Unknown |  | 0 | Relative Placement | Yes | Visual inspection at the meter pit | 2024-01-29 |  | Non-Lead Plastic |  |  | Field inspection only with no records | Yes | Visual inspection at the meter pit | 2024-01-29 |  | Non-Lead |  |  |  | Assumed
MTR_019140 | 18615 108TH AVE SE | TL 89 SEC 32-23-5 |  |  | Non-Lead Plastic | Unknown |  | 0 | Field inspection only with no records | Yes | Visual inspection at meter pit | 2023-08-09 |  | Non-Lead Plastic |  |  | Field inspection only with no records | Yes | Visual inspection at meter pit | 2023-08-09 |  | Non-Lead |  |  |  | Assumed
MTR_024264 | 11012 SE 214TH ST | LOT 4 EAST BENSON HILLS |  |  | Non-Lead - Other | No |  | 0 | Installation date is after the lead ban |  |  |  |  | Non-Lead - Other |  |  | Installation date is after the lead ban |  |  |  |  | Non-Lead |  |  |  | Assumed
MTR_019141 | 18617 108TH AVE SE | W 70 TL 221 SEC 32-23-5 |  |  | Non-Lead - Other | Unknown |  | 0 | Statistical analysis |  |  |  |  | Non-Lead - Other |  |  | Statistical analysis |  |  |  |  | Non-Lead |  |  |  | Assumed
MTR_027958 | 12002 SE 218TH PL | LOT 32 CROWN ROYAL |  |  | Non-Lead - Other | No |  | 0 | Installation date is after the lead ban |  |  |  |  | Non-Lead - Other |  |  | Installation date is after the lead ban |  |  |  |  | Non-Lead |  |  |  | Assumed
MTR_028861 | 10867 SE 217TH ST | L6 B2 TWIN MAPLES |  |  | Non-Lead - Other | Unknown |  | 0 | Statistical analysis |  |  |  |  | Non-Lead - Other |  |  | Statistical analysis |  |  |  |  | Non-Lead |  |  |  | Assumed
MTR_018597 | 20446 96TH WAY S | LOT 28 CHESTNUT RIDGE #2 |  |  | Non-Lead - Other | No |  | 0 | Installation date is after the lead ban |  |  |  |  | Non-Lead - Other |  |  | Installation date is after the lead ban |  |  |  |  | Non-Lead |  |  |  | Domestic
MTR_027959 | 21736 120TH AVE SE | LOT 33 CROWN ROYAL |  |  | Non-Lead - Other | No |  | 0 | Installation date is after the lead ban |  |  |  |  | Non-Lead - Other |  |  | Installation date is after the lead ban |  |  |  |  | Non-Lead |  |  |  | Assumed
MTR_019318 | 19901 97TH AVE S | L17 MALABAR HILLS #1 |  |  | Non-Lead - Other | No |  | 0 | Installation date is after the lead ban |  |  |  |  | Non-Lead - Other |  |  | Installation date is after the lead ban |  |  |  |  | Non-Lead |  |  |  | Assumed
MTR_019284 | 19825 98TH AVE S | L2 ORCHARD LANE |  |  | Non-Lead - Other | Unknown |  | 0 | Statistical analysis |  |  |  |  | Non-Lead - Other |  |  | Statistical analysis |  |  |  |  | Non-Lead |  |  |  | Assumed
MTR_027960 | 21730 120TH AVE SE | LOT 36 CROWN ROYAL |  |  | Non-Lead - Other | No |  | 0 | Installation date is after the lead ban |  |  |  |  | Non-Lead - Other |  |  | Installation date is after the lead ban |  |  |  |  | Non-Lead |  |  |  | Assumed
MTR_017751 | 10834 SE 182ND ST | L5 BLK1 BENSON TERR. #4 |  |  | Non-Lead - Other | Unknown |  | 0 | Statistical analysis |  |  |  |  | Non-Lead - Other |  |  | Statistical analysis |  |  |  |  | Non-Lead |  |  |  | Assumed
MTR_019286 | 19803 98TH AVE S | L5 ORCHARD LANE |  |  | Non-Lead - Other | Unknown |  | 0 | Statistical analysis |  |  |  |  | Non-Lead - Other |  |  | Statistical analysis |  |  |  |  | Non-Lead |  |  |  | Assumed
MTR_028250 | 12801 SE 221ST PL | LOT 1 SUMMER GLEN EAST |  |  | Non-Lead Plastic | No | 1995-08-28 | 0 | Field inspection only with no records | Yes | Visual inspection at meter pit | 2023-09-02 |  | Non-Lead Plastic |  |  | Field inspection only with no records | Yes | Visual inspection at meter pit | 2023-09-02 |  | Non-Lead |  |  |  | Domestic
MTR_017753 | 10826 SE 182ND ST | L4 BLK1 BENSON TERR. #4 |  |  | Non-Lead - Other | Unknown |  | 0 | Statistical analysis |  |  |  |  | Non-Lead - Other |  |  | Statistical analysis |  |  |  |  | Non-Lead |  |  |  | Assumed
MTR_006473 | 16312 120TH AVE SE | L 3 B 3 CASCADE HILLS 2 |  |  | Non-Lead - Other | No | 2006-08-31 | 1 | Rectified Plan |  |  |  |  | Non-Lead - Other |  |  | Statistical analysis |  |  |  |  | Non-Lead |  |  |  | Domestic
MTR_028566 | 12621 SE 221ST PL | LOT 73 SUMMERGLEN #2 |  |  | Non-Lead - Other | No |  | 0 | Installation date is after the lead ban |  |  |  |  | Non-Lead - Other |  |  | Installation date is after the lead ban |  |  |  |  | Non-Lead |  |  |  | Domestic
MTR_017755 | 18115 110TH AVE SE | L8 BLK1 BENSON TERR. #4 |  |  | Non-Lead - Other | Unknown |  | 0 | Statistical analysis |  |  |  |  | Non-Lead - Other |  |  | Statistical analysis |  |  |  |  | Non-Lead |  |  |  | Assumed
MTR_017756 | 10931 SE 181ST ST | L8 BLK2 BENSON TERR. #1 |  |  | Non-Lead - Other | Unknown |  | 0 | Statistical analysis |  |  |  |  | Non-Lead - Other |  |  | Statistical analysis |  |  |  |  | Non-Lead |  |  |  | Assumed
MTR_028251 | 12805 SE 221ST PL | LOT 2 SUMMER GLEN EAST |  |  | Non-Lead - Other | No | 1995-08-28 | 0 | Installation date is after the lead ban |  |  |  |  | Non-Lead - Other |  |  | Installation date is after the lead ban |  |  |  |  | Non-Lead |  |  |  | Domestic
MTR_017758 | 17809 113TH PL SE | L 11 HIGH CHAPARRAL |  |  | Non-Lead Plastic | No |  | 0 | Field inspection only with no records | Yes | Visual inspection at meter pit | 2023-07-29 |  | Non-Lead Plastic |  |  | Field inspection only with no records | Yes | Visual inspection at meter pit | 2023-07-29 |  | Non-Lead |  |  |  | Assumed
MTR_006474 | 16165 120TH AVE SE | L 26 B 2 CASCADE HILLS 2 |  |  | Non-Lead - Other | No | 2006-08-31 | 1 | Rectified Plan |  |  |  |  | Non-Lead - Other |  |  | Statistical analysis |  |  |  |  | Non-Lead |  |  |  | Domestic
MTR_028620 | 12410 SE 217TH CT | LOT 36 PARKWAY ESTATES |  |  | Non-Lead - Other | No | 1978-07-26 | 0 | Installation date is after the lead ban |  |  |  |  | Non-Lead - Other |  |  | Installation date is after the lead ban |  |  |  |  | Non-Lead |  |  |  | Domestic
MTR_017760 | 17751 113TH PL SE | L 9 HIGH CHAPARRAL |  |  | Non-Lead - Other | No |  | 0 | Installation date is after the lead ban |  |  |  |  | Non-Lead - Other |  |  | Installation date is after the lead ban |  |  |  |  | Non-Lead |  |  |  | Assumed
MTR_006476 | 16328 120TH AVE SE | L 1 B 3 CASCADE HILLS 2 |  |  | Non-Lead - Other | No | 2006-08-31 | 1 | Rectified Plan |  |  |  |  | Non-Lead - Other |  |  | Statistical analysis |  |  |  |  | Non-Lead |  |  |  | Domestic
MTR_028622 | 12404 SE 217TH CT | LOT 37 PARKWAY ESTATES |  |  | Non-Lead Plastic | No | 1978-07-26 | 0 | Field inspection only with no records | Yes | Visual inspection at meter pit | 2023-10-21 |  | Non-Lead Plastic |  |  | Field inspection only with no records | Yes | Visual inspection at meter pit | 2023-10-21 |  | Non-Lead |  |  |  | Domestic
MTR_017761 | 17725 113TH PL SE | LOT 6 HIGH CHAPARROL |  |  | Non-Lead Plastic | No |  |  | Field inspection only with no records | Yes | Visual inspection at meter pit | 2023-07-29 |  | Non-Lead Plastic |  |  | Field inspection only with no records | Yes | Visual inspection at meter pit | 2023-07-29 |  | Non-Lead
MTR_006477 | 16153 120TH AVE SE | L 24 B 2 CASCADE HILLS 2 |  |  | Non-Lead - Other | No | 2006-08-31 | 1 | Rectified Plan |  |  |  |  | Non-Lead - Other |  |  | Statistical analysis |  |  |  |  | Non-Lead |  |  |  | Domestic
MTR_028623 | 12413 SE 217TH CT | LOT 35 PARKWAY ESTATES |  |  | Non-Lead - Other | No | 1978-07-26 | 0 | Installation date is after the lead ban |  |  |  |  | Non-Lead - Other |  |  | Installation date is after the lead ban |  |  |  |  | Non-Lead |  |  |  | Domestic
MTR_017762 | 17713 113TH PL SE | L 3 HIGH CHAPARRAL |  |  | Non-Lead Plastic | No |  | 0 | Field inspection only with no records | Yes | Visual inspection at meter pit | 2023-01-21 |  | Non-Lead Plastic |  |  | Field inspection only with no records | Yes | Visual inspection at meter pit | 2023-01-21 |  | Non-Lead |  |  |  | Assumed
MTR_026844 | 13305 SE 227TH PL | LOT 41 FERN CREST AKA MEADOW RIDGE |  |  | Non-Lead - Other | No | 2005-06-17 | 0 | Installation date is after the lead ban |  |  |  |  | Non-Lead - Other |  |  | Installation date is after the lead ban |  |  |  |  | Non-Lead |  |  |  | Domestic
MTR_028624 | 12409 SE 217TH CT | LOT34 PARKWAY ESTATES |  |  | Non-Lead - Other | No | 1978-07-26 | 0 | Installation date is after the lead ban |  |  |  |  | Non-Lead - Other |  |  | Installation date is after the lead ban |  |  |  |  | Non-Lead |  |  |  | Domestic
MTR_019023 | 10314 SE 190TH PL | LOT 3 PANTHER MEADOW |  |  | Non-Lead Plastic | No | 1989-06-05 | 0 | Field inspection only with no records | Yes | Visual inspection at meter pit | 2023-08-19 |  | Non-Lead Plastic |  |  | Field inspection only with no records | Yes | Visual inspection at meter pit | 2023-08-19 |  | Non-Lead |  |  |  | Domestic
MTR_008448 | 22224 118TH AVE SE | L118 MEADOWGREEN EST |  |  | Non-Lead - Other | No |  | 0 | Installation date is after the lead ban |  |  |  |  | Non-Lead - Other |  |  | Installation date is after the lead ban |  |  |  |  | Non-Lead |  |  |  | Domestic
MTR_019025 | 19005 103RD PL SE | LOT 1 PANTHER MEADOW |  |  | Non-Lead Plastic | No | 1989-06-05 | 0 | Field inspection only with no records | Yes | Visual inspection at meter pit | 2023-08-19 |  | Non-Lead Plastic |  |  | Field inspection only with no records | Yes | Visual inspection at meter pit | 2023-08-19 |  | Non-Lead |  |  |  | Domestic
MTR_026845 | 13279 SE 227TH PL | LOT 42 FERN CREST AKA MEADOW RIDGE |  |  | Non-Lead - Other | No | 2005-06-17 | 0 | Installation date is after the lead ban |  |  |  |  | Non-Lead - Other |  |  | Installation date is after the lead ban |  |  |  |  | Non-Lead |  |  |  | Domestic
MTR_027962 | 11818 SE 222ND CT | L121 MEADOWGREEN ESTATES |  |  | Non-Lead Plastic | No |  | 0 | Field inspection only with no records | Yes | Visual inspection at meter pit | 2023-09-02 |  | Non-Lead Plastic |  |  | Field inspection only with no records | Yes | Visual inspection at meter pit | 2023-09-02 |  | Non-Lead |  |  |  | Domestic
MTR_019029 | 18865 103RD CT SE | LOT 4 BERGSMA SHORT PLAT |  |  | Non-Lead Plastic | No | 1980-09-01 | 0 | Field inspection only with no records | Yes | Visual inspection at meter pit | 2023-11-30 |  | Non-Lead - Other |  |  | Installation date is after the lead ban |  |  |  |  | Non-Lead |  |  |  | Assumed
MTR_026846 | 13271 SE 227TH PL | LOT 43 FERN CREST AKA MEADOW RIDGE |  |  | Non-Lead Plastic | No | 2005-06-17 | 0 | Field inspection only with no records | Yes | Visual inspection at meter pit | 2023-10-27 |  | Non-Lead Plastic |  |  | Field inspection only with no records | Yes | Visual inspection at meter pit | 2023-10-27 |  | Non-Lead |  |  |  | Domestic
MTR_028364 | 12828 SE 218TH PL | LOT 2 KING CO SHORT PLAT #S90S0351 |  |  | Non-Lead Plastic | No |  | 0 | Field inspection only with no records | Yes | Visual inspection at meter pit | 2023-09-09 |  | Non-Lead Plastic |  |  | Field inspection only with no records | Yes | Visual inspection at meter pit | 2023-09-09 |  | Non-Lead |  |  |  | Assumed
MTR_025613 | 21415 129TH PL SE | LOT 36 HILLSHIRE TERRACE |  |  | Non-Lead - Other | No | 1995-09-19 | 0 | Installation date is after the lead ban |  |  |  |  | Non-Lead - Other |  |  | Installation date is after the lead ban |  |  |  |  | Non-Lead |  |  |  | Domestic
MTR_026847 | 13267 SE 227TH ST | LOT 77 FERN CREST AKA MEADOW RIDGE |  |  | Non-Lead Plastic | No | 2005-06-17 | 0 | Field inspection only with no records | Yes | Visual inspection at meter pit | 2023-10-27 |  | Non-Lead Plastic |  |  | Field inspection only with no records | Yes | Visual inspection at meter pit | 2023-10-27 |  | Non-Lead |  |  |  | Domestic
MTR_028343 | 21715 130TH AVE SE | LOT 26 WIMBLEDON RIDGE |  |  | Non-Lead - Other | No |  | 0 | Installation date is after the lead ban |  |  |  |  | Non-Lead - Other |  |  | Installation date is after the lead ban |  |  |  |  | Non-Lead |  |  |  | Assumed
MTR_025243 | 12513 SE 212TH PL | L347 GLENCARIN #2 |  |  | Non-Lead - Other | No | 1968-07-31 | 0 | Installation date is after the lead ban |  |  |  |  | Non-Lead - Other |  |  | Installation date is after the lead ban |  |  |  |  | Non-Lead |  |  |  | Domestic
MTR_020574 | 19625 104TH AVE SE | LOT 2 PARKRIDGE EAST 1 |  |  | Non-Lead - Other | No |  | 0.75 | Installation date is after the lead ban |  |  |  |  | Non-Lead - Other |  |  | Installation date is after the lead ban |  |  |  |  | Non-Lead |  |  |  | Assumed
MTR_028413 | 12522 SE 217TH PL | LOT 84 PARKWAY ESTATES |  |  | Non-Lead Plastic | No | 1978-07-26 | 0 | Field inspection only with no records | Yes | Visual inspection at meter pit | 2023-09-09 |  | Non-Lead Plastic |  |  | Field inspection only with no records | Yes | Visual inspection at meter pit | 2023-09-09 |  | Non-Lead |  |  |  | Domestic
MTR_025615 | 13012 SE 214TH WAY | LOT 8 HILLSHIRE TERRACE |  |  | Non-Lead - Other | No | 1995-09-19 | 0 | Installation date is after the lead ban |  |  |  |  | Non-Lead Plastic |  |  | Field inspection only with no records | Yes | Visual inspection at meter pit | 2023-01-14 |  | Non-Lead |  |  |  | Domestic
MTR_020575 | 19825 104TH AVE SE | LOT 11 PARKRIDGE EAST #1 |  |  | Non-Lead - Other | No |  | 0 | Installation date is after the lead ban |  |  |  |  | Non-Lead - Other |  |  | Installation date is after the lead ban |  |  |  |  | Non-Lead |  |  |  | Domestic
MTR_020578 | 19817 104TH AVE SE | LOT 10 PARKRIDGE EAST #1 |  |  | Non-Lead - Other | No |  | 0 | Installation date is after the lead ban |  |  |  |  | Non-Lead - Other |  |  | Installation date is after the lead ban |  |  |  |  | Non-Lead |  |  |  | Domestic
MTR_028414 | 12511 SE 217TH ST | LOT 89 PARKWAY ESTATES |  |  | Non-Lead - Other | No | 1978-07-26 | 0 | Installation date is after the lead ban |  |  |  |  | Non-Lead - Other |  |  | Installation date is after the lead ban |  |  |  |  | Non-Lead |  |  |  | Domestic
MTR_020580 | 19659 104TH AVE SE | LOT 7 PARKRIDGE EAST #1 |  |  | Non-Lead - Other | No |  | 0 | Installation date is after the lead ban |  |  |  |  | Non-Lead - Other |  |  | Installation date is after the lead ban |  |  |  |  | Non-Lead |  |  |  | Domestic
MTR_017173 | 18331 108TH PL SE | LOT 41 MAPLE GLEN |  |  | Non-Lead - Other | No | 1977-03-18 | 0 | Installation date is after the lead ban |  |  |  |  | Non-Lead - Other |  |  | Installation date is after the lead ban |  |  |  |  | Non-Lead |  |  |  | Domestic
MTR_028415 | 21716 125TH AVE SE | LOT 87 PARKWAY ESTATES |  |  | Non-Lead - Other | No | 1978-07-26 | 0 | Installation date is after the lead ban |  |  |  |  | Non-Lead - Other |  |  | Installation date is after the lead ban |  |  |  |  | Non-Lead |  |  |  | Domestic
MTR_020386 | 10001 SE 202ND ST | LOT 8 ALDERWOOD |  |  | Non-Lead - Other | No |  | 0 | Installation date is after the lead ban |  |  |  |  | Non-Lead - Other |  |  | Installation date is after the lead ban |  |  |  |  | Non-Lead |  |  |  | Assumed
MTR_017763 | 11012 SE 182ND ST | L2 BLK2 BENSON TERR. #4 |  |  | Non-Lead Plastic | Unknown |  | 0 | Field inspection only with no records | Yes | Visual inspection at meter pit | 2023-08-11 |  | Non-Lead Plastic |  |  | Field inspection only with no records | Yes | Visual inspection at meter pit | 2023-08-11 |  | Non-Lead |  |  |  | Assumed
MTR_028416 | 12516 SE 217TH PL | L 85 PARKWAY ESTATES |  |  | Non-Lead Plastic | No | 1978-07-26 | 0 | Field inspection only with no records | Yes | Visual inspection at meter pit | 2023-09-09 |  | Non-Lead Plastic |  |  | Field inspection only with no records | Yes | Visual inspection at meter pit | 2023-09-09 |  | Non-Lead |  |  |  | Domestic
MTR_006496 | 16145 120TH AVE SE | L 23 B 2 CASCADE HILLS 2 |  |  | Non-Lead - Other | No | 2006-08-31 | 1 | Rectified Plan |  |  |  |  | Non-Lead - Other |  |  | Statistical analysis |  |  |  |  | Non-Lead |  |  |  | Domestic
MTR_017764 | 18116 110TH AVE SE | L1 BLK2 BENSON TERR. #4 |  |  | Non-Lead - Other | Unknown |  | 0 | Statistical analysis |  |  |  |  | Non-Lead - Other |  |  | Statistical analysis |  |  |  |  | Non-Lead |  |  |  | Assumed
MTR_028417 | 12517 SE 217TH ST | L 90 PARKWAY ESTATES |  |  | Non-Lead Plastic | No | 1978-07-26 | 0 | Field inspection only with no records | Yes | Visual inspection at meter pit | 2023-09-09 |  | Non-Lead Plastic |  |  | Field inspection only with no records | Yes | Visual inspection at meter pit | 2023-09-09 |  | Non-Lead |  |  |  | Domestic
MTR_017170 | 18332 108TH PL SE | LOT 44 MAPLE GLEN |  |  | Non-Lead - Other | No | 1977-03-18 | 0 | Installation date is after the lead ban |  |  |  |  | Non-Lead - Other |  |  | Installation date is after the lead ban |  |  |  |  | Non-Lead |  |  |  | Domestic
MTR_017765 | 17917 116TH AVE SE | TAX LOT 179 E 1/2 32-23-5 |  |  | Non-Lead Plastic | Unknown |  | 0 | Relative Placement | Yes | Visual inspection at the meter pit | 2024-02-14 |  | Copper |  |  | Field inspection only with no records | Yes | Visual inspection at the meter pit | 2024-02-14 |  | Non-Lead |  |  |  | Assumed
MTR_028348 | 21704 129TH AVE SE | LOT 11 WIMBLEDON RIDGE |  |  | Non-Lead Plastic | No | 1995-08-28 | 0 | Field inspection only with no records | Yes | Visual inspection at meter pit | 2023-09-09 |  | Non-Lead Plastic |  |  | Field inspection only with no records | Yes | Visual inspection at meter pit | 2023-09-09 |  | Non-Lead |  |  |  | Domestic
MTR_020357 | 20038 104TH PL SE | TL 18 W1/2 5-22-5 |  |  | Non-Lead - Other | Unknown |  | 0 | Statistical analysis |  |  |  |  | Non-Lead - Other |  |  | Statistical analysis |  |  |  |  | Non-Lead |  |  |  | Assumed
MTR_028568 | 12408 SE 221ST PL | LOT 99 SUMMERGLEN 2 |  |  | Non-Lead - Other | No |  | 5.25 | Installation date is after the lead ban |  |  |  |  | Non-Lead - Other |  |  | Installation date is after the lead ban |  |  |  |  | Non-Lead |  |  |  | Hydrant
MTR_019844 | 18504 112TH AVE SE | TAX LOT 287 SEC 32-23-5 |  |  | Non-Lead - Other | No |  | 0 | Installation date is after the lead ban |  |  |  |  | Non-Lead - Other |  |  | Installation date is after the lead ban |  |  |  |  | Non-Lead |  |  |  | Assumed
MTR_017766 | 11424 SE 180TH PL | L4 BLK2 BANKERS 1ST |  |  | Non-Lead - Other | Unknown |  | 0 | Statistical analysis |  |  |  |  | Non-Lead - Other |  |  | Statistical analysis |  |  |  |  | Non-Lead |  |  |  | Assumed
MTR_028586 | 22110 124TH AVE SE | LOT 60 SUMMERGLEN #1 |  |  | Non-Lead - Other | No |  | 0 | Installation date is after the lead ban |  |  |  |  | Non-Lead - Other |  |  | Installation date is after the lead ban |  |  |  |  | Non-Lead |  |  |  | Domestic
MTR_020278 | 20708 106TH PL SE | L 10 B2 JO-VEL MANOR |  |  | Non-Lead - Other | Unknown |  | 0 | Statistical analysis |  |  |  |  | Non-Lead Plastic |  |  | Field inspection only with no records | Yes | Visual inspection at meter pit | 2023-01-07 |  | Non-Lead |  |  |  | Domestic
MTR_029650 | 11275 SE 224TH PL | LOT 13 WILLIAMSBERG ESTATES |  |  | Non-Lead - Other | No | 2000-10-04 | 0 | Installation date is after the lead ban |  |  |  |  | Non-Lead - Other |  |  | Installation date is after the lead ban |  |  |  |  | Non-Lead |  |  |  | Domestic
MTR_028569 | 12402 SE 221ST PL | LOT 59 SUMMERGLEN #1 |  |  | Non-Lead - Other | No |  | 0 | Installation date is after the lead ban |  |  |  |  | Non-Lead - Other |  |  | Installation date is after the lead ban |  |  |  |  | Non-Lead |  |  |  | Domestic
MTR_020581 | 19645 104TH AVE SE | L5 PARKRIDGE EAST |  |  | Non-Lead - Other | No |  | 0 | Installation date is after the lead ban |  |  |  |  | Non-Lead - Other |  |  | Installation date is after the lead ban |  |  |  |  | Non-Lead |  |  |  | Domestic
MTR_017767 | 17925 116TH AVE SE | TAX LOT 1 S-T-R 32 23 5 |  |  | Non-Lead Plastic | Unknown |  | 0 | Field inspection only with no records | Yes | Visual inspection at meter pit | 2023-07-30 |  | Non-Lead Plastic |  |  | Field inspection only with no records | Yes | Visual inspection at meter pit | 2023-07-30 |  | Non-Lead |  |  |  | Assumed
MTR_028571 | 12504 SE 221ST PL | LOT 96 SUMMERGLEN #2 |  |  | Non-Lead - Other | No |  | 5.25 | Installation date is after the lead ban |  |  |  |  | Non-Lead - Other |  |  | Installation date is after the lead ban |  |  |  |  | Non-Lead |  |  |  | Hydrant
MTR_020582 | 19633 104TH AVE SE | LOT 3 PARKRIDGE EAST |  |  | Non-Lead - Other | No |  | 0 | Installation date is after the lead ban |  |  |  |  | Non-Lead - Other |  |  | Installation date is after the lead ban |  |  |  |  | Non-Lead |  |  |  | Domestic
MTR_017768 | 18001 110TH AVE SE | L4 BLK1 BENSON TERR. #3 |  |  | Non-Lead Plastic | Unknown |  | 0 | Field inspection only with no records | Yes | Visual inspection at meter pit | 2023-07-30 |  | Non-Lead Plastic |  |  | Field inspection only with no records | Yes | Visual inspection at meter pit | 2023-07-30 |  | Non-Lead |  |  |  | Assumed
MTR_028572 | 12420 SE 221ST PL | LOT 97 SUMMERGLEN #2 |  |  | Non-Lead - Other | No |  | 5.25 | Installation date is after the lead ban |  |  |  |  | Galvanized Requiring Replacement |  |  | Field inspection only with no records | Yes | Visual inspection at meter pit | 2023-08-17 |  | Galvanized Requiring Replacement |  |  |  | Hydrant
MTR_020583 | 19639 104TH AVE SE | LOT 4 PARKRIDGE EAST |  |  | Non-Lead - Other | No |  | 0 | Installation date is after the lead ban |  |  |  |  | Non-Lead - Other |  |  | Installation date is after the lead ban |  |  |  |  | Non-Lead |  |  |  | Domestic
MTR_017769 | 18004 112TH AVE SE | L18 BLK2 BANKERS 1ST |  |  | Non-Lead Plastic | Unknown |  | 0 | Relative Placement | Yes | Visual inspection at the meter pit | 2024-02-15 |  | Non-Lead Plastic |  |  | Field inspection only with no records | Yes | Visual inspection at the meter pit | 2024-02-15 |  | Non-Lead |  |  |  | Assumed
MTR_017770 | 18016 112TH AVE SE | L16 BLK2 BANKERS 1ST. |  |  | Non-Lead Plastic | No |  | 0 | Field inspection only with no records | Yes | Visual inspection at meter pit | 2023-07-30 |  | Non-Lead Plastic |  |  | Field inspection only with no records | Yes | Visual inspection at meter pit | 2023-07-30 |  | Non-Lead |  |  |  | Assumed
MTR_020584 | 19653 104TH AVE SE | LOT 6 PARKRIDGE EAST 1 |  |  | Non-Lead - Other | No |  | 0 | Installation date is after the lead ban |  |  |  |  | Non-Lead - Other |  |  | Installation date is after the lead ban |  |  |  |  | Non-Lead |  |  |  | Domestic
MTR_028418 | 12535 SE 217TH ST | LOT 93 PARKWAY ESTATES |  |  | Non-Lead Plastic | No | 1978-07-26 | 0 | Field inspection only with no records | Yes | Visual inspection at meter pit | 2023-09-09 |  | Non-Lead Plastic |  |  | Field inspection only with no records | Yes | Visual inspection at meter pit | 2023-09-09 |  | Non-Lead |  |  |  | Domestic
MTR_018632 | 20530 97TH AVE S | LOT 22 CHESTNUT RIDGE #1 |  |  | Non-Lead - Other | No |  | 0 | Installation date is after the lead ban |  |  |  |  | Non-Lead - Other |  |  | Installation date is after the lead ban |  |  |  |  | Non-Lead |  |  |  | Domestic
MTR_028419 | 12543 SE 217TH ST | LOT 95 PARKWAY ESTATES |  |  | Non-Lead Plastic | No | 1978-07-26 | 0 | Field inspection only with no records | Yes | Visual inspection at meter pit | 2023-09-11 |  | Galvanized Requiring Replacement |  |  | Field inspection only with no records | Yes | Visual inspection at meter pit | 2023-09-11 |  | Galvanized Requiring Replacement |  |  |  | Domestic
MTR_018639 | 20524 97TH AVE S | LOT 23 CHESTNUT RIDGE #1 |  |  | Non-Lead - Other | No |  | 0 | Installation date is after the lead ban |  |  |  |  | Non-Lead - Other |  |  | Installation date is after the lead ban |  |  |  |  | Non-Lead |  |  |  | Domestic
MTR_028420 | 12529 SE 217TH ST | LOT 92 PARKWAY ESTATES |  |  | Non-Lead - Other | No | 1978-07-26 | 0 | Installation date is after the lead ban |  |  |  |  | Non-Lead - Other |  |  | Installation date is after the lead ban |  |  |  |  | Non-Lead |  |  |  | Domestic
MTR_019347 | 9218 S 200TH ST | PTN TR4 SPRNGBRK ACRE TR |  |  | Non-Lead - Other | Unknown |  | 0 | Statistical analysis |  |  |  |  | Non-Lead - Other |  |  | Statistical analysis |  |  |  |  | Non-Lead |  |  |  | Assumed
MTR_028421 | 12539 SE 217TH ST | LOT 94 PARKWAY ESTATES |  |  | Non-Lead - Other | No | 1978-07-26 | 0 | Installation date is after the lead ban |  |  |  |  | Non-Lead - Other |  |  | Installation date is after the lead ban |  |  |  |  | Non-Lead |  |  |  | Domestic
MTR_018400 | 20403 92ND AVE S | TAX LOT 105 6-22-5 |  |  | Non-Lead - Other | Unknown |  | 0 | Statistical analysis |  |  |  |  | Non-Lead - Other |  |  | Statistical analysis |  |  |  |  | Non-Lead |  |  |  | Hydrant
MTR_028422 | 12540 SE 217TH ST | LOT 96 PARKWAY ESTATES |  |  | Non-Lead - Other | No | 1978-07-26 | 0 | Installation date is after the lead ban |  |  |  |  | Non-Lead - Other |  |  | Installation date is after the lead ban |  |  |  |  | Non-Lead |  |  |  | Domestic
MTR_019348 | 19919 TALBOT RD S | L13 BLK 2 SPRINGBROOK RANCHETTES |  |  | Non-Lead - Other | No |  | 0 | Installation date is after the lead ban |  |  |  |  | Non-Lead - Other |  |  | Installation date is after the lead ban |  |  |  |  | Non-Lead |  |  |  | Assumed
MTR_028423 | 12523 SE 217TH ST | L 91 PARKWAQY ESTATES |  |  | Non-Lead - Other | No | 1978-07-26 | 0 | Installation date is after the lead ban |  |  |  |  | Non-Lead - Other |  |  | Installation date is after the lead ban |  |  |  |  | Non-Lead |  |  |  | Domestic
MTR_018401 | 20261 92ND AVE S | 9902-005775 |  |  | Non-Lead - Other | No |  | 0 | Installation date is after the lead ban |  |  |  |  | Non-Lead - Other |  |  | Installation date is after the lead ban |  |  |  |  | Non-Lead |  |  |  | Domestic
MTR_011612 | 16315 131ST AVE SE | L 129 FAIRWOOD 9 |  |  | Non-Lead - Other | No |  | 1 | Installation date is after the lead ban |  |  |  |  | Non-Lead - Other |  |  | Installation date is after the lead ban |  |  |  |  | Non-Lead |  |  |  | Domestic
MTR_019288 | 19833 95TH AVE S | L9 SPRINGBROOK RANCHETTES #2 |  |  | Non-Lead - Other | Unknown |  | 0 | Statistical analysis |  |  |  |  | Non-Lead - Other |  |  | Statistical analysis |  |  |  |  | Non-Lead |  |  |  | Assumed
MTR_011611 | 16309 131ST AVE SE | L 128 FAIRWOOD 9 |  |  | Non-Lead - Other | No |  | 1 | Installation date is after the lead ban |  |  |  |  | Non-Lead - Other |  |  | Installation date is after the lead ban |  |  |  |  | Non-Lead |  |  |  | Domestic
MTR_019291 | 19911 97TH AVE S | L18 MALABAR HILLS#1 |  |  | Non-Lead - Other | Unknown |  | 0 | Statistical analysis |  |  |  |  | Non-Lead - Other |  |  | Statistical analysis |  |  |  |  | Non-Lead |  |  |  | Assumed
MTR_025538 | 12620 SE 214TH ST | L 46 GLENCARIN #3 |  |  | Non-Lead - Other | No |  | 0 | Installation date is after the lead ban |  |  |  |  | Non-Lead - Other |  |  | Installation date is after the lead ban |  |  |  |  | Non-Lead |  |  |  | Domestic
MTR_020542 | 20015 102ND PL SE | LOT 16 PARKRIDGE EAST 2 |  |  | Non-Lead - Other | No |  | 0 | Installation date is after the lead ban |  |  |  |  | Non-Lead - Other |  |  | Installation date is after the lead ban |  |  |  |  | Non-Lead |  |  |  | Domestic
MTR_020543 | 20005 102ND PL SE | LOT 15 PARKRIDGE EAST 2 |  |  | Non-Lead - Other | No |  | 0 | Installation date is after the lead ban |  |  |  |  | Non-Lead - Other |  |  | Installation date is after the lead ban |  |  |  |  | Non-Lead |  |  |  | Domestic
MTR_019351 | 9417 S 200TH ST | LOT 2 SHORT PLAT #881059R |  |  | Non-Lead - Other | No |  | 0 | Installation date is after the lead ban |  |  |  |  | Non-Lead - Other |  |  | Installation date is after the lead ban |  |  |  |  | Non-Lead |  |  |  | Assumed
MTR_018448 | 20130 93RD AVE S | TAX LOT 157 S-T-R 06-22-05 |  |  | Non-Lead - Other | Unknown |  | 0 | Statistical analysis |  |  |  |  | Non-Lead - Other |  |  | Statistical analysis |  |  |  |  | Non-Lead |  |  |  | Domestic
MTR_018715 | 20210 92ND AVE S | LOT 1 KCSP #883022 |  |  | Non-Lead - Other | No |  | 0 | Installation date is after the lead ban |  |  |  |  | Non-Lead - Other |  |  | Installation date is after the lead ban |  |  |  |  | Non-Lead |  |  |  | Assumed
MTR_020032 | 10720 SE 201ST ST | LOT 3 ARCON DIV #1 |  |  | Non-Lead - Other | No | 1978-07-26 | 0 | Installation date is after the lead ban |  |  |  |  | Non-Lead - Other |  |  | Installation date is after the lead ban |  |  |  |  | Non-Lead |  |  |  | Domestic
MTR_020039 | 10708 SE 201ST ST | LOT 5 ARCON DIV 1 |  |  | Non-Lead - Other | No | 1978-07-26 | 0 | Installation date is after the lead ban |  |  |  |  | Non-Lead - Other |  |  | Installation date is after the lead ban |  |  |  |  | Non-Lead |  |  |  | Domestic
MTR_020033 | 10732 SE 201ST ST | L1 ARCON DIVISION I |  |  | Non-Lead - Other | No | 1978-07-26 | 0 | Installation date is after the lead ban |  |  |  |  | Non-Lead - Other |  |  | Installation date is after the lead ban |  |  |  |  | Non-Lead |  |  |  | Domestic
MTR_020034 | 10714 SE 201ST ST | LOT 4 ARCON DIV.#1 |  |  | Non-Lead - Other | No | 1978-07-26 | 0 | Installation date is after the lead ban |  |  |  |  | Non-Lead - Other |  |  | Installation date is after the lead ban |  |  |  |  | Non-Lead |  |  |  | Domestic
MTR_020333 | 20017 108TH AVE SE | TAX LOT 190 SECTION 5-22-5 |  |  | Non-Lead - Other | Unknown |  | 0 | Statistical analysis |  |  |  |  | Non-Lead - Other |  |  | Statistical analysis |  |  |  |  | Non-Lead |  |  |  | Assumed
MTR_018556 | 20605 95TH AVE S | L3 B1 VALLEY VIEW HTS. 2 |  |  | Non-Lead - Other | No | 2011-03-01 | 0 | Rectified Plan |  |  |  |  | Non-Lead - Other |  |  | Statistical analysis |  |  |  |  | Non-Lead |  |  |  | Domestic
MTR_018736 | 20417 94TH AVE S | L 2 SHORT PLAT #477011 |  |  | Non-Lead - Other | No |  | 0 | Installation date is after the lead ban |  |  |  |  | Non-Lead Copper |  |  | Field inspection only with no records | Yes | Visual inspection at meter pit | 2023-01-10 |  | Non-Lead |  |  |  | Assumed
MTR_018557 | 9421 S 205TH PL | L 3 BLK 1 VALLEY VIEW 3 |  |  | Non-Lead - Other | No | 2011-03-01 | 0 | Installation date is after the lead ban |  |  |  |  | Non-Lead Copper |  |  | Field inspection only with no records | Yes | Visual inspection at meter pit | 2023-01-07 |  | Non-Lead |  |  |  | Domestic
MTR_020498 | 20035 103RD PL SE | L1 BLK2 CHERRY TERR |  |  | Non-Lead Plastic | Unknown |  | 0 | Relative Placement | Yes | Visual inspection at the meter pit | 2024-01-30 |  | Non-Lead Plastic |  |  | Field inspection only with no records | Yes | Visual inspection at the meter pit | 2024-01-30 |  | Non-Lead |  |  |  | Assumed
MTR_020499 | 20059 103RD PL SE | L4 BLK2 CHERRY TERR |  |  | Non-Lead - Other | Unknown |  | 0 | Statistical analysis |  |  |  |  | Non-Lead - Other |  |  | Statistical analysis |  |  |  |  | Non-Lead |  |  |  | Assumed
MTR_020372 | 20318 100TH AVE SE | L3 SHORT PLAT 781077 |  |  | Non-Lead - Other | No |  | 0 | Installation date is after the lead ban |  |  |  |  | Non-Lead - Other |  |  | Installation date is after the lead ban |  |  |  |  | Non-Lead |  |  |  | Assumed
MTR_019293 | 19643 SPRINGBROOK RD S | L18 SP BROOK RANCHETTES |  |  | Non-Lead - Other | No |  | 0 | Installation date is after the lead ban |  |  |  |  | Non-Lead - Other |  |  | Installation date is after the lead ban |  |  |  |  | Non-Lead |  |  |  | Assumed
MTR_019354 | 9604 S 200TH ST | E PTN TR5 SPBRK ACRE TRS |  |  | Non-Lead - Other | Unknown |  | 0 | Statistical analysis |  |  |  |  | Non-Lead - Other |  |  | Statistical analysis |  |  |  |  | Non-Lead |  |  |  | Assumed
MTR_019294 | 19653 TALBOT RD S | LOT 17 SPRINGBROOK RANCHETTES 1 |  |  | Non-Lead - Other | Unknown |  | 0 | Statistical analysis |  |  |  |  | Non-Lead - Other |  |  | Statistical analysis |  |  |  |  | Non-Lead |  |  |  | Assumed
MTR_019355 | 9518 S 200TH ST | L 2 KCSP 585094 |  |  | Non-Lead - Other | Unknown |  | 0 | Statistical analysis |  |  |  |  | Non-Lead - Other |  |  | Statistical analysis |  |  |  |  | Non-Lead |  |  |  | Assumed
MTR_020504 | 20051 103RD PL SE | L3 BLK2 CHERRY TERR |  |  | Non-Lead - Other | Unknown |  | 0 | Statistical analysis |  |  |  |  | Non-Lead - Other |  |  | Statistical analysis |  |  |  |  | Non-Lead |  |  |  | Assumed
MTR_020506 | 20253 103RD PL SE | L11 BLK2 CHERRY TERRACE |  |  | Non-Lead - Other | No |  | 0 | Installation date is after the lead ban |  |  |  |  | Non-Lead - Other |  |  | Installation date is after the lead ban |  |  |  |  | Non-Lead |  |  |  | Assumed
MTR_026849 | 13275 SE 227TH ST | LOT 78 FERN CREST AKA MEADOW RIDGE |  |  | Non-Lead - Other | No | 2005-06-17 | 0 | Installation date is after the lead ban |  |  |  |  | Non-Lead - Other |  |  | Installation date is after the lead ban |  |  |  |  | Non-Lead |  |  |  | Domestic
MTR_026851 | 13259 SE 227TH ST | LOT 76 FERN CREST AKA MEADROW RIDGE |  |  | Non-Lead - Other | No | 2005-06-17 | 0 | Installation date is after the lead ban |  |  |  |  | Non-Lead - Other |  |  | Installation date is after the lead ban |  |  |  |  | Non-Lead |  |  |  | Domestic
MTR_026852 | 13263 SE 227TH PL | LOT 44 FERN CREST AKA MEADOW RIDGE |  |  | Non-Lead - Other | No | 2005-06-17 | 0 | Installation date is after the lead ban |  |  |  |  | Non-Lead Plastic |  |  | Field inspection only with no records | Yes | Visual inspection at meter pit | 2023-11-08 |  | Non-Lead |  |  |  | Domestic
MTR_026853 | 13283 SE 227TH ST | LOT 79 FERN CREST AKA MEADOW RIDGE |  |  | Non-Lead Plastic | No | 2005-06-17 | 0 | Field inspection only with no records | Yes | Visual inspection at meter pit | 2023-10-27 |  | Non-Lead Plastic |  |  | Field inspection only with no records | Yes | Visual inspection at meter pit | 2023-10-27 |  | Non-Lead |  |  |  | Domestic
MTR_026854 | 13303 SE 227TH ST | LOT 80 FERN CREST AKA MEADOW RIDGE |  |  | Non-Lead - Other | No | 2005-06-17 | 0 | Installation date is after the lead ban |  |  |  |  | Non-Lead - Other |  |  | Installation date is after the lead ban |  |  |  |  | Non-Lead |  |  |  | Domestic
MTR_020318 | 20201 108TH AVE SE | TAX LOT 107 5-22-5 |  |  | Non-Lead - Other | Unknown |  | 0 | Statistical analysis |  |  |  |  | Non-Lead - Other |  |  | Statistical analysis |  |  |  |  | Non-Lead |  |  |  | Assumed
MTR_020035 | 10725 SE 201ST ST | LOT 12 ARCON DIV#1 |  |  | Non-Lead - Other | No | 1978-07-26 | 0 | Installation date is after the lead ban |  |  |  |  | Non-Lead - Other |  |  | Installation date is after the lead ban |  |  |  |  | Non-Lead |  |  |  | Domestic
MTR_020320 | 20221 108TH AVE SE | TAX LOT 21 SW 5-22-5 |  |  | Non-Lead - Other | Unknown |  | 0 | Statistical analysis |  |  |  |  | Non-Lead Plastic |  |  | Field inspection only with no records | Yes | Visual inspection at meter pit | 2023-01-07 |  | Non-Lead |  |  |  | Assumed
MTR_018526 | 9504 S 207TH PL | L 13 VALLEY VIEW HTS. |  |  | Non-Lead Plastic | Unknown |  | 0 | Rectified Plan | Yes | Visual inspection at the meter pit | 2024-01-30 |  | Galvanized Requiring Replacement |  |  | Field inspection only with no records | Yes | Visual inspection at the meter pit | 2024-01-30 |  | Galvanized Requiring Replacement |  |  |  | Domestic
MTR_018733 | 20503 96TH WAY S | LOT 3 KING COUNTY SHORT PLAT #98800 |  |  | Non-Lead - Other | No |  | 0 | Installation date is after the lead ban |  |  |  |  | Non-Lead - Other |  |  | Installation date is after the lead ban |  |  |  |  | Non-Lead |  |  |  | Assumed
MTR_018527 | 9518 S 207TH PL | L 15 VALLEY VIEW HTS. |  |  | Non-Lead Plastic | Unknown |  | 0 | Rectified Plan | Yes | Visual inspection at the meter pit | 2024-01-30 |  | Galvanized Requiring Replacement |  |  | Field inspection only with no records | Yes | Visual inspection at the meter pit | 2024-01-30 |  | Galvanized Requiring Replacement |  |  |  | Domestic
MTR_020358 | 20234 104TH PL SE | TL 113 W 1/2 5-22-5 |  |  | Non-Lead - Other | No |  | 0 | Installation date is after the lead ban |  |  |  |  | Non-Lead Plastic |  |  | Field inspection only with no records | Yes | Visual inspection at meter pit | 2023-04-26 |  | Non-Lead |  |  |  | Assumed
MTR_020310 | 20219 106TH AVE SE | LOT 13 CASA VILLA |  |  | Non-Lead - Other | Unknown |  | 0 | Statistical analysis |  |  |  |  | Non-Lead Plastic |  |  | Field inspection only with no records | Yes | Visual inspection at meter pit | 2023-01-07 |  | Non-Lead |  |  |  | Domestic
MTR_019295 | 19816 95TH AVE S | L12 SPBROOK RANCHETTES#1 |  |  | Non-Lead - Other | Unknown |  | 0 | Statistical analysis |  |  |  |  | Non-Lead - Other |  |  | Statistical analysis |  |  |  |  | Non-Lead |  |  |  | Assumed
MTR_019296 | 9505 S 198TH ST | L9 SPBROOK RANCHETTES#1 |  |  | Non-Lead - Other | Unknown |  | 0 | Statistical analysis |  |  |  |  | Non-Lead - Other |  |  | Statistical analysis |  |  |  |  | Non-Lead |  |  |  | Assumed
MTR_019299 | 19801 TALBOT RD S | L16 B1 SPBROOK RANCHETTE |  |  | Non-Lead - Other | Unknown |  | 0 | Statistical analysis |  |  |  |  | Non-Lead - Other |  |  | Statistical analysis |  |  |  |  | Non-Lead |  |  |  | Assumed
MTR_019301 | 9205 S 198TH ST | L1 BK2 SPBROOK RANCHETTE |  |  | Non-Lead - Other | No |  | 0 | Installation date is after the lead ban |  |  |  |  | Non-Lead - Other |  |  | Installation date is after the lead ban |  |  |  |  | Non-Lead |  |  |  | Assumed
MTR_019302 | 9239 S 198TH ST | L5 SPRNGBRK RANCHTTS 2 |  |  | Non-Lead - Other | No |  | 0 | Installation date is after the lead ban |  |  |  |  | Non-Lead - Other |  |  | Installation date is after the lead ban |  |  |  |  | Non-Lead |  |  |  | Assumed
MTR_019304 | 9220 S 198TH ST | L2 SPBROOK RANCHETTES #1 |  |  | Non-Lead - Other | Unknown |  | 0 | Statistical analysis |  |  |  |  | Non-Lead - Other |  |  | Statistical analysis |  |  |  |  | Non-Lead |  |  |  | Assumed
MTR_019305 | 9222 S 198TH ST | LOT 3 BLK 1 SPRINGBROOK RANCHETTES |  |  | Non-Lead - Other | No |  | 0 | Installation date is after the lead ban |  |  |  |  | Non-Lead - Other |  |  | Installation date is after the lead ban |  |  |  |  | Non-Lead |  |  |  | Assumed
MTR_018727 | 9709 S 203RD ST | LOT 50 CHESTNUT RIDGE #1 |  |  | Non-Lead - Other | No |  | 0 | Installation date is after the lead ban |  |  |  |  | Non-Lead - Other |  |  | Installation date is after the lead ban |  |  |  |  | Non-Lead |  |  |  | Assumed
MTR_018654 | 20320 96TH AVE S | LOT 43 CHESTNUT RIDGE 1 |  |  | Non-Lead - Other | No |  | 0 | Installation date is after the lead ban |  |  |  |  | Non-Lead - Other |  |  | Installation date is after the lead ban |  |  |  |  | Non-Lead |  |  |  | Assumed
MTR_018738 | 9700 S 204TH CT | LOT 42 CHESTNUT RIDGE #1 |  |  | Non-Lead - Other | No |  | 0 | Installation date is after the lead ban |  |  |  |  | Non-Lead - Other |  |  | Installation date is after the lead ban |  |  |  |  | Non-Lead |  |  |  | Assumed
MTR_018528 | 20628 95TH AVE S | L4 B2 VALLEY VIEW H #2 |  |  | Non-Lead - Other | No | 2011-03-01 | 0 | Installation date is after the lead ban |  |  |  |  | Non-Lead - Other |  |  | Installation date is after the lead ban |  |  |  |  | Non-Lead |  |  |  | Domestic
MTR_018562 | 20618 95TH AVE S | L2 BLK2 VALLEY VIEW H#2 |  |  | Non-Lead - Other | No | 2011-03-01 | 0 | Installation date is after the lead ban |  |  |  |  | Non-Lead Plastic |  |  | Field inspection only with no records | Yes | Visual inspection at meter pit | 2023-01-07 |  | Non-Lead |  |  |  | Domestic
MTR_018530 | 20622 95TH AVE S | L3 B2 VALLEY VIEW H #2 |  |  | Non-Lead - Other | No | 2011-03-01 | 0 | Installation date is after the lead ban |  |  |  |  | Non-Lead Plastic |  |  | Field inspection only with no records | Yes | Visual inspection at meter pit | 2023-01-07 |  | Non-Lead |  |  |  | Domestic
MTR_019012 | 19012 103RD PL SE | LOT 18 PANTHER MEADOW |  |  | Non-Lead - Other | No | 1989-06-05 | 0 | Installation date is after the lead ban |  |  |  |  | Non-Lead - Other |  |  | Installation date is after the lead ban |  |  |  |  | Non-Lead |  |  |  | Domestic
MTR_019013 | 19004 103RD PL SE | LOT 20 PANTHER MEADOW |  |  | Non-Lead - Other | No | 1989-06-05 | 0 | Installation date is after the lead ban |  |  |  |  | Non-Lead - Other |  |  | Installation date is after the lead ban |  |  |  |  | Non-Lead |  |  |  | Domestic
MTR_019015 | 19008 103RD PL SE | LOT 19 PANTHER MEADOW |  |  | Non-Lead - Other | No | 1989-06-05 | 0 | Installation date is after the lead ban |  |  |  |  | Non-Lead - Other |  |  | Installation date is after the lead ban |  |  |  |  | Non-Lead |  |  |  | Domestic
MTR_019308 | 9616 S 198TH PL | LOT 1 KCSP 880046 |  |  | Non-Lead - Other | No |  | 0 | Installation date is after the lead ban |  |  |  |  | Non-Lead - Other |  |  | Installation date is after the lead ban |  |  |  |  | Non-Lead |  |  |  | Assumed
MTR_018581 | 9625 S 206TH PL | LOT 4 STAR VIEW EST 2 |  |  | Non-Lead - Other | No | 2011-03-01 | 0 | Installation date is after the lead ban |  |  |  |  | Non-Lead - Other |  |  | Installation date is after the lead ban |  |  |  |  | Non-Lead |  |  |  | Domestic
MTR_018532 | 9519 S 207TH PL | LOT 2 VALLEY VIEW HEIGHTS |  |  | Non-Lead - Other | No |  | 0 | Installation date is after the lead ban |  |  |  |  | Non-Lead - Other |  |  | Installation date is after the lead ban |  |  |  |  | Non-Lead |  |  |  | Domestic
MTR_018534 | 9505 S 207TH PL | L4 PTRN L5 VAL VIEW HTGS |  |  | Non-Lead - Other | No | 2011-03-01 | 0 | Rectified Plan |  |  |  |  | Non-Lead - Other |  |  | Statistical analysis |  |  |  |  | Non-Lead |  |  |  | Domestic
MTR_018582 | 9611 S 206TH PL | L2 STARVIEW EST 2 |  |  | Non-Lead - Other | No | 2011-03-01 | 0 | Installation date is after the lead ban |  |  |  |  | Non-Lead - Other |  |  | Installation date is after the lead ban |  |  |  |  | Non-Lead |  |  |  | Domestic
MTR_018536 | 9511 S 207TH PL | L3 VALLEY VIEW HTS. |  |  | Non-Lead - Other | No | 2011-03-01 | 0 | Rectified Plan |  |  |  |  | Non-Lead - Other |  |  | Statistical analysis |  |  |  |  | Non-Lead |  |  |  | Domestic
MTR_018696 | 9425 S 207TH PL | L8 VALLEY VIEW HTS. |  |  | Non-Lead - Other | Unknown |  | 0 | Statistical analysis |  |  |  |  | Non-Lead - Other |  |  | Statistical analysis |  |  |  |  | Non-Lead |  |  |  | Domestic
MTR_020434 | 20415 102ND AVE SE | LOT 20 MAYVILLA PARK 1 |  |  | Non-Lead - Other | No |  | 0 | Installation date is after the lead ban |  |  |  |  | Non-Lead - Other |  |  | Installation date is after the lead ban |  |  |  |  | Non-Lead |  |  |  | Assumed
MTR_020435 | 10039 SE 204TH ST | L21 MAYVILLA PARK |  |  | Non-Lead Plastic | Unknown |  | 0 | Relative Placement | Yes | Visual inspection at the meter pit | 2024-01-30 |  | Non-Lead Plastic |  |  | Field inspection only with no records | Yes | Visual inspection at the meter pit | 2024-01-30 |  | Non-Lead |  |  |  | Assumed
MTR_020403 | 10031 SE 204TH ST | L22 MAYVILLA PARK |  |  | Non-Lead - Other | Unknown |  | 0 | Statistical analysis |  |  |  |  | Non-Lead - Other |  |  | Statistical analysis |  |  |  |  | Non-Lead |  |  |  | Assumed
MTR_020115 | 19203 99TH PL S | LOT 1 BLOCK 2 HI PARK TRACTS 1ST AD DITION |  |  | Non-Lead Plastic | No |  | 0 | Field inspection only with no records | Yes | Visual inspection at meter pit | 2023-09-23 |  | Non-Lead Plastic |  |  | Field inspection only with no records | Yes | Visual inspection at meter pit | 2023-09-23 |  | Non-Lead |  |  |  | Assumed
MTR_020116 | 19211 99TH PL S | L2 BK2 HI PARK TRACTS |  |  | Non-Lead Plastic | Unknown |  | 0 | Field inspection only with no records | Yes | Visual inspection at meter pit | 2023-09-23 |  | Non-Lead Plastic |  |  | Field inspection only with no records | Yes | Visual inspection at meter pit | 2023-09-23 |  | Non-Lead |  |  |  | Assumed
MTR_019201 | 19236 98TH AVE S | LOT 15 SPRINGBROOK TERR |  |  | Non-Lead Plastic | No |  | 0 | Field inspection only with no records | Yes | Visual inspection at meter pit | 2023-01-24 |  | Non-Lead Plastic |  |  | Field inspection only with no records | Yes | Visual inspection at meter pit | 2023-01-24 |  | Non-Lead |  |  |  | Assumed
MTR_020121 | 19239 106TH AVE SE | TAX LOT 124 SEC W1/2 5-22-5 |  |  | Non-Lead - Other | Unknown |  | 0 | Statistical analysis |  |  |  |  | Non-Lead - Other |  |  | Statistical analysis |  |  |  |  | Non-Lead |  |  |  | Assumed
MTR_020436 | 20506 103RD AVE SE | L6 BLK2 SUNSET VILLA |  |  | Non-Lead - Other | Unknown |  | 0 | Statistical analysis |  |  |  |  | Non-Lead - Other |  |  | Statistical analysis |  |  |  |  | Non-Lead |  |  |  | Domestic
MTR_020437 | 20510 103RD AVE SE | L5 BLK2 SUNSET VILLA |  |  | Non-Lead - Other | Unknown |  | 0 | Statistical analysis |  |  |  |  | Non-Lead - Other |  |  | Statistical analysis |  |  |  |  | Non-Lead |  |  |  | Domestic
MTR_020438 | 20536 103RD AVE SE | L2 BLK2 SUNSET VILLA |  |  | Non-Lead - Other | Unknown |  | 0 | Statistical analysis |  |  |  |  | Non-Lead - Other |  |  | Statistical analysis |  |  |  |  | Non-Lead |  |  |  | Domestic
MTR_020440 | 20544 103RD AVE SE | L1 BLK2 SUNSET VILLA |  |  | Non-Lead - Other | Unknown |  | 0 | Statistical analysis |  |  |  |  | Non-Lead - Other |  |  | Statistical analysis |  |  |  |  | Non-Lead |  |  |  | Domestic
MTR_027762 | 12310 SE 223RD DR | LOT 54 MEADOWGREEN EST |  |  | Non-Lead - Other | No |  | 5.25 | Installation date is after the lead ban |  |  |  |  | Non-Lead - Other |  |  | Installation date is after the lead ban |  |  |  |  | Non-Lead |  |  |  | Hydrant
MTR_028380 | 22231 123RD PL SE | LOT 34 SUMMERGLEN #1 |  |  | Non-Lead - Other | No |  | 0 | Installation date is after the lead ban |  |  |  |  | Non-Lead - Other |  |  | Installation date is after the lead ban |  |  |  |  | Non-Lead |  |  |  | Domestic
MTR_027763 | 12324 SE 223RD DR | LOT 52 MEADOWGREEN EST |  |  | Non-Lead Plastic | No |  | 5.25 | Field inspection only with no records | Yes | Visual inspection at meter pit | 2023-09-05 |  | Non-Lead Plastic |  |  | Field inspection only with no records | Yes | Visual inspection at meter pit | 2023-09-05 |  | Non-Lead |  |  |  | Hydrant
MTR_025306 | 21311 122ND PL SE | L212 GLENCARIN #2 |  |  | Non-Lead - Other | No | 1968-07-31 | 0 | Installation date is after the lead ban |  |  |  |  | Non-Lead - Other |  |  | Installation date is after the lead ban |  |  |  |  | Non-Lead |  |  |  | Domestic
MTR_025157 | 12411 SE 210TH ST | L34 GLENCARIN # 1 |  |  | Non-Lead - Other | No | 1968-03-08 | 0 | Installation date is after the lead ban |  |  |  |  | Non-Lead Plastic |  |  | Field inspection only with no records | Yes | Visual inspection at meter pit | 2023-01-21 |  | Non-Lead |  |  |  | Domestic
MTR_025158 | 20803 124TH AVE SE | L1 GLENCARIN #1 |  |  | Non-Lead - Other | No |  | 0 | Installation date is after the lead ban |  |  |  |  | Non-Lead Plastic |  |  | Field inspection only with no records | Yes | Visual inspection at meter pit | 2023-01-21 |  | Non-Lead |  |  |  | Domestic
MTR_025160 | 20927 124TH AVE SE | L10 GLENCARIN #1 |  |  | Non-Lead - Other | No | 1968-03-08 | 0 | Installation date is after the lead ban |  |  |  |  | Non-Lead Plastic |  |  | Field inspection only with no records | Yes | Visual inspection at meter pit | 2023-01-21 |  | Non-Lead |  |  |  | Domestic
MTR_025307 | 12213 SE 212TH PL | L240 GLENCARIN #2 |  |  | Non-Lead - Other | No | 1968-07-31 | 0 | Installation date is after the lead ban |  |  |  |  | Non-Lead - Other |  |  | Installation date is after the lead ban |  |  |  |  | Non-Lead |  |  |  | Domestic
MTR_009150 | 21029 119TH AVE SE | LOT 12 VILLA ESTATES |  |  | Non-Lead - Plastic | No | 1977-08-01 | 1 | Rectified Plan | No |  |  |  | Non-Lead - Other |  |  | Installation date is after the lead ban |  |  |  |  | Non-Lead |  |  |  | Domestic
MTR_024968 | 11825 SE 210TH PL | LOT 11 VILLA ESTATES |  |  | Non-Lead - Plastic | No | 1977-08-01 | 1 | Rectified Plan | No |  |  |  | Non-Lead - Other |  |  | Installation date is after the lead ban |  |  |  |  | Non-Lead |  |  |  | Domestic
MTR_025310 | 21501 125TH AVE SE | L312 GLENCARIN #2 |  |  | Non-Lead - Other | No | 1968-07-31 | 0 | Installation date is after the lead ban |  |  |  |  | Non-Lead - Other |  |  | Installation date is after the lead ban |  |  |  |  | Non-Lead |  |  |  | Domestic
MTR_025311 | 21524 124TH AVE SE | L277 GLENCARIN #2 |  |  | Non-Lead - Other | No | 1968-07-31 | 0 | Installation date is after the lead ban |  |  |  |  | Galvanized Requiring Replacement |  |  | Field inspection only with no records | Yes | Visual inspection at meter pit | 2023-01-21 |  | Galvanized Requiring Replacement |  |  |  | Domestic
MTR_025312 | 21413 125TH AVE SE | LOT 311 GLENCARIN #2 |  |  | Non-Lead - Other | No | 1968-07-31 | 0 | Installation date is after the lead ban |  |  |  |  | Non-Lead - Other |  |  | Installation date is after the lead ban |  |  |  |  | Non-Lead |  |  |  | Domestic
MTR_025163 | 12416 SE 210TH ST | L35 GLENCARIN # 1 |  |  | Non-Lead - Other | No | 1968-03-08 | 0 | Installation date is after the lead ban |  |  |  |  | Non-Lead Plastic |  |  | Field inspection only with no records | Yes | Visual inspection at meter pit | 2023-01-21 |  | Non-Lead |  |  |  | Domestic
MTR_025071 | 21309 120TH PL SE | L59 GREENTREE EAST |  |  | Non-Lead - Other | No | 1972-06-01 | 0 | Installation date is after the lead ban |  |  |  |  | Non-Lead - Other |  |  | Installation date is after the lead ban |  |  |  |  | Non-Lead |  |  |  | Domestic
MTR_025318 | 21512 124TH AVE SE | L279 GLENCARIN #2 |  |  | Non-Lead - Other | No | 1968-07-31 | 0 | Installation date is after the lead ban |  |  |  |  | Non-Lead Plastic |  |  | Field inspection only with no records | Yes | Visual inspection at meter pit | 2023-01-21 |  | Non-Lead |  |  |  | Domestic
MTR_025319 | 21408 124TH AVE SE | L284 GLENCARDIN #2 |  |  | Non-Lead - Other | No | 1968-07-31 | 0 | Installation date is after the lead ban |  |  |  |  | Non-Lead Plastic |  |  | Field inspection only with no records | Yes | Visual inspection at meter pit | 2023-01-21 |  | Non-Lead |  |  |  | Domestic
MTR_025320 | 21504 124TH AVE SE | LOT 280 GLENCARIN #2 |  |  | Non-Lead - Other | No | 1968-07-31 | 0 | Installation date is after the lead ban |  |  |  |  | Non-Lead Plastic |  |  | Field inspection only with no records | Yes | Visual inspection at meter pit | 2023-01-21 |  | Non-Lead |  |  |  | Domestic
MTR_025196 | 21108 124TH AVE SE | L25 GLENCARIN # 1 |  |  | Non-Lead - Other | No | 1968-03-08 | 0 | Installation date is after the lead ban |  |  |  |  | Non-Lead - Other |  |  | Installation date is after the lead ban |  |  |  |  | Non-Lead |  |  |  | Domestic
MTR_016584 | 15232 SE 183RD DR | L23 CARRIAGEWOOD #1 |  |  | Non-Lead - Other | No | 1980-06-01 | 0 | Installation date is after the lead ban |  |  |  |  | Non-Lead - Other |  |  | Installation date is after the lead ban |  |  |  |  | Non-Lead |  |  |  | Domestic
MTR_017018 | 15811 SE 179TH ST | LOT 2 CANDLEWOOD RIDGE6 |  |  | Non-Lead Plastic | No |  | 0 | Field inspection only with no records | Yes | Visual inspection at meter pit | 2023-11-30 |  | Non-Lead Plastic |  |  | Field inspection only with no records | Yes | Visual inspection at meter pit | 2023-11-30 |  | Non-Lead |  |  |  | Assumed
MTR_016715 | 18204 153RD AVE SE | LOT 9 CARRIAGEWOOD #4 |  |  | Non-Lead - Other | No | 1983-06-01 | 0 | Installation date is after the lead ban |  |  |  |  | Non-Lead - Other |  |  | Installation date is after the lead ban |  |  |  |  | Non-Lead |  |  |  | Domestic
MTR_025954 | 11043 SE 200TH ST | LOT 127 VILA REAL |  |  | Non-Lead - Other | No | 2007-05-03 | 0 | Installation date is after the lead ban |  |  |  |  | Non-Lead - Other |  |  | Installation date is after the lead ban |  |  |  |  | Non-Lead |  |  |  | Domestic
MTR_016716 | 18235 153RD AVE SE | LOT 1 CARRIAGEWOOD #4 |  |  | Non-Lead - Other | No | 1983-06-01 | 0 | Installation date is after the lead ban |  |  |  |  | Non-Lead - Other |  |  | Installation date is after the lead ban |  |  |  |  | Non-Lead |  |  |  | Domestic
MTR_016718 | 18220 153RD AVE SE | L 12 CARRIAGEWOOD #4 |  |  | Non-Lead - Other | No | 1983-06-01 | 0 | Installation date is after the lead ban |  |  |  |  | Non-Lead - Other |  |  | Installation date is after the lead ban |  |  |  |  | Non-Lead |  |  |  | Domestic
MTR_016719 | 18205 153RD AVE SE | LOT 6 CARRIAGEWOOD #4 |  |  | Non-Lead - Other | No | 1983-06-01 | 0 | Installation date is after the lead ban |  |  |  |  | Non-Lead - Other |  |  | Installation date is after the lead ban |  |  |  |  | Non-Lead |  |  |  | Domestic
MTR_016585 | 18246 153RD AVE SE | L27 CARRIAGEWOOD 1 |  |  | Non-Lead - Other | No | 1980-06-01 | 0 | Installation date is after the lead ban |  |  |  |  | Non-Lead - Other |  |  | Installation date is after the lead ban |  |  |  |  | Non-Lead |  |  |  | Domestic
MTR_009180 | 18238 153RD AVE SE | LOT 15 CARRIAGEWOOD 4 |  |  | Non-Lead Plastic | No | 1983-06-01 | 0 | Field inspection only with no records | Yes | Visual inspection at meter pit | 2023-11-30 |  | Non-Lead Plastic |  |  | Field inspection only with no records | Yes | Visual inspection at meter pit | 2023-11-30 |  | Non-Lead |  |  |  | Domestic
MTR_016737 | 18231 154TH PL SE | LOT 17 CARRIAGEWOOD #4 |  |  | Non-Lead - Other | No | 1983-07-01 | 0 | Installation date is after the lead ban |  |  |  |  | Non-Lead - Other |  |  | Installation date is after the lead ban |  |  |  |  | Non-Lead |  |  |  | Domestic
MTR_016738 | 15345 SE 182ND ST | LOT 25 CARRIAGEWOOD #4 |  |  | Non-Lead - Other | No | 1983-07-01 | 0 | Installation date is after the lead ban |  |  |  |  | Non-Lead - Other |  |  | Installation date is after the lead ban |  |  |  |  | Non-Lead |  |  |  | Domestic
MTR_016739 | 15342 SE 182ND ST | LOT 27 CARRIAGEWOOD #4 |  |  | Non-Lead Plastic | No | 1983-07-01 | 0 | Field inspection only with no records | Yes | Visual inspection at meter pit | 2023-11-30 |  | Non-Lead Plastic |  |  | Field inspection only with no records | Yes | Visual inspection at meter pit | 2023-11-30 |  | Non-Lead |  |  |  | Domestic
MTR_016740 | 18207 154TH PL SE | L21 CARRIAGEWOOD #4 |  |  | Non-Lead - Other | No | 1983-07-01 | 0 | Installation date is after the lead ban |  |  |  |  | Non-Lead - Other |  |  | Installation date is after the lead ban |  |  |  |  | Non-Lead |  |  |  | Domestic
MTR_016586 | 15100 SE 183RD DR | L1 CARRIAGEWOOD #1 |  |  | Non-Lead Plastic | No | 1980-06-01 | 0 | Field inspection only with no records | Yes | Visual inspection at meter pit | 2023-11-30 |  | Non-Lead Plastic |  |  | Field inspection only with no records | Yes | Visual inspection at meter pit | 2023-11-30 |  | Non-Lead |  |  |  | Domestic
MTR_016587 | 18217 152ND AVE SE | LOT 8 CARRIAGEWOOD #1 |  |  | Non-Lead - Other | No | 1980-06-01 | 0 | Installation date is after the lead ban |  |  |  |  | Non-Lead - Other |  |  | Installation date is after the lead ban |  |  |  |  | Non-Lead |  |  |  | Domestic
MTR_016588 | 15110 SE 183RD DR | L2 CARRIAGEWOOD #1 |  |  | Non-Lead Plastic | No | 1980-06-01 | 0 | Field inspection only with no records | Yes | Visual inspection at meter pit | 2023-11-30 |  | Non-Lead Plastic |  |  | Field inspection only with no records | Yes | Visual inspection at meter pit | 2023-11-30 |  | Non-Lead |  |  |  | Domestic
MTR_016590 | 15130 SE 183RD DR | L4 CARRIAGEWOOD #1 |  |  | Non-Lead Plastic | No | 1980-06-01 | 0 | Field inspection only with no records | Yes | Visual inspection at meter pit | 2023-11-30 |  | Non-Lead Plastic |  |  | Field inspection only with no records | Yes | Visual inspection at meter pit | 2023-11-30 |  | Non-Lead |  |  |  | Domestic
MTR_016741 | 18200 154TH PL SE | LOT 44 CARRIAGEWOOD #4 |  |  | Non-Lead - Other | No | 1983-07-01 | 0 | Installation date is after the lead ban |  |  |  |  | Non-Lead - Other |  |  | Installation date is after the lead ban |  |  |  |  | Non-Lead |  |  |  | Domestic
MTR_016742 | 15404 SE 182ND ST | LOT 33 CARRIAGEWOOD #4 |  |  | Non-Lead Plastic | No | 1983-07-01 | 0 | Field inspection only with no records | Yes | Visual inspection at meter pit | 2023-11-11 |  | Non-Lead Plastic |  |  | Field inspection only with no records | Yes | Visual inspection at meter pit | 2023-11-11 |  | Non-Lead |  |  |  | Domestic
MTR_016744 | 15419 SE 182ND ST | LOT 42 CARRIAGEWOOD #4 |  |  | Non-Lead - Other | No | 1983-07-01 | 0 | Installation date is after the lead ban |  |  |  |  | Non-Lead - Other |  |  | Installation date is after the lead ban |  |  |  |  | Non-Lead |  |  |  | Domestic
MTR_016746 | 15350 SE 182ND ST | LOT 29 CARRIAGEWOOD #4 |  |  | Non-Lead - Other | No | 1983-07-01 | 0 | Installation date is after the lead ban |  |  |  |  | Non-Lead - Other |  |  | Installation date is after the lead ban |  |  |  |  | Non-Lead |  |  |  | Domestic
MTR_016747 | 18201 154TH PL SE | LOT 22 CARRIAGEWOOD #4 |  |  | Non-Lead - Other | No | 1983-07-01 | 0 | Installation date is after the lead ban |  |  |  |  | Non-Lead - Other |  |  | Installation date is after the lead ban |  |  |  |  | Non-Lead |  |  |  | Domestic
MTR_016748 | 15355 SE 182ND ST | LOT 23 CARRIAGEWOOD #4 |  |  | Non-Lead Plastic | No | 1983-07-01 | 0 | Field inspection only with no records | Yes | Visual inspection at meter pit | 2023-11-30 |  | Non-Lead Plastic |  |  | Field inspection only with no records | Yes | Visual inspection at meter pit | 2023-11-30 |  | Non-Lead |  |  |  | Domestic
MTR_016749 | 18237 154TH PL SE | LOT 16 CARRIAGEWOOD #4 |  |  | Non-Lead - Other | No | 1983-07-01 | 0 | Installation date is after the lead ban |  |  |  |  | Non-Lead - Other |  |  | Installation date is after the lead ban |  |  |  |  | Non-Lead |  |  |  | Domestic
MTR_016833 | 15366 SE 183RD DR | LOT 39 CARRIAGEWOOD #6 |  |  | Non-Lead Plastic | No | 1983-08-01 | 0 | Field inspection only with no records | Yes | Visual inspection at meter pit | 2023-11-30 |  | Non-Lead Plastic |  |  | Field inspection only with no records | Yes | Visual inspection at meter pit | 2023-11-30 |  | Non-Lead |  |  |  | Domestic
MTR_016750 | 15346 SE 182ND ST | LOT 28 CARRIAGEWOOD #4 |  |  | Non-Lead Plastic | No | 1983-07-01 | 0 | Field inspection only with no records | Yes | Visual inspection at meter pit | 2023-11-30 |  | Non-Lead Plastic |  |  | Field inspection only with no records | Yes | Visual inspection at meter pit | 2023-11-30 |  | Non-Lead |  |  |  | Domestic
MTR_016591 | 18242 153RD AVE SE | LOT 26 CARRIAGEWOOD #1 |  |  | Non-Lead Plastic | No | 1980-06-01 | 0 | Field inspection only with no records | Yes | Visual inspection at meter pit | 2023-11-30 |  | Non-Lead Plastic |  |  | Field inspection only with no records | Yes | Visual inspection at meter pit | 2023-11-30 |  | Non-Lead |  |  |  | Domestic
MTR_016077 | 15831 SE 180TH CT | LOT 10 CANDLEWOOD RIDGE6 |  |  | Non-Lead - Plastic | No | 1980-08-01 | 0 | Rectified Plan | No |  |  |  | Non-Lead - Other |  |  | Installation date is after the lead ban |  |  |  |  | Non-Lead |  |  |  | Domestic
MTR_016079 | 17903 158TH PL SE | LOT 1 CANDLEWOOD RIDGE#6 |  |  | Non-Lead - Plastic | No | 1980-08-01 | 0 | Rectified Plan | No |  |  |  | Non-Lead - Other |  |  | Installation date is after the lead ban |  |  |  |  | Non-Lead |  |  |  | Domestic
MTR_016081 | 15826 SE 180TH CT | LOT8 CANDLEWOOD RIDGE#6 |  |  | Non-Lead - Plastic | No | 1980-08-01 | 0 | Rectified Plan | No |  |  |  | Non-Lead - Other |  |  | Installation date is after the lead ban |  |  |  |  | Non-Lead |  |  |  | Domestic
MTR_016103 | 18217 157TH AVE SE | LOT 11 CARRIAGEWOOD #7 |  |  | Non-Lead - Plastic | No | 1983-07-01 | 0 | Rectified Plan | No |  |  |  | Non-Lead - Other |  |  | Installation date is after the lead ban |  |  |  |  | Non-Lead |  |  |  | Domestic
MTR_016106 | 18233 157TH AVE SE | L13 CARRIAGEWOOD #7 |  |  | Non-Lead - Plastic | No | 1983-07-01 | 0 | Rectified Plan | No |  |  |  | Non-Lead - Other |  |  | Installation date is after the lead ban |  |  |  |  | Non-Lead |  |  |  | Domestic
MTR_016834 | 18316 155TH PL SE | LOT 21 CARRIAGEWOOD #6 |  |  | Non-Lead - Other | No | 1983-08-01 | 0 | Installation date is after the lead ban |  |  |  |  | Non-Lead - Other |  |  | Installation date is after the lead ban |  |  |  |  | Non-Lead |  |  |  | Domestic
MTR_016835 | 15522 SE 184TH ST | LOT 19 CARRIAGEWOOD #6 |  |  | Non-Lead - Other | No | 1983-08-01 | 0 | Installation date is after the lead ban |  |  |  |  | Non-Lead - Other |  |  | Installation date is after the lead ban |  |  |  |  | Non-Lead |  |  |  | Domestic
MTR_016109 | 18209 157TH AVE SE | LOT 10 CARRIAGEWOOD #7 |  |  | Non-Lead - Plastic | No | 1983-07-01 | 0 | Rectified Plan | No |  |  |  | Non-Lead - Other |  |  | Installation date is after the lead ban |  |  |  |  | Non-Lead |  |  |  | Domestic
MTR_016110 | 18241 157TH AVE SE | LOT 14 CARRIAGEWOOD #7 |  |  | Non-Lead - Plastic | No | 1983-07-01 | 0 | Rectified Plan | No |  |  |  | Non-Lead - Other |  |  | Installation date is after the lead ban |  |  |  |  | Non-Lead |  |  |  | Domestic
MTR_016753 | 15420 SE 182ND ST | LOT 35 CARRIAGEWOOD #4 |  |  | Non-Lead Plastic | No | 1983-07-01 | 0 | Field inspection only with no records | Yes | Visual inspection at meter pit | 2023-11-11 |  | Non-Lead Plastic |  |  | Field inspection only with no records | Yes | Visual inspection at meter pit | 2023-11-11 |  | Non-Lead |  |  |  | Domestic
MTR_016754 | 15435 SE 182ND ST | L40 CARRIAGEWOOD #4 |  |  | Non-Lead - Other | No | 1983-07-01 | 0 | Installation date is after the lead ban |  |  |  |  | Non-Lead - Other |  |  | Installation date is after the lead ban |  |  |  |  | Non-Lead |  |  |  | Domestic
MTR_016755 | 15427 SE 182ND ST | LOT 41 CARRIAGEWOOD #4 |  |  | Non-Lead - Other | No | 1983-07-01 | 0 | Installation date is after the lead ban |  |  |  |  | Non-Lead - Other |  |  | Installation date is after the lead ban |  |  |  |  | Non-Lead |  |  |  | Domestic
MTR_016756 | 15411 SE 182ND ST | LOT 43 CARRIAGEWOOD #4 |  |  | Non-Lead - Other | No | 1983-07-01 | 0 | Installation date is after the lead ban |  |  |  |  | Non-Lead - Other |  |  | Installation date is after the lead ban |  |  |  |  | Non-Lead |  |  |  | Domestic
MTR_016141 | 15909 SE 182ND PL | LOT 20 CARRIAGEWOOD #8 |  |  | Non-Lead Plastic | No | 1983-07-01 | 0 | Field inspection only with no records | Yes | Visual inspection at meter pit | 2023-11-10 |  | Non-Lead Plastic |  |  | Field inspection only with no records | Yes | Visual inspection at meter pit | 2023-11-10 |  | Non-Lead |  |  |  | Domestic
MTR_016111 | 15706 SE 182ND PL | L 6 CARRIAGEWOOD 7 |  |  | Non-Lead - Plastic | No | 1983-07-01 | 0 | Rectified Plan | No |  |  |  | Non-Lead - Other |  |  | Installation date is after the lead ban |  |  |  |  | Non-Lead |  |  |  | Domestic
MTR_016142 | 15826 SE 182ND PL | LOT 27 CARRIAGEWOOD #8 |  |  | Non-Lead Plastic | No | 1983-07-01 | 0 | Field inspection only with no records | Yes | Visual inspection at meter pit | 2023-11-10 |  | Non-Lead Plastic |  |  | Field inspection only with no records | Yes | Visual inspection at meter pit | 2023-11-10 |  | Non-Lead |  |  |  | Domestic
MTR_016759 | 18216 154TH PL SE | LOT 46 CARRIAGEWOOD 4 |  |  | Non-Lead Plastic | No | 1983-07-01 | 0 | Field inspection only with no records | Yes | Visual inspection at meter pit | 2023-11-11 |  | Non-Lead Plastic |  |  | Field inspection only with no records | Yes | Visual inspection at meter pit | 2023-11-11 |  | Non-Lead |  |  |  | Domestic
MTR_016760 | 15500 SE 183RD DR | LOT 30 CARRIAGEWOOD #6 |  |  | Non-Lead Plastic | No | 1983-08-01 | 0 | Field inspection only with no records | Yes | Visual inspection at meter pit | 2023-11-10 |  | Non-Lead Plastic |  |  | Field inspection only with no records | Yes | Visual inspection at meter pit | 2023-11-10 |  | Non-Lead |  |  |  | Domestic
MTR_016763 | 18237 155TH PL SE | LOT 34 CARRIAGEWOOD #6 |  |  | Non-Lead - Other | No | 1983-08-01 | 0 | Installation date is after the lead ban |  |  |  |  | Non-Lead - Other |  |  | Installation date is after the lead ban |  |  |  |  | Non-Lead |  |  |  | Domestic
MTR_016764 | 18134 156TH AVE SE | L 38 CARRIAGEWOOD 4 |  |  | Non-Lead - Other | No | 1983-07-01 | 0 | Installation date is after the lead ban |  |  |  |  | Non-Lead - Other |  |  | Installation date is after the lead ban |  |  |  |  | Non-Lead |  |  |  | Domestic
MTR_016766 | 15521 SE 183RD DR | L26 CARRIAGEWOOD #6 |  |  | Non-Lead - Other | No | 1983-08-01 | 0 | Installation date is after the lead ban |  |  |  |  | Non-Lead - Other |  |  | Installation date is after the lead ban |  |  |  |  | Non-Lead |  |  |  | Domestic
MTR_016836 | 18306 155TH PL SE | LOT 22 CARRIAGEWOOD #6 |  |  | Non-Lead Plastic | No | 1983-08-01 | 0 | Field inspection only with no records | Yes | Visual inspection at meter pit | 2023-11-10 |  | Non-Lead Plastic |  |  | Field inspection only with no records | Yes | Visual inspection at meter pit | 2023-11-10 |  | Non-Lead |  |  |  | Domestic
MTR_016837 | 15530 SE 184TH ST | L18 CARRIAGEWOOD 6 |  |  | Non-Lead - Other | No | 1983-08-01 | 0 | Installation date is after the lead ban |  |  |  |  | Non-Lead - Other |  |  | Installation date is after the lead ban |  |  |  |  | Non-Lead |  |  |  | Domestic
MTR_016767 | 15525 SE 183RD DR | L27 CARRIAGEWOOD #6 |  |  | Non-Lead - Other | No | 1983-08-01 | 0 | Installation date is after the lead ban |  |  |  |  | Non-Lead - Other |  |  | Installation date is after the lead ban |  |  |  |  | Non-Lead |  |  |  | Domestic
MTR_016838 | 15514 SE 184TH ST | LOT 20 CARRIAGEWOOD #6 |  |  | Non-Lead - Other | No | 1983-08-01 | 0 | Installation date is after the lead ban |  |  |  |  | Non-Lead - Other |  |  | Installation date is after the lead ban |  |  |  |  | Non-Lead |  |  |  | Domestic
MTR_016840 | 15531 SE 184TH ST | LOT 17 CARRIAGEWOOD #6 |  |  | Non-Lead - Other | No | 1983-08-01 | 0 | Installation date is after the lead ban |  |  |  |  | Non-Lead - Other |  |  | Installation date is after the lead ban |  |  |  |  | Non-Lead |  |  |  | Domestic
MTR_016842 | 15375 SE 183RD DR | LOT 10 CARRIAGEWOOD #6 |  |  | Non-Lead - Other | No | 1983-08-01 | 0 | Installation date is after the lead ban |  |  |  |  | Non-Lead - Other |  |  | Installation date is after the lead ban |  |  |  |  | Non-Lead |  |  |  | Domestic
MTR_016144 | 16007 SE 184TH ST | LOT 5 CARRIAGEWOOD #8 |  |  | Non-Lead Plastic | No | 1998-10-10 | 0 | Field inspection only with no records | Yes | Visual inspection at meter pit | 2023-11-10 |  | Non-Lead Plastic |  |  | Field inspection only with no records | Yes | Visual inspection at meter pit | 2023-11-10 |  | Non-Lead |  |  |  | Domestic
MTR_016112 | 15813 SE 184TH ST | LOT 21 CARRIAGEWOOD 7 |  |  | Non-Lead - Plastic | No | 1983-07-01 | 0 | Rectified Plan | No |  |  |  | Non-Lead - Other |  |  | Installation date is after the lead ban |  |  |  |  | Non-Lead |  |  |  | Domestic
MTR_016113 | 15807 SE 184TH ST | LOT 20 CARRIAGEWOOD #7 |  |  | Non-Lead - Plastic | No | 1983-07-01 | 0 | Rectified Plan | No |  |  |  | Non-Lead - Other |  |  | Installation date is after the lead ban |  |  |  |  | Non-Lead |  |  |  | Domestic
MTR_016148 | 18135 160TH AVE SE | LOT 30 CARRIAGEWOOD #8 |  |  | Non-Lead - Plastic | No | 1983-07-01 | 0 | Rectified Plan | No |  |  |  | Non-Lead - Other |  |  | Installation date is after the lead ban |  |  |  |  | Non-Lead |  |  |  | Domestic
MTR_016114 | 15818 SE 182ND PL | L 1 CARRIAGEWOOD 7 |  |  | Non-Lead - Plastic | No | 1983-07-01 | 0 | Rectified Plan | No |  |  |  | Non-Lead - Other |  |  | Installation date is after the lead ban |  |  |  |  | Non-Lead |  |  |  | Domestic
MTR_016150 | 18206 159TH CT SE | L 21 CARRIAGEWOOD 8 |  |  | Non-Lead Plastic | No | 1983-07-01 | 0 | Field inspection only with no records | Yes | Visual inspection at meter pit | 2023-11-10 |  | Non-Lead Plastic |  |  | Field inspection only with no records | Yes | Visual inspection at meter pit | 2023-11-10 |  | Non-Lead |  |  |  | Domestic
MTR_016152 | 15904 SE 182ND PL | LOT 28 CARRIAGEWOOD #8 |  |  | Non-Lead - Plastic | No | 1983-07-01 | 0 | Rectified Plan | No |  |  |  | Non-Lead - Other |  |  | Installation date is after the lead ban |  |  |  |  | Non-Lead |  |  |  | Domestic
MTR_016115 | 15810 SE 184TH ST | L 25 CARRIAGEWOOD 7 |  |  | Non-Lead - Plastic | No | 1983-07-01 | 0 | Rectified Plan | No |  |  |  | Non-Lead - Other |  |  | Installation date is after the lead ban |  |  |  |  | Non-Lead |  |  |  | Domestic
MTR_016116 | 15726 SE 184TH ST | LOT 26 CARRIAGEWOOD #7 |  |  | Non-Lead - Plastic | No | 1983-07-01 | 0 | Rectified Plan | No |  |  |  | Non-Lead - Other |  |  | Installation date is after the lead ban |  |  |  |  | Non-Lead |  |  |  | Domestic
MTR_016118 | 18232 157TH AVE SE | L30 CARRIAGEWOOD #7 |  |  | Non-Lead Plastic | No | 1983-07-01 | 0 | Field inspection only with no records | Yes | Visual inspection at meter pit | 2023-11-10 |  | Non-Lead Plastic |  |  | Field inspection only with no records | Yes | Visual inspection at meter pit | 2023-11-10 |  | Non-Lead |  |  |  | Domestic
MTR_016154 | 15828 SE 184TH ST | LOT 12 CARRIAGEWOOD #8 |  |  | Non-Lead Plastic | No | 1983-07-01 | 0 | Field inspection only with no records | Yes | Visual inspection at meter pit | 2023-11-10 |  | Non-Lead Copper |  |  | Field inspection only with no records | Yes | Visual inspection at meter pit | 2023-11-10 |  | Non-Lead |  |  |  | Domestic
MTR_016120 | 15708 SE 184TH ST | LOT 29 CARRIAGEWOOD #7 |  |  | Non-Lead Plastic | No | 1983-07-01 | 0 | Field inspection only with no records | Yes | Visual inspection at meter pit | 2023-01-27 |  | Non-Lead Plastic |  |  | Field inspection only with no records | Yes | Visual inspection at meter pit | 2023-01-27 |  | Non-Lead |  |  |  | Domestic
MTR_016846 | 15369 SE 183RD DR | LOT 9 CARRIAGEWOOD #6 |  |  | Non-Lead - Other | No | 1983-08-01 | 0 | Installation date is after the lead ban |  |  |  |  | Non-Lead - Other |  |  | Installation date is after the lead ban |  |  |  |  | Non-Lead |  |  |  | Domestic
MTR_016592 | 18300 152ND CT SE | LOT 36 CARRIAGEWOOD #1 |  |  | Non-Lead Plastic | No | 1980-06-01 | 0 | Field inspection only with no records | Yes | Visual inspection at meter pit | 2023-11-10 |  | Non-Lead Plastic |  |  | Field inspection only with no records | Yes | Visual inspection at meter pit | 2023-11-10 |  | Non-Lead |  |  |  | Domestic
MTR_016593 | 18312 152ND CT SE | L39 CARRIAGEWOOD 1 |  |  | Non-Lead Plastic | No | 1980-06-01 | 0 | Field inspection only with no records | Yes | Visual inspection at meter pit | 2023-11-10 |  | Non-Lead Plastic |  |  | Field inspection only with no records | Yes | Visual inspection at meter pit | 2023-11-10 |  | Non-Lead |  |  |  | Domestic
MTR_016594 | 15329 SE 183RD DR | LOT 2 CARRIAGEWOOD 6 |  |  | Non-Lead Plastic | No | 1980-06-01 | 0 | Field inspection only with no records | Yes | Visual inspection at meter pit | 2023-11-10 |  | Non-Lead Plastic |  |  | Field inspection only with no records | Yes | Visual inspection at meter pit | 2023-11-10 |  | Non-Lead |  |  |  | Domestic
MTR_016122 | 15701 SE 184TH ST | L16 CARRIAGEWOOD #7 |  |  | Non-Lead - Plastic | No | 1983-07-01 | 0 | Rectified Plan | No |  |  |  | Non-Lead - Other |  |  | Installation date is after the lead ban |  |  |  |  | Non-Lead |  |  |  | Domestic
MTR_016123 | 15819 SE 184TH ST | LOT 22 CARRIAGEWOOD #7 |  |  | Non-Lead Plastic | No | 1983-07-01 | 0 | Field inspection only with no records | Yes | Visual inspection at meter pit | 2023-11-10 |  | Non-Lead Plastic |  |  | Field inspection only with no records | Yes | Visual inspection at meter pit | 2023-11-10 |  | Non-Lead |  |  |  | Domestic
MTR_016596 | 15227 SE 183RD DR | LOT 45 CARRIAGEWOOD #1 |  |  | Non-Lead - Other | No | 1980-06-01 | 0 | Installation date is after the lead ban |  |  |  |  | Non-Lead - Other |  |  | Installation date is after the lead ban |  |  |  |  | Non-Lead |  |  |  | Domestic
MTR_016597 | 18307 152ND CT SE | LOT 43 CARRIAGEWOOD #1 |  |  | Non-Lead - Other | No | 1980-06-01 | 0 | Installation date is after the lead ban |  |  |  |  | Non-Lead - Other |  |  | Installation date is after the lead ban |  |  |  |  | Non-Lead |  |  |  | Domestic
MTR_016598 | 18333 152ND AVE SE | L55 CARRIAGEWOOD 1 |  |  | Non-Lead Plastic | No | 1980-06-01 | 0 | Field inspection only with no records | Yes | Visual inspection at meter pit | 2023-11-10 |  | Non-Lead Plastic |  |  | Field inspection only with no records | Yes | Visual inspection at meter pit | 2023-11-10 |  | Non-Lead |  |  |  | Domestic
MTR_016599 | 18306 152ND AVE SE | LOT 50 CARRIAGEWOOD #1 |  |  | Non-Lead - Other | No | 1980-06-01 | 0 | Installation date is after the lead ban |  |  |  |  | Non-Lead - Other |  |  | Installation date is after the lead ban |  |  |  |  | Non-Lead |  |  |  | Domestic
MTR_016600 | 18329 152ND AVE SE | L56 CARRIAGWOOD 1 |  |  | Non-Lead - Other | No | 1980-06-01 | 0 | Installation date is after the lead ban |  |  |  |  | Non-Lead - Other |  |  | Installation date is after the lead ban |  |  |  |  | Non-Lead |  |  |  | Domestic
MTR_016601 | 18321 152ND AVE SE | L58 CARRIAGEWOOD 1 |  |  | Non-Lead Plastic | No | 1980-06-01 | 0 | Field inspection only with no records | Yes | Visual inspection at meter pit | 2023-11-10 |  | Non-Lead Copper |  |  | Field inspection only with no records | Yes | Visual inspection at meter pit | 2023-11-10 |  | Non-Lead |  |  |  | Domestic
MTR_016126 | 18217 158TH CT SE | LOT 37 CARRIAGEWOOD 7 |  |  | Non-Lead Plastic | No | 1983-07-01 | 0 | Field inspection only with no records | Yes | Visual inspection at meter pit | 2023-11-10 |  | Non-Lead Plastic |  |  | Field inspection only with no records | Yes | Visual inspection at meter pit | 2023-11-10 |  | Non-Lead |  |  |  | Domestic
MTR_016160 | 15919 SE 182ND PL | LOT 19 CARRIAGEWOOD #8 |  |  | Non-Lead Plastic | No | 1983-07-01 | 0 | Field inspection only with no records | Yes | Visual inspection at meter pit | 2023-11-10 |  | Non-Lead Plastic |  |  | Field inspection only with no records | Yes | Visual inspection at meter pit | 2023-11-10 |  | Non-Lead |  |  |  | Domestic
MTR_016163 | 18228 160TH AVE SE | LOT 3 CARRIAGEWOOD #8 |  |  | Non-Lead - Plastic | No | 1983-07-01 | 0 | Rectified Plan | No |  |  |  | Non-Lead - Other |  |  | Installation date is after the lead ban |  |  |  |  | Non-Lead |  |  |  | Domestic
MTR_016131 | 18208 157TH AVE SE | L33 CARRIAGEWOOD #7 |  |  | Non-Lead - Plastic | No | 1983-07-01 | 0 | Rectified Plan | No |  |  |  | Non-Lead - Other |  |  | Installation date is after the lead ban |  |  |  |  | Non-Lead |  |  |  | Domestic
MTR_016132 | 18210 158TH CT SE | L 39 CARRIAGEWOOD 7 |  |  | Non-Lead - Plastic | No | 1983-07-01 | 0 | Rectified Plan | No |  |  |  | Non-Lead - Other |  |  | Installation date is after the lead ban |  |  |  |  | Non-Lead |  |  |  | Domestic
MTR_016602 | 18312 151ST CT SE | L66 CARRIAGEWOOD 1 |  |  | Non-Lead Plastic | No | 1980-06-01 | 0 | Field inspection only with no records | Yes | Visual inspection at meter pit | 2023-11-30 |  | Non-Lead - Other |  |  | Installation date is after the lead ban |  |  |  |  | Non-Lead |  |  |  | Domestic
MTR_016604 | 18317 152ND AVE SE | LOT 59 CARRIAGEWOOD #1 |  |  | Non-Lead - Other | No | 1980-06-01 | 0 | Installation date is after the lead ban |  |  |  |  | Non-Lead - Other |  |  | Installation date is after the lead ban |  |  |  |  | Non-Lead |  |  |  | Domestic
MTR_016605 | 18301 152ND AVE SE | LOT 63 CARRIAGEWOOD #1 |  |  | Non-Lead - Other | No | 1980-06-01 | 0 | Installation date is after the lead ban |  |  |  |  | Non-Lead - Other |  |  | Installation date is after the lead ban |  |  |  |  | Non-Lead |  |  |  | Domestic
MTR_016665 | 18107 150TH CT SE | L20 CARRIAGEWOOD #2 |  |  | Non-Lead Plastic | No | 1982-09-01 | 0 | Field inspection only with no records | Yes | Visual inspection at meter pit | 2023-11-10 |  | Non-Lead Copper |  |  | Field inspection only with no records | Yes | Visual inspection at meter pit | 2023-11-10 |  | Non-Lead |  |  |  | Domestic
MTR_016667 | 18112 149TH AVE SE | L16 CARRIAGEWOOD #2 |  |  | Non-Lead - Other | No | 1982-09-01 | 0 | Installation date is after the lead ban |  |  |  |  | Non-Lead - Other |  |  | Installation date is after the lead ban |  |  |  |  | Non-Lead |  |  |  | Domestic
MTR_016668 | 15003 SE 181ST ST | L26 CARRIAGEWOOD #2 |  |  | Non-Lead - Other | No | 1982-09-01 | 0 | Installation date is after the lead ban |  |  |  |  | Non-Lead - Other |  |  | Installation date is after the lead ban |  |  |  |  | Non-Lead |  |  |  | Domestic
MTR_016700 | 14927 SE 183RD ST | LOT 14 CARRIAGEWOOD #3 |  |  | Non-Lead Plastic | No | 1983-04-01 | 0 | Field inspection only with no records | Yes | Visual inspection at meter pit | 2023-10-14 |  | Non-Lead Plastic |  |  | Field inspection only with no records | Yes | Visual inspection at meter pit | 2023-10-14 |  | Non-Lead |  |  |  | Domestic
MTR_016701 | 14913 SE 183RD ST | L11 CARRIAGEWOOD #3 |  |  | Non-Lead Plastic | No | 1983-04-01 | 0 | Field inspection only with no records | Yes | Visual inspection at meter pit | 2023-10-14 |  | Non-Lead Plastic |  |  | Field inspection only with no records | Yes | Visual inspection at meter pit | 2023-10-14 |  | Non-Lead |  |  |  | Domestic
MTR_016702 | 14931 SE 183RD ST | LOT 15 CARRIAGEWOOD #3 |  |  | Non-Lead - Other | No | 1983-04-01 | 0 | Installation date is after the lead ban |  |  |  |  | Non-Lead - Other |  |  | Installation date is after the lead ban |  |  |  |  | Non-Lead |  |  |  | Domestic
MTR_016769 | 15436 SE 182ND ST | L37 CARRIAGEWOOD 4 |  |  | Non-Lead - Other | No | 1983-07-01 | 0 | Installation date is after the lead ban |  |  |  |  | Non-Lead - Other |  |  | Installation date is after the lead ban |  |  |  |  | Non-Lead |  |  |  | Domestic
MTR_016770 | 18226 154TH PL SE | L 47 CARRIAGEWOOD 4 |  |  | Non-Lead - Other | No | 1983-07-01 | 0 | Installation date is after the lead ban |  |  |  |  | Non-Lead - Other |  |  | Installation date is after the lead ban |  |  |  |  | Non-Lead |  |  |  | Domestic
MTR_016607 | 18305 152ND AVE SE | LOT 62 CARRIAGEWOOD #1 |  |  | Non-Lead Plastic | No | 1980-06-01 | 0 | Field inspection only with no records | Yes | Visual inspection at meter pit | 2023-11-10 |  | Non-Lead Copper |  |  | Field inspection only with no records | Yes | Visual inspection at meter pit | 2023-11-10 |  | Non-Lead |  |  |  | Domestic
MTR_016608 | 18309 152ND AVE SE | LOT 61 CARRIAGEWOOD #1 |  |  | Non-Lead Plastic | No | 1980-06-01 | 0 | Field inspection only with no records | Yes | Visual inspection at meter pit | 2023-11-10 |  | Non-Lead Plastic |  |  | Field inspection only with no records | Yes | Visual inspection at meter pit | 2023-11-10 |  | Non-Lead |  |  |  | Domestic
MTR_016814 | 18220 150TH AVE SE | LOT 34 CARRIAGEWOOD #5 |  |  | Non-Lead Plastic | No | 1983-07-01 | 0 | Field inspection only with no records | Yes | Visual inspection at meter pit | 2023-11-10 |  | Non-Lead Copper |  |  | Field inspection only with no records | Yes | Visual inspection at meter pit | 2023-11-10 |  | Non-Lead |  |  |  | Domestic
MTR_016815 | 18228 150TH AVE SE | L32 CARRIAGEWOOD 5 |  |  | Non-Lead - Other | No | 1983-07-01 | 0 | Installation date is after the lead ban |  |  |  |  | Non-Lead - Other |  |  | Installation date is after the lead ban |  |  |  |  | Non-Lead |  |  |  | Domestic
MTR_014407 | 16826 113TH LN SE | UNIT 9 BLDG C ROLLING HILLS TOWNHOMES |  |  | Non-Lead - Other | No | 2008-06-24 | 1 | Installation date is after the lead ban |  |  |  |  | Non-Lead - Other |  |  | Installation date is after the lead ban |  |  |  |  | Non-Lead |  |  |  | Domestic
MTR_016816 | 18236 150TH AVE SE | LOT 30 CARRIAGEWOOD #5 |  |  | Non-Lead - Other | No | 1983-07-01 | 0 | Installation date is after the lead ban |  |  |  |  | Non-Lead - Other |  |  | Installation date is after the lead ban |  |  |  |  | Non-Lead |  |  |  | Domestic
MTR_016817 | 18240 150TH AVE SE | L29 CARRIAGEWOOD 5 |  |  | Non-Lead - Other | No |  | 0 | Installation date is after the lead ban |  |  |  |  | Non-Lead - Other |  |  | Installation date is after the lead ban |  |  |  |  | Non-Lead |  |  |  | Assumed
MTR_016612 | 18330 152ND AVE SE | L53 CARRIAGEWOOD 1 |  |  | Non-Lead Plastic | No | 1980-06-01 | 0 | Field inspection only with no records | Yes | Visual inspection at meter pit | 2023-01-27 |  | Non-Lead Plastic |  |  | Field inspection only with no records | Yes | Visual inspection at meter pit | 2023-01-27 |  | Non-Lead |  |  |  | Domestic
MTR_016614 | 18326 152ND AVE SE | LOT 52 CARRIAGEWOOD #1 |  |  | Non-Lead Plastic | No | 1980-06-01 | 0 | Field inspection only with no records | Yes | Visual inspection at meter pit | 2023-11-10 |  | Non-Lead Plastic |  |  | Field inspection only with no records | Yes | Visual inspection at meter pit | 2023-11-10 |  | Non-Lead |  |  |  | Domestic
MTR_016615 | 18334 152ND AVE SE | L54 CARRIAGEWOOD 1 |  |  | Non-Lead - Other | No | 1980-06-01 | 0 | Installation date is after the lead ban |  |  |  |  | Non-Lead - Other |  |  | Installation date is after the lead ban |  |  |  |  | Non-Lead |  |  |  | Domestic
MTR_016616 | 18310 152ND AVE SE | LOT 51 CARRIAGEWOOD #1 |  |  | Non-Lead - Other | No | 1980-06-01 | 0 | Installation date is after the lead ban |  |  |  |  | Non-Lead - Other |  |  | Installation date is after the lead ban |  |  |  |  | Non-Lead |  |  |  | Domestic
MTR_016617 | 18302 152ND AVE SE | LOT 49 CARRIAGEWOOD #1 |  |  | Non-Lead Plastic | No | 1980-06-01 | 0 | Field inspection only with no records | Yes | Visual inspection at meter pit | 2023-11-10 |  | Non-Lead Plastic |  |  | Field inspection only with no records | Yes | Visual inspection at meter pit | 2023-11-10 |  | Non-Lead |  |  |  | Domestic
MTR_016819 | 15121 SE 184TH ST | LOT 17 CARRIAGEWOOD #5 |  |  | Non-Lead - Other | No | 1983-07-01 | 0 | Installation date is after the lead ban |  |  |  |  | Non-Lead - Other |  |  | Installation date is after the lead ban |  |  |  |  | Non-Lead |  |  |  | Domestic |  |  | Yes
MTR_016618 | 18314 153RD PL SE | LOT 30 CARRIAGEWOOD #1 |  |  | Non-Lead Plastic | No | 1980-06-01 | 0 | Field inspection only with no records | Yes | Visual inspection at meter pit | 2023-10-14 |  | Non-Lead Plastic |  |  | Field inspection only with no records | Yes | Visual inspection at meter pit | 2023-10-14 |  | Non-Lead |  |  |  | Domestic
MTR_016619 | 18311 153RD PL SE | LOT 34 CARRIAGEWOOD #1 |  |  | Non-Lead - Other | No | 1980-06-01 | 0 | Installation date is after the lead ban |  |  |  |  | Non-Lead - Other |  |  | Installation date is after the lead ban |  |  |  |  | Non-Lead |  |  |  | Domestic
MTR_016822 | 15016 SE 184TH ST | L21 CARRIAGEWOOD 5 |  |  | Non-Lead - Other | No | 1983-07-01 | 0 | Installation date is after the lead ban |  |  |  |  | Non-Lead - Other |  |  | Installation date is after the lead ban |  |  |  |  | Non-Lead |  |  |  | Domestic
MTR_016620 | 18323 153RD PL SE | LOT 32 CARRIAGEWOOD #1 |  |  | Non-Lead - Other | No | 1980-06-01 | 0 | Installation date is after the lead ban |  |  |  |  | Non-Lead - Other |  |  | Installation date is after the lead ban |  |  |  |  | Non-Lead |  |  |  | Domestic
MTR_016847 | 15345 SE 183RD DR | LOT 5 CARRIAGEWOOD #6 |  |  | Non-Lead Plastic | No | 1983-08-01 | 0 | Field inspection only with no records | Yes | Visual inspection at meter pit | 2023-11-10 |  | Non-Lead Copper |  |  | Field inspection only with no records | Yes | Visual inspection at meter pit | 2023-11-10 |  | Non-Lead |  |  |  | Domestic
MTR_016848 | 15357 SE 183RD DR | LOT 7 CARRIAGEWOOD #6 |  |  | Non-Lead - Other | No | 1983-08-01 | 0 | Installation date is after the lead ban |  |  |  |  | Non-Lead - Other |  |  | Installation date is after the lead ban |  |  |  |  | Non-Lead |  |  |  | Domestic
MTR_016622 | 15219 SE 183RD DR | LOT 46 CARRIAGEWOOD #1 |  |  | Non-Lead - Other | No | 1980-06-01 | 0 | Installation date is after the lead ban |  |  |  |  | Non-Lead - Other |  |  | Installation date is after the lead ban |  |  |  |  | Non-Lead |  |  |  | Domestic
MTR_016624 | 15207 SE 183RD DR | LOT 48 CARRIAGEWOOD #1 |  |  | Non-Lead - Other | No | 1980-06-01 | 0 | Installation date is after the lead ban |  |  |  |  | Non-Lead - Other |  |  | Installation date is after the lead ban |  |  |  |  | Non-Lead |  |  |  | Domestic
MTR_016626 | 18304 152ND CT SE | LOT 37 CARRIAGEWOOD #1 |  |  | Non-Lead - Other | No | 1980-06-01 | 0 | Installation date is after the lead ban |  |  |  |  | Non-Lead - Other |  |  | Installation date is after the lead ban |  |  |  |  | Non-Lead |  |  |  | Domestic
MTR_016627 | 18308 152ND CT SE | L38 CARRIAGEWOOD 1 |  |  | Non-Lead - Other | No | 1980-06-01 | 0 | Installation date is after the lead ban |  |  |  |  | Non-Lead - Other |  |  | Installation date is after the lead ban |  |  |  |  | Non-Lead |  |  |  | Domestic
MTR_016672 | 18112 150TH CT SE | L24 CARRIAGEWOOD #2 |  |  | Non-Lead Plastic | No | 1982-09-01 | 0 | Field inspection only with no records | Yes | Visual inspection at meter pit | 2023-11-10 |  | Non-Lead Plastic |  |  | Field inspection only with no records | Yes | Visual inspection at meter pit | 2023-11-10 |  | Non-Lead |  |  |  | Domestic
MTR_016673 | 18106 149TH AVE SE | L17 CARRIAGEWOOD #2 |  |  | Non-Lead - Other | No | 1982-09-01 | 0 | Installation date is after the lead ban |  |  |  |  | Non-Lead - Other |  |  | Installation date is after the lead ban |  |  |  |  | Non-Lead |  |  |  | Domestic
MTR_016628 | 18307 151ST CT SE | L71 CARRIAGEWOOD 1 |  |  | Non-Lead - Other | No | 1980-06-01 | 0 | Installation date is after the lead ban |  |  |  |  | Non-Lead - Other |  |  | Installation date is after the lead ban |  |  |  |  | Non-Lead |  |  |  | Domestic
MTR_029951 | 12715 SE 164TH ST | L1 BK3 CASCADE VISTA #5 |  |  | Non-Lead - Other | No | 2016-06-22 | 0.75 | Rectified Plan |  |  |  |  | Non-Lead - Other |  |  | Statistical analysis |  |  |  |  | Non-Lead |  |  |  | Domestic
MTR_029949 | 12701 SE 164TH ST | L4 BK5 CASCADE VISTA #7 |  |  | Non-Lead - Other | No | 2016-06-22 | 0.75 | Rectified Plan |  |  |  |  | Non-Lead - Other |  |  | Statistical analysis |  |  |  |  | Non-Lead |  |  |  | Domestic
MTR_029946 | 12603 SE 164TH ST | L1 BK5 CASCADE VISTA #1 |  |  | Non-Lead - Other | No | 2016-06-22 | 0.75 | Rectified Plan |  |  |  |  | Non-Lead - Other |  |  | Statistical analysis |  |  |  |  | Non-Lead |  |  |  | Domestic
MTR_029950 | 12705 SE 164TH ST | L5 BK5 CASCADE VISTA #7 |  |  | Non-Lead - Other | No | 2016-06-22 | 0.75 | Rectified Plan |  |  |  |  | Non-Lead - Other |  |  | Statistical analysis |  |  |  |  | Non-Lead |  |  |  | Domestic
MTR_011542 | 16350 130TH AVE SE | L 91 FAIRWOOD 9 |  |  | Non-Lead - Other | No | 2007-10-01 | 0 | Installation date is after the lead ban |  |  |  |  | Non-Lead - Other |  |  | Installation date is after the lead ban |  |  |  |  | Non-Lead |  |  |  | Domestic
MTR_011536 | 16339 131ST AVE SE | L 85 FAIRWOOD 9 |  |  | Non-Lead - Other | No | 2007-10-01 | 0 | Installation date is after the lead ban |  |  |  |  | Non-Lead - Other |  |  | Installation date is after the lead ban |  |  |  |  | Non-Lead |  |  |  | Domestic
MTR_014689 | 13030 SE 159TH PL | LOT 95 FAIRLANE WOODS |  |  | Non-Lead Plastic | No | 1978-09-22 | 0 | Field inspection only with no records | Yes | Visual inspection at meter pit | 2023-01-06 |  | Non-Lead Plastic |  |  | Field inspection only with no records | Yes | Visual inspection at meter pit | 2023-01-06 |  | Non-Lead |  |  |  | Domestic
MTR_014690 | 13024 SE 159TH PL | LOT 96 FAIRLANE WOODS |  |  | Non-Lead - Other | No | 1978-09-22 | 0 | Installation date is after the lead ban |  |  |  |  | Non-Lead - Other |  |  | Installation date is after the lead ban |  |  |  |  | Non-Lead |  |  |  | Domestic
MTR_016629 | 18205 152ND AVE SE | LOT 10 CARRIAGEWOOD #1 |  |  | Non-Lead - Other | No | 1980-06-01 | 0 | Installation date is after the lead ban |  |  |  |  | Non-Lead - Other |  |  | Installation date is after the lead ban |  |  |  |  | Non-Lead |  |  |  | Domestic
MTR_016633 | 18240 152ND AVE SE | LOT 17 CARRIAGEWOOD #1 |  |  | Non-Lead - Other | No | 1980-06-01 | 0 | Installation date is after the lead ban |  |  |  |  | Non-Lead - Other |  |  | Installation date is after the lead ban |  |  |  |  | Non-Lead |  |  |  | Domestic
MTR_016634 | 18206 152ND AVE SE | L12 CARRIAGEWOOD 1 |  |  | Non-Lead - Other | No | 1980-06-01 | 0 | Installation date is after the lead ban |  |  |  |  | Non-Lead - Other |  |  | Installation date is after the lead ban |  |  |  |  | Non-Lead |  |  |  | Domestic
MTR_025323 | 12350 SE 213TH ST | L243 GLENCARIN #2 |  |  | Non-Lead - Other | No | 1968-07-31 | 0 | Installation date is after the lead ban |  |  |  |  | Non-Lead Plastic |  |  | Field inspection only with no records | Yes | Visual inspection at meter pit | 2023-01-21 |  | Non-Lead |  |  |  | Domestic
MTR_014670 | 12903 SE 160TH ST | LOT 78 FAIRLANE WOODS |  |  | Non-Lead - Other | No | 2016-06-22 | 0.75 | Installation date is after the lead ban |  |  |  |  | Non-Lead - Other |  |  | Installation date is after the lead ban |  |  |  |  | Non-Lead |  |  |  | Domestic
MTR_028109 | 22033 120TH PL SE | LOT 76 GLENCARIN SOUTH |  |  | Non-Lead Plastic | No |  | 0 | Field inspection only with no records | Yes | Visual inspection at meter pit | 2023-06-15 |  | Non-Lead Plastic |  |  | Field inspection only with no records | Yes | Visual inspection at meter pit | 2023-06-15 |  | Non-Lead |  |  |  | Domestic
MTR_028110 | 21952 120TH AVE SE | LOT 17 MEADOW GLEN #2 |  |  | Non-Lead - Other | No |  | 0 | Installation date is after the lead ban |  |  |  |  | Non-Lead - Other |  |  | Installation date is after the lead ban |  |  |  |  | Non-Lead |  |  |  | Domestic
MTR_028111 | 21946 120TH AVE SE | LOT 18 MEADOW GLEN #2 |  |  | Non-Lead Plastic | No |  | 0 | Field inspection only with no records | Yes | Visual inspection at meter pit | 2023-09-15 |  | Non-Lead Plastic |  |  | Field inspection only with no records | Yes | Visual inspection at meter pit | 2023-09-15 |  | Non-Lead |  |  |  | Assumed
MTR_025324 | 12506 SE 213TH ST | L343 GLENCARIN #2 |  |  | Non-Lead - Other | No | 1968-07-31 | 0 | Installation date is after the lead ban |  |  |  |  | Non-Lead Plastic |  |  | Field inspection only with no records | Yes | Visual inspection at meter pit | 2023-01-20 |  | Non-Lead |  |  |  | Domestic
MTR_016239 | 16203 SE 178TH ST | LOT 63 CANDLEWOOD RIDGE #3 |  |  | Non-Lead - Other | No | 1977-07-13 | 1 | Installation date is after the lead ban |  |  |  |  | Non-Lead - Other |  |  | Installation date is after the lead ban |  |  |  |  | Non-Lead |  |  |  | Domestic
MTR_016240 | 16209 SE 178TH ST | LOT 64 CANDLEWOOD RIDGE #3 |  |  | Non-Lead Plastic | No | 1977-07-13 | 1 | Field inspection only with no records | Yes | Visual inspection at meter pit | 2023-11-30 |  | Non-Lead Plastic |  |  | Field inspection only with no records | Yes | Visual inspection at meter pit | 2023-11-30 |  | Non-Lead |  |  |  | Domestic
MTR_016241 | 16225 SE 178TH PL | LOT 57 CANDLEWOOD RIDGE #3 |  |  | Non-Lead Plastic | No | 1977-07-13 | 1 | Field inspection only with no records | Yes | Visual inspection at meter pit | 2023-11-30 |  | Non-Lead Plastic |  |  | Field inspection only with no records | Yes | Visual inspection at meter pit | 2023-11-30 |  | Non-Lead |  |  |  | Domestic
MTR_016243 | 16208 SE 178TH PL | LOT 61 CANDLEWOOD RIDGE #3 |  |  | Non-Lead Plastic | No | 1977-07-13 | 1 | Field inspection only with no records | Yes | Visual inspection at meter pit | 2023-11-30 |  | Non-Lead Plastic |  |  | Field inspection only with no records | Yes | Visual inspection at meter pit | 2023-11-30 |  | Non-Lead |  |  |  | Domestic
MTR_016244 | 16214 SE 178TH PL | LOT 60 CANDLEWOOD RIDGE #3 |  |  | Non-Lead - Other | No | 1977-07-13 | 1 | Installation date is after the lead ban |  |  |  |  | Non-Lead - Other |  |  | Installation date is after the lead ban |  |  |  |  | Non-Lead |  |  |  | Domestic
MTR_014699 | 13043 SE 159TH PL | LOT 105 FAIRLANE WOODS |  |  | Non-Lead Plastic | No | 1978-09-22 | 0 | Field inspection only with no records | Yes | Visual inspection at meter pit | 2023-01-06 |  | Non-Lead Plastic |  |  | Field inspection only with no records | Yes | Visual inspection at meter pit | 2023-01-06 |  | Non-Lead |  |  |  | Domestic
MTR_014701 | 13055 SE 159TH PL | LOT 107 FAIRLANE WOODS |  |  | Non-Lead - Other | No | 1978-09-22 | 0 | Installation date is after the lead ban |  |  |  |  | Non-Lead - Other |  |  | Installation date is after the lead ban |  |  |  |  | Non-Lead |  |  |  | Domestic
MTR_014695 | 13019 SE 159TH PL | LOT 101 FAIRLANE WOODS |  |  | Non-Lead - Other | No | 1978-09-22 | 0 | Installation date is after the lead ban |  |  |  |  | Non-Lead - Other |  |  | Installation date is after the lead ban |  |  |  |  | Non-Lead |  |  |  | Domestic
MTR_016248 | 16231 SE 178TH ST | LOT 68 CANDLEWOOD RIDGE #3 |  |  | Non-Lead Plastic | No | 1977-07-13 | 1 | Field inspection only with no records | Yes | Visual inspection at meter pit | 2023-11-30 |  | Non-Lead Plastic |  |  | Field inspection only with no records | Yes | Visual inspection at meter pit | 2023-11-30 |  | Non-Lead |  |  |  | Domestic
MTR_016249 | 16218 SE 178TH ST | LOT 71 CANDLEWOOD RIDGE #3 |  |  | Non-Lead Plastic | No | 1977-07-13 | 1 | Field inspection only with no records | Yes | Visual inspection at meter pit | 2023-11-30 |  | Non-Lead Plastic |  |  | Field inspection only with no records | Yes | Visual inspection at meter pit | 2023-11-30 |  | Non-Lead |  |  |  | Domestic
MTR_016051 | 16039 SE 180TH PL | LOT 16 WHITNEY PLACE |  |  | Non-Lead Plastic | No | 1988-08-19 | 0 | Field inspection only with no records | Yes | Visual inspection at meter pit | 2023-11-30 |  | Non-Lead Plastic |  |  | Field inspection only with no records | Yes | Visual inspection at meter pit | 2023-11-30 |  | Non-Lead |  |  |  | Domestic
MTR_016054 | 16101 SE 180TH PL | LOT 17 WHITNEY PLACE |  |  | Non-Lead - Other | No | 1988-08-19 | 0 | Installation date is after the lead ban |  |  |  |  | Non-Lead - Other |  |  | Installation date is after the lead ban |  |  |  |  | Non-Lead |  |  |  | Domestic
MTR_011489 | 12631 SE 165TH ST | L 78 CASCADE HILLS 8 |  |  | Non-Lead - Other | No |  | 1 | Installation date is after the lead ban |  |  |  |  | Non-Lead - Other |  |  | Installation date is after the lead ban |  |  |  |  | Non-Lead |  |  |  | Domestic
MTR_011488 | 12621 SE 165TH ST | L 77 CASCADE HILLS 8 |  |  | Non-Lead - Other | No |  | 1 | Installation date is after the lead ban |  |  |  |  | Non-Lead - Other |  |  | Installation date is after the lead ban |  |  |  |  | Non-Lead |  |  |  | Domestic
MTR_011482 | 12634 SE 165TH ST | LOT 71 CASCADE HILLS #8 |  |  | Non-Lead - Other | No |  | 1 | Installation date is after the lead ban |  |  |  |  | Non-Lead - Other |  |  | Installation date is after the lead ban |  |  |  |  | Non-Lead |  |  |  | Domestic
MTR_011483 | 12626 SE 165TH ST | L 72 CASCADE HILLS 8 |  |  | Non-Lead - Other | No |  | 1 | Installation date is after the lead ban |  |  |  |  | Non-Lead - Other |  |  | Installation date is after the lead ban |  |  |  |  | Non-Lead |  |  |  | Domestic
MTR_028114 | 22030 120TH AVE SE | LOT 12 MEADOW GLEN #2 |  |  | Non-Lead Plastic | No |  | 0 | Field inspection only with no records | Yes | Visual inspection at meter pit | 2023-09-15 |  | Non-Lead Copper |  |  | Field inspection only with no records | Yes | Visual inspection at meter pit | 2023-09-15 |  | Non-Lead |  |  |  | Assumed
MTR_028116 | 22006 120TH AVE SE | LOT 16 MEADOW GLEN #2 |  |  | Non-Lead - Other | No |  | 0 | Installation date is after the lead ban |  |  |  |  | Non-Lead - Other |  |  | Installation date is after the lead ban |  |  |  |  | Non-Lead |  |  |  | Domestic
MTR_026980 | 12825 SE 225TH CT | LOT 5 FERN CREST WEST |  |  | Non-Lead - Other | No | 2006-04-28 | 0 | Installation date is after the lead ban |  |  |  |  | Non-Lead - Other |  |  | Installation date is after the lead ban |  |  |  |  | Non-Lead |  |  |  | Domestic
MTR_026981 | 12815 SE 225TH CT | LOT 3 FERN CREST WEST |  |  | Non-Lead - Other | No | 2006-04-28 | 0 | Installation date is after the lead ban |  |  |  |  | Non-Lead - Other |  |  | Installation date is after the lead ban |  |  |  |  | Non-Lead |  |  |  | Domestic
MTR_011450 | 16642 127TH AVE SE | L 27 CASCADE HILLS 8 |  |  | Non-Lead - Other | Unknown |  | 1 | Statistical analysis |  |  |  |  | Non-Lead - Other |  |  | Statistical analysis |  |  |  |  | Non-Lead |  |  |  | Domestic
MTR_011453 | 16624 127TH AVE SE | L 30 CASCADE HILLS 8 |  |  | Non-Lead - Other | Unknown |  | 1 | Statistical analysis |  |  |  |  | Non-Lead - Other |  |  | Statistical analysis |  |  |  |  | Non-Lead |  |  |  | Domestic
MTR_011454 | 16618 127TH AVE SE | L 31 CASCADE HILLS 8 |  |  | Non-Lead Plastic | No |  | 1 | Field inspection only with no records | Yes | Visual inspection at meter pit | 2023-01-06 |  | Non-Lead Plastic |  |  | Field inspection only with no records | Yes | Visual inspection at meter pit | 2023-01-06 |  | Non-Lead |  |  |  | Domestic
MTR_011440 | 12749 SE 167TH PL | L 17 CASCADE HILLS 8 |  |  | Non-Lead - Other | Unknown |  | 1 | Statistical analysis |  |  |  |  | Non-Lead - Other |  |  | Statistical analysis |  |  |  |  | Non-Lead |  |  |  | Domestic
MTR_011434 | 12709 SE 167TH PL | L 11 CASCADE HILLS 8 |  |  | Non-Lead - Other | Unknown |  | 1 | Statistical analysis |  |  |  |  | Non-Lead - Other |  |  | Statistical analysis |  |  |  |  | Non-Lead |  |  |  | Domestic
MTR_015983 | 14641 SE 189TH PL | LOT 21 FIELDSTONE 2 |  |  | Non-Lead - Other | No | 2004-12-14 | 0 | Installation date is after the lead ban |  |  |  |  | Non-Lead - Other |  |  | Installation date is after the lead ban |  |  |  |  | Non-Lead |  |  |  | Domestic
MTR_026987 | 12832 SE 225TH CT | LOT 11 FERN CREST WEST |  |  | Non-Lead - Other | No | 2006-04-28 | 0 | Installation date is after the lead ban |  |  |  |  | Non-Lead - Other |  |  | Installation date is after the lead ban |  |  |  |  | Non-Lead |  |  |  | Domestic
MTR_026988 | 12851 SE 225TH CT | LOT 39 FERN CREST WEST |  |  | Non-Lead - Other | No | 2006-04-28 | 0 | Installation date is after the lead ban |  |  |  |  | Non-Lead - Other |  |  | Installation date is after the lead ban |  |  |  |  | Non-Lead |  |  |  | Domestic
MTR_026990 | 12808 SE 225TH CT | LOT 7 FERN CREST WEST |  |  | Non-Lead Plastic | No | 2006-04-28 | 0 | Field inspection only with no records | Yes | Visual inspection at meter pit | 2023-09-19 |  | Non-Lead Plastic |  |  | Field inspection only with no records | Yes | Visual inspection at meter pit | 2023-09-19 |  | Non-Lead |  |  |  | Domestic
MTR_030069 | 12415 SE 160TH ST | L4 BK4 CASCADE VILLAGE#3 |  |  | Non-Lead - Other | No | 2016-06-22 | 0.75 | Rectified Plan |  |  |  |  | Non-Lead - Other |  |  | Statistical analysis |  |  |  |  | Non-Lead |  |  |  | Domestic
MTR_030071 | 12431 SE 160TH ST | L6 BK4 CASCADE VILLAGE#3 |  |  | Non-Lead - Other | No | 2016-06-22 | 0.75 | Rectified Plan |  |  |  |  | Non-Lead - Other |  |  | Statistical analysis |  |  |  |  | Non-Lead |  |  |  | Domestic
MTR_025514 | 21221 127TH PL SE | L 26 GLENCARIN #3 |  |  | Non-Lead - Other | No |  | 0 | Installation date is after the lead ban |  |  |  |  | Non-Lead - Other |  |  | Installation date is after the lead ban |  |  |  |  | Non-Lead |  |  |  | Domestic
MTR_030073 | 12445 SE 160TH ST | L1 BK3 CASCADE VILLAGE#1 |  |  | Non-Lead Plastic | No | 2016-06-22 | 0.75 | Field inspection only with no records | Yes | Visual inspection at meter pit | 2023-01-06 |  | Non-Lead Plastic |  |  | Field inspection only with no records | Yes | Visual inspection at meter pit | 2023-01-06 |  | Non-Lead |  |  |  | Domestic
MTR_016083 | 17910 158TH PL SE | L20 CANDLEWOOD RIDGE #6 |  |  | Non-Lead - Plastic | No | 1980-08-01 | 0 | Rectified Plan | No |  |  |  | Non-Lead - Other |  |  | Installation date is after the lead ban |  |  |  |  | Non-Lead |  |  |  | Domestic
MTR_016084 | 17926 158TH PL SE | L18 CANDLEWOOD RIDGE#6 |  |  | Non-Lead - Plastic | No | 1980-08-01 | 0 | Rectified Plan | No |  |  |  | Non-Lead - Other |  |  | Installation date is after the lead ban |  |  |  |  | Non-Lead |  |  |  | Domestic
MTR_011419 | 16735 128TH AVE SE | L 51 CASCADE HILLS 8 |  |  | Non-Lead - Other | Unknown |  | 1 | Statistical analysis |  |  |  |  | Non-Lead - Other |  |  | Statistical analysis |  |  |  |  | Non-Lead |  |  |  | Domestic
MTR_011424 | 12758 SE 168TH ST | L1 CASCADE HILLS 8 |  |  | Non-Lead - Other | Unknown |  | 1 | Statistical analysis |  |  |  |  | Non-Lead - Other |  |  | Statistical analysis |  |  |  |  | Non-Lead |  |  |  | Domestic
MTR_016458 | 15918 SE 176TH PL | L70 CANDLEWOOD RIDGE #1 |  |  | Non-Lead Plastic | No |  | 0 | Field inspection only with no records | Yes | Visual inspection at meter pit | 2023-11-30 |  | Non-Lead Plastic |  |  | Field inspection only with no records | Yes | Visual inspection at meter pit | 2023-11-30 |  | Non-Lead |  |  |  | Domestic
MTR_016251 | 16207 SE 176TH PL | LOT 80 CANDLEWOOD RIDGE #3 |  |  | Non-Lead - Other | No | 1977-07-13 | 1 | Installation date is after the lead ban |  |  |  |  | Non-Lead - Other |  |  | Installation date is after the lead ban |  |  |  |  | Non-Lead |  |  |  | Domestic
MTR_016253 | 17708 162ND AVE SE | LOT 76 CANDLEWOOD RIDGE #3 |  |  | Non-Lead - Other | No | 1977-07-13 | 1 | Installation date is after the lead ban |  |  |  |  | Non-Lead - Other |  |  | Installation date is after the lead ban |  |  |  |  | Non-Lead |  |  |  | Domestic
MTR_016254 | 16200 SE 178TH ST | LOT 74 CANDLEWOOD RIDGE #3 |  |  | Non-Lead - Other | No | 1977-07-13 | 1 | Installation date is after the lead ban |  |  |  |  | Non-Lead - Other |  |  | Installation date is after the lead ban |  |  |  |  | Non-Lead |  |  |  | Domestic
MTR_016463 | 15920 SE 178TH ST | L120 CANDLEWOOD RIDGE #1 |  |  | Non-Lead Plastic | No |  | 0 | Field inspection only with no records | Yes | Visual inspection at meter pit | 2023-11-30 |  | Non-Lead Plastic |  |  | Field inspection only with no records | Yes | Visual inspection at meter pit | 2023-11-30 |  | Non-Lead |  |  |  | Domestic
MTR_016464 | 17728 159TH AVE SE | L123 CANDLEWOOD RIDGE #1 |  |  | Non-Lead Plastic | No |  | 0 | Field inspection only with no records | Yes | Visual inspection at meter pit | 2023-11-30 |  | Non-Lead Plastic |  |  | Field inspection only with no records | Yes | Visual inspection at meter pit | 2023-11-30 |  | Non-Lead |  |  |  | Domestic
MTR_016466 | 15908 SE 178TH ST | L122 CANDLEWOOD RIDGE #1 |  |  | Non-Lead Plastic | No |  | 0 | Field inspection only with no records | Yes | Visual inspection at meter pit | 2023-11-30 |  | Non-Lead Plastic |  |  | Field inspection only with no records | Yes | Visual inspection at meter pit | 2023-11-30 |  | Non-Lead |  |  |  | Domestic
MTR_016467 | 17720 159TH AVE SE | L124 CANDLEWOOD RIDGE #1 |  |  | Non-Lead - Other | No |  | 0 | Installation date is after the lead ban |  |  |  |  | Non-Lead - Other |  |  | Installation date is after the lead ban |  |  |  |  | Non-Lead |  |  |  | Domestic
MTR_011403 | 12716 SE 166TH ST | L 59 CASCADE HILLS 8 |  |  | Non-Lead - Other | No |  | 1 | Installation date is after the lead ban |  |  |  |  | Non-Lead - Other |  |  | Installation date is after the lead ban |  |  |  |  | Non-Lead |  |  |  | Domestic
MTR_011405 | 12740 SE 167TH ST | L 37 CASCADE HILLS 8 |  |  | Non-Lead - Other | Unknown |  | 1 | Statistical analysis |  |  |  |  | Non-Lead - Other |  |  | Statistical analysis |  |  |  |  | Non-Lead |  |  |  | Domestic
MTR_011415 | 16705 128TH AVE SE | L 47 CASCADE HILLS 8 |  |  | Non-Lead - Other | Unknown |  | 1 | Statistical analysis |  |  |  |  | Non-Lead - Other |  |  | Statistical analysis |  |  |  |  | Non-Lead |  |  |  | Domestic
MTR_016635 | 18230 152ND AVE SE | LOT 16 CARRIAGEWOOD 1 |  |  | Non-Lead - Other | No | 1980-06-01 | 0 | Installation date is after the lead ban |  |  |  |  | Non-Lead - Other |  |  | Installation date is after the lead ban |  |  |  |  | Non-Lead |  |  |  | Domestic
MTR_016640 | 15214 SE 183RD DR | LOT 19 CARRIAGEWOOD #1 |  |  | Non-Lead - Other | No | 1980-06-01 | 0 | Installation date is after the lead ban |  |  |  |  | Non-Lead - Other |  |  | Installation date is after the lead ban |  |  |  |  | Non-Lead |  |  |  | Domestic
MTR_011569 | 12916 SE 162ND ST | L50 FAIRWOOD DIV. #9 |  |  | Non-Lead - Other | No |  | 1 | Installation date is after the lead ban |  |  |  |  | Non-Lead - Other |  |  | Installation date is after the lead ban |  |  |  |  | Non-Lead |  |  |  | Domestic
MTR_011604 | 16230 131ST AVE SE | L54 FAIRWOOD DIV. #9 |  |  | Non-Lead - Other | No |  | 1 | Installation date is after the lead ban |  |  |  |  | Non-Lead - Other |  |  | Installation date is after the lead ban |  |  |  |  | Non-Lead |  |  |  | Domestic
MTR_011572 | 12820 SE 162ND ST | L53 FAIRWOOD DIV. #9 |  |  | Non-Lead - Other | No |  | 1 | Installation date is after the lead ban |  |  |  |  | Non-Lead - Other |  |  | Installation date is after the lead ban |  |  |  |  | Non-Lead |  |  |  | Domestic
MTR_011573 | 12814 SE 162ND ST | L54 FAIRWOOD DIV. #9 |  |  | Non-Lead - Other | No |  | 1 | Installation date is after the lead ban |  |  |  |  | Non-Lead - Other |  |  | Installation date is after the lead ban |  |  |  |  | Non-Lead |  |  |  | Domestic
MTR_011574 | 12808 SE 162ND ST | L55 FAIRWOOD DIV. #9 |  |  | Non-Lead - Other | No |  | 1 | Installation date is after the lead ban |  |  |  |  | Non-Lead - Other |  |  | Installation date is after the lead ban |  |  |  |  | Non-Lead |  |  |  | Domestic
MTR_011576 | 12800 SE 162ND ST | LOT 57 FAIRWOOD #9 |  |  | Non-Lead - Other | No |  | 1 | Installation date is after the lead ban |  |  |  |  | Non-Lead - Other |  |  | Installation date is after the lead ban |  |  |  |  | Non-Lead |  |  |  | Domestic
MTR_016469 | 16115 SE 179TH ST | L13 CANDLEWOOD RIDGE #1 |  |  | Non-Lead - Other | No |  | 0 | Installation date is after the lead ban |  |  |  |  | Non-Lead - Other |  |  | Installation date is after the lead ban |  |  |  |  | Non-Lead |  |  |  | Assumed
MTR_016471 | 15927 SE 179TH ST | L8 CANDLEWOOD RIDGE #1 |  |  | Non-Lead - Other | No |  | 0 | Installation date is after the lead ban |  |  |  |  | Non-Lead - Other |  |  | Installation date is after the lead ban |  |  |  |  | Non-Lead |  |  |  | Domestic
MTR_016472 | 15903 SE 179TH ST | L5 CANDLEWOOD RIDGE #1 |  |  | Non-Lead Plastic | No |  | 0 | Field inspection only with no records | Yes | Visual inspection at meter pit | 2023-11-30 |  | Non-Lead - Other |  |  | Installation date is after the lead ban |  |  |  |  | Non-Lead |  |  |  | Domestic
MTR_016092 | 17918 158TH PL SE | L19 CANDLEWOOD RIDGE #6 |  |  | Non-Lead Plastic | No | 1980-08-01 | 0 | Field inspection only with no records | Yes | Visual inspection at meter pit | 2023-11-30 |  | Non-Lead - Other |  |  | Installation date is after the lead ban |  |  |  |  | Non-Lead |  |  |  | Domestic
MTR_016093 | 18005 158TH PL SE | LOT 12 CANDLEWOOD #6 |  |  | Non-Lead Plastic | No | 1980-08-01 | 0 | Field inspection only with no records | Yes | Visual inspection at meter pit | 2023-01-28 |  | Non-Lead Plastic |  |  | Field inspection only with no records | Yes | Visual inspection at meter pit | 2023-01-28 |  | Non-Lead |  |  |  | Domestic
MTR_016641 | 18223 152ND AVE SE | LOT 7 CARRIAGEWOOD #1 |  |  | Non-Lead - Other | No | 1980-06-01 | 0 | Installation date is after the lead ban |  |  |  |  | Non-Lead - Other |  |  | Installation date is after the lead ban |  |  |  |  | Non-Lead |  |  |  | Domestic
MTR_016643 | 18243 153RD AVE SE | LOT 25 CARRIAGEWOOD #1 |  |  | Non-Lead - Other | No | 1980-06-01 | 0 | Installation date is after the lead ban |  |  |  |  | Non-Lead - Other |  |  | Installation date is after the lead ban |  |  |  |  | Non-Lead |  |  |  | Domestic |  |  | Yes
MTR_016644 | 15228 SE 183RD DR | L22 CARRIAGEWOOD 1 |  |  | Non-Lead Plastic | No | 1980-06-01 | 0 | Field inspection only with no records | Yes | Visual inspection at meter pit | 2023-11-30 |  | Non-Lead Copper |  |  | Field inspection only with no records | Yes | Visual inspection at meter pit | 2023-11-30 |  | Non-Lead |  |  |  | Domestic
MTR_026993 | 12875 SE 225TH CT | LOT 35 FERN CREST WEST |  |  | Non-Lead - Other | No | 2006-04-28 | 0 | Installation date is after the lead ban |  |  |  |  | Non-Lead - Other |  |  | Installation date is after the lead ban |  |  |  |  | Non-Lead |  |  |  | Domestic
MTR_026994 | 22643 128TH PL SE | LOT 63 FERN CREST WEST |  |  | Non-Lead - Other | No | 2006-04-28 | 0 | Installation date is after the lead ban |  |  |  |  | Non-Lead - Other |  |  | Installation date is after the lead ban |  |  |  |  | Non-Lead |  |  |  | Domestic
MTR_026995 | 22651 128TH PL SE | LOT 64 FERN CREST WEST |  |  | Non-Lead - Other | No |  | 0 | Installation date is after the lead ban |  |  |  |  | Non-Lead - Other |  |  | Installation date is after the lead ban |  |  |  |  | Non-Lead |  |  |  | Assumed
MTR_018376 | 20204 90TH PL S | LOT 32 SOPHIA GLEN |  |  | Non-Lead - Other | No | 2009-07-07 | 0 | Installation date is after the lead ban |  |  |  |  | Non-Lead - Other |  |  | Installation date is after the lead ban |  |  |  |  | Non-Lead |  |  |  | Domestic
MTR_017958 | 17615 140TH AVE SE | 0708-012800 |  |  | Non-Lead - Other | No | 2006-05-01 | 0 | Installation date is after the lead ban |  |  |  |  | Non-Lead - Other |  |  | Installation date is after the lead ban |  |  |  |  | Non-Lead |  |  |  | Domestic
MTR_029967 | 16302 126TH AVE SE | L10 BLK3 CASCADE VISTA#7 |  |  | Non-Lead - Other | No | 2016-06-22 | 0.75 | Rectified Plan |  |  |  |  | Non-Lead - Other |  |  | Statistical analysis |  |  |  |  | Non-Lead |  |  |  | Domestic
MTR_029945 | 12604 SE 164TH ST | L12 BK3 CASCADE VISTA #7 |  |  | Non-Lead - Other | No | 2016-06-22 | 0.75 | Rectified Plan |  |  |  |  | Non-Lead - Other |  |  | Statistical analysis |  |  |  |  | Non-Lead |  |  |  | Domestic
MTR_029969 | 16156 126TH AVE SE | L8 BLK3 CASCADE VISTA#7 |  |  | Non-Lead Plastic | No | 2016-06-22 | 0.75 | Rectified Plan | Yes | Visual inspection at the meter pit | 2024-02-09 |  | Non-Lead Plastic |  |  | Field inspection only with no records | Yes | Visual inspection at the meter pit | 2024-02-09 |  | Non-Lead |  |  |  | Domestic
MTR_029966 | 16308 126TH AVE SE | L11 BLK3 CASCADE VISTA#7 |  |  | Non-Lead Plastic | No | 2016-06-22 | 0.75 | Field inspection only with no records | Yes | Visual inspection at meter pit | 2023-01-06 |  | Non-Lead Plastic |  |  | Field inspection only with no records | Yes | Visual inspection at meter pit | 2023-01-06 |  | Non-Lead |  |  |  | Domestic
MTR_016062 | 16042 SE 180TH PL | LOT 4 WHITNEY PLACE |  |  | Non-Lead - Other | No | 1988-08-19 | 0 | Installation date is after the lead ban |  |  |  |  | Non-Lead - Other |  |  | Installation date is after the lead ban |  |  |  |  | Non-Lead |  |  |  | Domestic
MTR_016258 | 16226 SE 178TH PL | LOT 58 CANDLEWOOD RIDGE #3 |  |  | Non-Lead Plastic | No | 1977-07-13 | 1 | Field inspection only with no records | Yes | Visual inspection at meter pit | 2023-01-27 |  | Non-Lead Copper |  |  | Field inspection only with no records | Yes | Visual inspection at meter pit | 2023-01-27 |  | Non-Lead |  |  |  | Domestic
MTR_016259 | 16220 SE 178TH PL | LOT 59 CANDLEWOOD RIDGE #3 |  |  | Non-Lead - Other | No | 1977-07-13 | 1 | Installation date is after the lead ban |  |  |  |  | Non-Lead - Other |  |  | Installation date is after the lead ban |  |  |  |  | Non-Lead |  |  |  | Domestic
MTR_016261 | 16204 SE 179TH ST | LOT 52 CANDLEWOOD RIDGE #3 |  |  | Non-Lead Plastic | No | 1977-07-13 | 1 | Field inspection only with no records | Yes | Visual inspection at meter pit | 2023-11-30 |  | Non-Lead Plastic |  |  | Field inspection only with no records | Yes | Visual inspection at meter pit | 2023-11-30 |  | Non-Lead |  |  |  | Domestic
MTR_016264 | 16207 SE 178TH PL | LOT 54 CANDLEWOOD RIDGE #3 |  |  | Non-Lead Plastic | No | 1977-07-13 | 1 | Field inspection only with no records | Yes | Visual inspection at meter pit | 2023-11-30 |  | Non-Lead Plastic |  |  | Field inspection only with no records | Yes | Visual inspection at meter pit | 2023-11-30 |  | Non-Lead |  |  |  | Domestic
MTR_016265 | 17811 163RD PL SE | LOT 104 CANDLEWOOD RIDGE #3 |  |  | Non-Lead - Plastic | No | 1977-07-13 | 1 | Rectified Plan | No |  |  |  | Non-Lead - Other |  |  | Installation date is after the lead ban |  |  |  |  | Non-Lead |  |  |  | Domestic
MTR_016266 | 17623 163RD PL SE | LOT 97 CANDLEWOOD RIDGE #3 |  |  | Non-Lead Plastic | No | 1977-07-13 | 1 | Field inspection only with no records | Yes | Visual inspection at meter pit | 2023-11-30 |  | Non-Lead Plastic |  |  | Field inspection only with no records | Yes | Visual inspection at meter pit | 2023-11-30 |  | Non-Lead |  |  |  | Domestic
MTR_016267 | 17615 163RD PL SE | LOT 96 CANDLEWOOD RIDGE #3 |  |  | Non-Lead - Plastic | No | 1977-07-13 | 1 | Rectified Plan | No |  |  |  | Non-Lead - Other |  |  | Installation date is after the lead ban |  |  |  |  | Non-Lead |  |  |  | Domestic
MTR_016268 | 17631 163RD PL SE | LOT 98 CANDLEWOOD RIDGE #3 |  |  | Non-Lead - Plastic | No | 1977-07-13 | 1 | Rectified Plan | No |  |  |  | Non-Lead - Other |  |  | Installation date is after the lead ban |  |  |  |  | Non-Lead |  |  |  | Domestic
MTR_025374 | 21015 121ST PL SE | L24 CARENA TERRACE 1 |  |  | Non-Lead - Other | No |  | 0 | Installation date is after the lead ban |  |  |  |  | Non-Lead Plastic |  |  | Field inspection only with no records | Yes | Visual inspection at meter pit | 2022-12-30 |  | Non-Lead |  |  |  | Domestic
MTR_016705 | 18214 149TH AVE SE | L25 CARRIAGEWOOD #3 |  |  | Non-Lead - Other | No | 1983-04-01 | 0 | Installation date is after the lead ban |  |  |  |  | Non-Lead - Other |  |  | Installation date is after the lead ban |  |  |  |  | Non-Lead |  |  |  | Domestic
MTR_016826 | 18247 150TH AVE SE | LOT44 CARRIAGEWOOD #5 |  |  | Non-Lead - Other | No | 1983-07-01 | 0 | Installation date is after the lead ban |  |  |  |  | Non-Lead - Other |  |  | Installation date is after the lead ban |  |  |  |  | Non-Lead |  |  |  | Domestic
MTR_016065 | 18028 161ST CT SE | LOT 4 SHORT PLAT #1087012/WHITNEY P LACE |  |  | Non-Lead Plastic | No |  | 0 | Field inspection only with no records | Yes | Visual inspection at meter pit | 2023-11-30 |  | Non-Lead - Other |  |  | Installation date is after the lead ban |  |  |  |  | Non-Lead |  |  |  | Domestic
MTR_016270 | 16233 SE 179TH ST | LOT 8 CANDLEWOOD RIDGE #3 |  |  | Non-Lead - Plastic | No | 1977-07-13 | 1 | Rectified Plan | No |  |  |  | Non-Lead - Other |  |  | Installation date is after the lead ban |  |  |  |  | Non-Lead |  |  |  | Domestic
MTR_016066 | 18024 161ST CT SE | LOT 3 SHORT PLAT #1087012/WHITNEY P LACE |  |  | Non-Lead - Other | No | 1986-06-01 | 0 | Installation date is after the lead ban |  |  |  |  | Non-Lead - Other |  |  | Installation date is after the lead ban |  |  |  |  | Non-Lead |  |  |  | Domestic
MTR_016067 | 18029 161ST CT SE | LOT 22 WHITNEY PLACE |  |  | Non-Lead - Other | No | 1988-08-19 | 0 | Installation date is after the lead ban |  |  |  |  | Non-Lead - Other |  |  | Installation date is after the lead ban |  |  |  |  | Non-Lead |  |  |  | Domestic
MTR_016068 | 18020 161ST CT SE | LOT 2 SHORT PLAT #1087012/WHITNEY P LACE |  |  | Non-Lead - Other | No | 2000-03-15 | 0 | Installation date is after the lead ban |  |  |  |  | Non-Lead - Other |  |  | Installation date is after the lead ban |  |  |  |  | Non-Lead |  |  |  | Domestic
MTR_016271 | 17904 162ND PL SE | LOT 5 CANDLEWOOD RIDGE #3 |  |  | Non-Lead Plastic | No | 1977-07-13 | 1 | Field inspection only with no records | Yes | Visual inspection at meter pit | 2023-11-30 |  | Non-Lead Plastic |  |  | Field inspection only with no records | Yes | Visual inspection at meter pit | 2023-11-30 |  | Non-Lead |  |  |  | Domestic
MTR_016676 | 18105 149TH AVE SE | L14 CARRIAGEWOOD #2 |  |  | Non-Lead Plastic | No | 1982-09-01 | 0 | Field inspection only with no records | Yes | Visual inspection at meter pit | 2023-10-14 |  | Non-Lead Plastic |  |  | Field inspection only with no records | Yes | Visual inspection at meter pit | 2023-10-14 |  | Non-Lead |  |  |  | Domestic
MTR_016677 | 14813 SE 181ST ST | L12 CARRIAGEWOOD #2 |  |  | Non-Lead - Other | No | 1982-09-01 | 0 | Installation date is after the lead ban |  |  |  |  | Non-Lead - Other |  |  | Installation date is after the lead ban |  |  |  |  | Non-Lead |  |  |  | Domestic
MTR_016678 | 18137 149TH AVE SE | LOT 3 CARRIAGEWOOD #3 |  |  | Non-Lead Plastic | No | 1983-04-01 | 0 | Field inspection only with no records | Yes | Visual inspection at meter pit | 2023-10-14 |  | Non-Lead Plastic |  |  | Field inspection only with no records | Yes | Visual inspection at meter pit | 2023-10-14 |  | Non-Lead |  |  |  | Domestic
MTR_016706 | 18145 149TH AVE SE | LOT 4 CARRIAGEWOOD #3 |  |  | Non-Lead - Other | No | 1983-04-01 | 0 | Installation date is after the lead ban |  |  |  |  | Non-Lead - Other |  |  | Installation date is after the lead ban |  |  |  |  | Non-Lead |  |  |  | Domestic
MTR_016680 | 14916 SE 181ST ST | L4 CARRIAGEWOOD #2 |  |  | Non-Lead - Other | No | 1982-09-01 | 0 | Installation date is after the lead ban |  |  |  |  | Non-Lead - Other |  |  | Installation date is after the lead ban |  |  |  |  | Non-Lead |  |  |  | Domestic
MTR_025074 | 12046 SE 214TH ST | L 62 GREEN TREE EAST |  |  | Non-Lead - Other | No | 1972-06-01 | 0 | Installation date is after the lead ban |  |  |  |  | Non-Lead - Other |  |  | Installation date is after the lead ban |  |  |  |  | Non-Lead |  |  |  | Domestic
MTR_025076 | 12041 SE 214TH ST | L 64 GREEN TREE EAST |  |  | Non-Lead - Other | No | 1972-06-01 | 0 | Installation date is after the lead ban |  |  |  |  | Non-Lead - Other |  |  | Installation date is after the lead ban |  |  |  |  | Non-Lead |  |  |  | Domestic
MTR_025077 | 12052 SE 214TH ST | LOT 61 GREEN TREE EAST |  |  | Non-Lead - Other | No | 1972-06-01 | 0 | Installation date is after the lead ban |  |  |  |  | Non-Lead - Other |  |  | Installation date is after the lead ban |  |  |  |  | Non-Lead |  |  |  | Domestic
MTR_025078 | 12057 SE 213TH CT | L13 GREENTREE EAST |  |  | Non-Lead - Other | No | 1972-06-01 | 0 | Installation date is after the lead ban |  |  |  |  | Non-Lead - Other |  |  | Installation date is after the lead ban |  |  |  |  | Non-Lead |  |  |  | Domestic
MTR_025408 | 12030 SE 210TH ST | LOT 23 HARMONELL ADDITION |  |  | Non-Lead Plastic | Unknown |  | 0 | Relative Placement | Yes | Visual inspection at the meter pit | 2024-02-01 |  | Galvanized Requiring Replacement |  |  | Field inspection only with no records | Yes | Visual inspection at the meter pit | 2024-02-01 |  | Galvanized Requiring Replacement |  |  |  | Assumed
MTR_025410 | 12045 SE 210TH ST | L 26 HARMONELL ADD. |  |  | Non-Lead - Other | Unknown |  | 0 | Statistical analysis |  |  |  |  | Non-Lead - Other |  |  | Statistical analysis |  |  |  |  | Non-Lead |  |  |  | Assumed
MTR_025428 | 12036 SE 210TH ST | LOT 24 HARMONELL ADDITION |  |  | Non-Lead - Other | Unknown |  | 0 | Statistical analysis |  |  |  |  | Non-Lead - Other |  |  | Statistical analysis |  |  |  |  | Non-Lead |  |  |  | Assumed
MTR_025375 | 21016 121ST PL SE | LOT 33 CARENA TERRACE #1 |  |  | Non-Lead - Other | Unknown |  | 0 | Statistical analysis |  |  |  |  | Non-Lead - Other |  |  | Statistical analysis |  |  |  |  | Non-Lead |  |  |  | Assumed
MTR_025379 | 12032 SE 210TH PL | L 37 CARENA TERRACE 1 |  |  | Non-Lead - Other | No |  | 0 | Installation date is after the lead ban |  |  |  |  | Non-Lead - Other |  |  | Installation date is after the lead ban |  |  |  |  | Non-Lead |  |  |  | Domestic
MTR_019083 | 4823 MAIN AVE S | TL176 W1/2 SEC 32-23-5 |  |  | Non-Lead - Other | No | 1979-09-01 | 0 | Relative Placement |  |  |  |  | Non-Lead - Other |  |  | Statistical analysis |  |  |  |  | Non-Lead |  |  |  | Assumed
MTR_019084 | 4817 MAIN AVE S | TL170 W1/2 SEC 32-23-5 |  |  | Non-Lead - Other | No | 1979-09-01 | 0 | Relative Placement |  |  |  |  | Non-Lead - Other |  |  | Statistical analysis |  |  |  |  | Non-Lead |  |  |  | Assumed
MTR_025381 | 21020 120TH PL SE | L 41 CARENA TERRACE 1 |  |  | Non-Lead - Other | No |  | 0 | Installation date is after the lead ban |  |  |  |  | Non-Lead - Other |  |  | Installation date is after the lead ban |  |  |  |  | Non-Lead |  |  |  | Domestic
MTR_025414 | 12015 SE 210TH ST | L 30 HARMONELL ADD. |  |  | Non-Lead - Other | Unknown |  | 0 | Statistical analysis |  |  |  |  | Non-Lead - Other |  |  | Statistical analysis |  |  |  |  | Non-Lead |  |  |  | Assumed
MTR_026999 | 22423 132ND PL SE | LOT 63 FERN CREST 2 |  |  | Non-Lead Plastic | No | 2005-09-02 | 0 | Field inspection only with no records | Yes | Visual inspection at meter pit | 2023-10-27 |  | Non-Lead Plastic |  |  | Field inspection only with no records | Yes | Visual inspection at meter pit | 2023-10-27 |  | Non-Lead |  |  |  | Domestic
MTR_027000 | 22460 134TH PL SE | LOT 10 FERN CREST 2 |  |  | Non-Lead - Other | No | 2005-09-02 | 0 | Installation date is after the lead ban |  |  |  |  | Non-Lead - Other |  |  | Installation date is after the lead ban |  |  |  |  | Non-Lead |  |  |  | Domestic
MTR_015984 | 14111 SE 188TH WAY | LOT 18 FAIRHAVEN |  |  | Non-Lead Plastic | No | 1995-08-03 | 0 | Field inspection only with no records | Yes | Visual inspection at meter pit | 2023-10-13 |  | Non-Lead Plastic |  |  | Field inspection only with no records | Yes | Visual inspection at meter pit | 2023-10-13 |  | Non-Lead |  |  |  | Domestic
MTR_027001 | 22532 134TH PL SE | LOT 19 FERN CREST #2 |  |  | Non-Lead - Other | No | 2005-09-02 | 0 | Installation date is after the lead ban |  |  |  |  | Non-Lead - Other |  |  | Installation date is after the lead ban |  |  |  |  | Non-Lead |  |  |  | Domestic
MTR_025416 | 12021 SE 209TH ST | LOT 17 HARMONELL |  |  | Non-Lead - Other | Unknown |  | 0 | Statistical analysis |  |  |  |  | Non-Lead - Other |  |  | Statistical analysis |  |  |  |  | Non-Lead |  |  |  | Assumed
MTR_025417 | 12047 SE 209TH ST | L 14 HARMONELL ADD. |  |  | Non-Lead - Other | Unknown |  | 0 | Statistical analysis |  |  |  |  | Non-Lead - Other |  |  | Statistical analysis |  |  |  |  | Non-Lead |  |  |  | Assumed
MTR_025418 | 12012 SE 210TH ST | L 21 HARMONELL ADD. |  |  | Non-Lead - Other | Unknown |  | 0 | Statistical analysis |  |  |  |  | Non-Lead - Other |  |  | Statistical analysis |  |  |  |  | Non-Lead |  |  |  | Assumed
MTR_025419 | 12024 SE 210TH ST | L 22 HARMONELL ADD. |  |  | Non-Lead - Other | Unknown |  | 0 | Statistical analysis |  |  |  |  | Non-Lead - Other |  |  | Statistical analysis |  |  |  |  | Non-Lead |  |  |  | Assumed
MTR_025421 | 12039 SE 209TH ST | LOT 15 HARMONELL |  |  | Non-Lead Plastic | Unknown |  | 0 | Relative Placement | Yes | Visual inspection at the meter pit | 2024-02-01 |  | Non-Lead Plastic |  |  | Field inspection only with no records | Yes | Visual inspection at the meter pit | 2024-02-01 |  | Non-Lead |  |  |  | Assumed
MTR_025079 | 12021 SE 213TH ST | L 57 GREEN TREE EAST |  |  | Non-Lead - Other | No | 1972-06-01 | 0 | Installation date is after the lead ban |  |  |  |  | Non-Lead - Other |  |  | Installation date is after the lead ban |  |  |  |  | Non-Lead |  |  |  | Domestic
MTR_025080 | 21518 121ST PL SE | L1 GREEN TREE EAST |  |  | Non-Lead - Other | No | 1972-06-01 | 0 | Installation date is after the lead ban |  |  |  |  | Non-Lead - Other |  |  | Installation date is after the lead ban |  |  |  |  | Non-Lead |  |  |  | Domestic
MTR_025084 | 21512 121ST PL SE | L2 GREEN TREE EAST |  |  | Non-Lead - Other | No | 1972-06-01 | 0 | Installation date is after the lead ban |  |  |  |  | Non-Lead Plastic |  |  | Field inspection only with no records | Yes | Visual inspection at meter pit | 2023-01-28 |  | Non-Lead |  |  |  | Domestic
MTR_025086 | 21234 120TH PL SE | L16 GREEN TREE EAST |  |  | Non-Lead - Other | No | 1972-06-01 | 0 | Installation date is after the lead ban |  |  |  |  | Non-Lead - Other |  |  | Installation date is after the lead ban |  |  |  |  | Non-Lead |  |  |  | Domestic
MTR_025087 | 12051 SE 212TH CT | L19 GREEN TREE EAST |  |  | Non-Lead - Other | No | 1972-06-01 | 0 | Installation date is after the lead ban |  |  |  |  | Non-Lead - Other |  |  | Installation date is after the lead ban |  |  |  |  | Non-Lead |  |  |  | Domestic
MTR_025090 | 12056 SE 213TH CT | L15 GREEN TREE EAST |  |  | Non-Lead - Other | No | 1972-06-01 | 0 | Installation date is after the lead ban |  |  |  |  | Non-Lead - Other |  |  | Installation date is after the lead ban |  |  |  |  | Non-Lead |  |  |  | Domestic
MTR_025384 | 21043 120TH PL SE | L 6 CARENA TERRACE |  |  | Non-Lead - Other | No |  | 0 | Installation date is after the lead ban |  |  |  |  | Non-Lead - Other |  |  | Installation date is after the lead ban |  |  |  |  | Non-Lead |  |  |  | Domestic
MTR_025385 | 21025 120TH PL SE | L 3 CARENA TERRACE 1 |  |  | Non-Lead - Other | No |  | 0 | Installation date is after the lead ban |  |  |  |  | Non-Lead Plastic |  |  | Field inspection only with no records | Yes | Visual inspection at meter pit | 2023-01-28 |  | Non-Lead |  |  |  | Domestic
MTR_025423 | 21005 120TH PL SE | LOT 7 HARMONELL |  |  | Non-Lead - Other | No |  | 0 | Installation date is after the lead ban |  |  |  |  | Non-Lead - Other |  |  | Installation date is after the lead ban |  |  |  |  | Non-Lead |  |  |  | Assumed
MTR_025386 | 21048 120TH PL SE | L 17 CARENA TERRACE 1 |  |  | Non-Lead - Other | No |  | 0 | Installation date is after the lead ban |  |  |  |  | Non-Lead - Other |  |  | Installation date is after the lead ban |  |  |  |  | Non-Lead |  |  |  | Domestic
MTR_025388 | 21032 120TH PL SE | L 19 CARENA TERRACE 1 |  |  | Non-Lead - Other | No |  | 0 | Installation date is after the lead ban |  |  |  |  | Non-Lead Plastic |  |  | Field inspection only with no records | Yes | Visual inspection at meter pit | 2023-01-28 |  | Non-Lead |  |  |  | Domestic
MTR_025389 | 12009 SE 210TH PL | L 20 CARENA TERRACE 1 |  |  | Non-Lead - Other | No |  | 0 | Installation date is after the lead ban |  |  |  |  | Non-Lead - Other |  |  | Installation date is after the lead ban |  |  |  |  | Non-Lead |  |  |  | Domestic
MTR_025390 | 21044 120TH PL SE | L 18 CARENA TERRACE 1 |  |  | Non-Lead - Other | No |  | 0 | Installation date is after the lead ban |  |  |  |  | Non-Lead - Other |  |  | Installation date is after the lead ban |  |  |  |  | Non-Lead |  |  |  | Domestic
MTR_025092 | 21212 120TH PL SE | L23 GREEN TREE EAST |  |  | Non-Lead - Other | No | 1972-06-01 | 0 | Installation date is after the lead ban |  |  |  |  | Non-Lead - Other |  |  | Installation date is after the lead ban |  |  |  |  | Non-Lead |  |  |  | Domestic
MTR_025392 | 21078 120TH PL SE | L 13 CARENA TERRACE 1 |  |  | Non-Lead - Other | No |  | 0 | Installation date is after the lead ban |  |  |  |  | Non-Lead - Other |  |  | Installation date is after the lead ban |  |  |  |  | Non-Lead |  |  |  | Domestic
MTR_025093 | 12046 SE 212TH CT | L22 GREEN TREE EAST |  |  | Non-Lead - Other | No | 1972-06-01 | 0 | Installation date is after the lead ban |  |  |  |  | Non-Lead - Other |  |  | Installation date is after the lead ban |  |  |  |  | Non-Lead |  |  |  | Domestic
MTR_025094 | 12055 SE 212TH CT | L20 GREEN TREE EAST |  |  | Non-Lead - Other | No | 1972-06-01 | 0 | Installation date is after the lead ban |  |  |  |  | Non-Lead Plastic |  |  | Field inspection only with no records | Yes | Visual inspection at meter pit | 2022-12-30 |  | Non-Lead |  |  |  | Domestic
MTR_025095 | 21314 120TH AVE SE | L 53 GREEN TREE EAST |  |  | Non-Lead - Other | No | 1972-06-01 | 0 | Installation date is after the lead ban |  |  |  |  | Non-Lead - Other |  |  | Installation date is after the lead ban |  |  |  |  | Non-Lead |  |  |  | Domestic
MTR_025097 | 21402 120TH AVE SE | L 51 GREEN TREE EAST |  |  | Non-Lead - Other | No | 1972-06-01 | 0 | Installation date is after the lead ban |  |  |  |  | Non-Lead Plastic |  |  | Field inspection only with no records | Yes | Visual inspection at meter pit | 2023-01-28 |  | Non-Lead |  |  |  | Domestic
MTR_025098 | 21322 120TH AVE SE | L 52 GREEN TREE EAST |  |  | Non-Lead - Other | No | 1972-06-01 | 0 | Installation date is after the lead ban |  |  |  |  | Non-Lead Plastic |  |  | Field inspection only with no records | Yes | Visual inspection at meter pit | 2023-02-17 |  | Non-Lead |  |  |  | Domestic
MTR_025099 | 12014 SE 215TH ST | L 71 GREEN TREE EAST |  |  | Non-Lead - Other | No | 1972-06-01 | 0 | Installation date is after the lead ban |  |  |  |  | Non-Lead - Other |  |  | Installation date is after the lead ban |  |  |  |  | Non-Lead |  |  |  | Domestic
MTR_025101 | 12002 SE 213TH ST | L 40 GREEN TREE EAST |  |  | Non-Lead - Other | No | 1972-06-01 | 0 | Installation date is after the lead ban |  |  |  |  | Non-Lead - Other |  |  | Installation date is after the lead ban |  |  |  |  | Non-Lead |  |  |  | Domestic
MTR_025103 | 12008 SE 213TH ST | L 39 GREEN TREE EAST |  |  | Non-Lead - Other | No | 1972-06-01 | 0 | Installation date is after the lead ban |  |  |  |  | Non-Lead - Other |  |  | Installation date is after the lead ban |  |  |  |  | Non-Lead |  |  |  | Domestic
MTR_025104 | 12014 SE 213TH ST | L 38 GREEN TREE EAST |  |  | Non-Lead - Other | No | 1972-06-01 | 0 | Installation date is after the lead ban |  |  |  |  | Non-Lead - Other |  |  | Installation date is after the lead ban |  |  |  |  | Non-Lead |  |  |  | Domestic
MTR_024970 | 11626 SE 210TH PL | LOT 36 VILLA ESTATES |  |  | Non-Lead - Plastic | No | 1977-08-01 | 1 | Rectified Plan | No |  |  |  | Non-Lead - Other |  |  | Installation date is after the lead ban |  |  |  |  | Non-Lead |  |  |  | Domestic
MTR_024972 | 11716 SE 210TH PL | LOT 33 VILLA ESTATES |  |  | Non-Lead - Plastic | No | 1977-08-01 | 1 | Rectified Plan | No |  |  |  | Non-Lead - Other |  |  | Installation date is after the lead ban |  |  |  |  | Non-Lead |  |  |  | Domestic
MTR_025106 | 21402 121ST PL SE | L9 GREEN TREE EAST |  |  | Non-Lead - Other | No | 1972-06-01 | 0 | Installation date is after the lead ban |  |  |  |  | Non-Lead - Other |  |  | Installation date is after the lead ban |  |  |  |  | Non-Lead |  |  |  | Domestic
MTR_025107 | 21408 121ST PL SE | L8 GREEN TREE EAST |  |  | Non-Lead - Other | No | 1972-06-01 | 0 | Installation date is after the lead ban |  |  |  |  | Non-Lead - Other |  |  | Installation date is after the lead ban |  |  |  |  | Non-Lead |  |  |  | Domestic
MTR_025108 | 12060 SE 213TH CT | LOT 14 GREENTREE EAST |  |  | Non-Lead - Other | No | 1972-06-01 | 0 | Installation date is after the lead ban |  |  |  |  | Non-Lead Plastic |  |  | Field inspection only with no records | Yes | Visual inspection at meter pit | 2023-11-30 |  | Non-Lead |  |  |  | Domestic
MTR_025109 | 21316 120TH PL SE | L11 GREEN TREE EAST |  |  | Non-Lead - Other | No | 1972-06-01 | 0 | Installation date is after the lead ban |  |  |  |  | Non-Lead Plastic |  |  | Field inspection only with no records | Yes | Visual inspection at meter pit | 2023-01-28 |  | Non-Lead |  |  |  | Domestic
MTR_025110 | 21310 120TH PL SE | L12 GREEN TREE EAST |  |  | Non-Lead - Other | No | 1972-06-01 | 0 | Installation date is after the lead ban |  |  |  |  | Non-Lead Plastic |  |  | Field inspection only with no records | Yes | Visual inspection at meter pit | 2023-01-28 |  | Non-Lead |  |  |  | Domestic
MTR_025111 | 21414 121ST PL SE | L7 GREEN TREE EAST |  |  | Non-Lead - Other | No | 1972-06-01 | 0 | Installation date is after the lead ban |  |  |  |  | Non-Lead Plastic |  |  | Field inspection only with no records | Yes | Visual inspection at meter pit | 2023-01-28 |  | Non-Lead |  |  |  | Domestic
MTR_025112 | 12026 SE 213TH ST | L 36 GREEN TREE EAST |  |  | Non-Lead - Other | No | 1972-06-01 | 0 | Installation date is after the lead ban |  |  |  |  | Non-Lead Plastic |  |  | Field inspection only with no records | Yes | Visual inspection at meter pit | 2023-01-28 |  | Non-Lead |  |  |  | Domestic
MTR_025396 | 21063 120TH PL SE | L 9 CARENA TERRACE 1 |  |  | Non-Lead - Other | No |  | 0 | Installation date is after the lead ban |  |  |  |  | Non-Lead - Other |  |  | Installation date is after the lead ban |  |  |  |  | Non-Lead |  |  |  | Domestic
MTR_025397 | 21073 120TH PL SE | L11 CARENA TERRACE 1 |  |  | Non-Lead - Other | No |  | 0 | Installation date is after the lead ban |  |  |  |  | Non-Lead - Other |  |  | Installation date is after the lead ban |  |  |  |  | Non-Lead |  |  |  | Domestic
MTR_025424 | 20805 120TH PL SE | L 1 HARMONELL |  |  | Non-Lead - Other | Unknown |  | 0 | Statistical analysis |  |  |  |  | Non-Lead Plastic |  |  | Field inspection only with no records | Yes | Visual inspection at meter pit | 2023-01-28 |  | Non-Lead |  |  |  | Assumed
MTR_026155 | 11615 SE 208TH ST | TL 106 9-22-5 |  |  | Non-Lead - Other | Unknown |  | 0 | Statistical analysis |  |  |  |  | Non-Lead - Other |  |  | Statistical analysis |  |  |  |  | Non-Lead |  |  |  | Domestic
MTR_024975 | 11614 SE 210TH PL | LOT 38 VILLA ESTATES |  |  | Non-Lead - Plastic | No | 1977-08-01 | 1 | Rectified Plan | No |  |  |  | Non-Lead - Other |  |  | Installation date is after the lead ban |  |  |  |  | Non-Lead |  |  |  | Domestic
MTR_025114 | 12011 SE 215TH ST | L 72 GREEN TREE EAST |  |  | Non-Lead - Other | No | 1972-06-01 | 0 | Installation date is after the lead ban |  |  |  |  | Non-Lead - Other |  |  | Installation date is after the lead ban |  |  |  |  | Non-Lead |  |  |  | Domestic
MTR_025115 | 12019 SE 215TH ST | L 73 GREEN TREE EAST |  |  | Non-Lead - Other | No | 1972-06-01 | 0 | Installation date is after the lead ban |  |  |  |  | Non-Lead - Other |  |  | Installation date is after the lead ban |  |  |  |  | Non-Lead |  |  |  | Domestic
MTR_025116 | 21426 120TH AVE SE | L 48 GREEN TREE EAST |  |  | Non-Lead Plastic | No | 1972-06-01 | 0 | Field inspection only with no records | Yes | Visual inspection at meter pit | 2023-01-06 |  | Non-Lead Plastic |  |  | Field inspection only with no records | Yes | Visual inspection at meter pit | 2023-01-06 |  | Non-Lead |  |  |  | Domestic
MTR_025117 | 21311 120TH AVE SE | L 43 GREEN TREE EAST |  |  | Non-Lead - Other | No | 1972-06-01 | 0 | Installation date is after the lead ban |  |  |  |  | Non-Lead - Other |  |  | Installation date is after the lead ban |  |  |  |  | Non-Lead |  |  |  | Domestic
MTR_024978 | 21030 119TH AVE SE | LOT 13 VILLA ESTATES |  |  | Non-Lead - Plastic | No | 1977-08-01 | 1 | Rectified Plan | No |  |  |  | Non-Lead Plastic |  |  | Field inspection only with no records | Yes | Visual inspection at meter pit | 2023-01-28 |  | Non-Lead |  |  |  | Domestic
MTR_025018 | 11904 SE 211TH PL | LOT 42 EL DORADO #1 |  |  | Non-Lead - Other | No | 1981-02-01 | 0 | Installation date is after the lead ban |  |  |  |  | Non-Lead Plastic |  |  | Field inspection only with no records | Yes | Visual inspection at meter pit | 2023-01-28 |  | Non-Lead |  |  |  | Domestic
MTR_025019 | 11912 SE 211TH PL | L41 EL DORADO HILLS #1 |  |  | Non-Lead - Other | No | 1981-02-01 | 0 | Installation date is after the lead ban |  |  |  |  | Non-Lead - Other |  |  | Installation date is after the lead ban |  |  |  |  | Non-Lead |  |  |  | Domestic
MTR_025119 | 12017 SE 212TH PL | L 33 GREEN TREE EAST |  |  | Non-Lead - Other | No | 1972-06-01 | 0 | Installation date is after the lead ban |  |  |  |  | Non-Lead - Other |  |  | Installation date is after the lead ban |  |  |  |  | Non-Lead |  |  |  | Domestic
MTR_025120 | 12005 SE 212TH PL | L 31 GREEN TREE EAST |  |  | Non-Lead - Other | No | 1972-06-01 | 0 | Installation date is after the lead ban |  |  |  |  | Non-Lead - Other |  |  | Installation date is after the lead ban |  |  |  |  | Non-Lead |  |  |  | Domestic
MTR_025123 | 12011 SE 212TH PL | L 32 GREEN TREE EAST |  |  | Non-Lead - Other | No | 1972-06-01 | 0 | Installation date is after the lead ban |  |  |  |  | Non-Lead Plastic |  |  | Field inspection only with no records | Yes | Visual inspection at meter pit | 2023-01-28 |  | Non-Lead |  |  |  | Domestic
MTR_015985 | 14605 SE 189TH PL | LOT 26 FIELDSTONE 2 |  |  | Non-Lead - Other | No | 2004-12-14 | 0 | Installation date is after the lead ban |  |  |  |  | Non-Lead - Other |  |  | Installation date is after the lead ban |  |  |  |  | Non-Lead |  |  |  | Domestic
MTR_025022 | 11920 SE 211TH PL | L40 EL DORADO HILLS #1 |  |  | Galvanized Requiring Replacement | No | 1981-02-01 | 0 | Field inspection only with no records | Yes | Visual inspection at meter pit | 2023-01-06 |  | Non-Lead Plastic |  |  | Field inspection only with no records | Yes | Visual inspection at meter pit | 2023-01-06 |  | Galvanized Requiring Replacement |  |  |  | Domestic
MTR_025024 | 21117 119TH PL SE | LOT 31 EL DORADO HILLS 1 |  |  | Non-Lead - Other | No | 1981-02-01 | 0 | Installation date is after the lead ban |  |  |  |  | Non-Lead Plastic |  |  | Field inspection only with no records | Yes | Visual inspection at meter pit | 2023-01-28 |  | Non-Lead |  |  |  | Domestic
MTR_024981 | 11924 SE 210TH PL | LOT 20 VILLA ESTATES |  |  | Non-Lead - Plastic | No | 1977-08-01 | 1 | Rectified Plan | No |  |  |  | Non-Lead Plastic |  |  | Field inspection only with no records | Yes | Visual inspection at meter pit | 2023-01-28 |  | Non-Lead |  |  |  | Domestic
MTR_024983 | 11916 SE 210TH PL | LOT 22 VILLA ESTATES |  |  | Non-Lead - Plastic | No | 1977-08-01 | 1 | Rectified Plan | No |  |  |  | Non-Lead - Other |  |  | Installation date is after the lead ban |  |  |  |  | Non-Lead |  |  |  | Domestic
MTR_024984 | 11928 SE 210TH PL | LOT 19 VILLA ESTATES |  |  | Non-Lead - Plastic | No | 1977-08-01 | 1 | Rectified Plan | No |  |  |  | Non-Lead - Other |  |  | Installation date is after the lead ban |  |  |  |  | Non-Lead |  |  |  | Domestic
MTR_024985 | 11904 SE 210TH PL | LOT 24 VILLA ESTATES |  |  | Non-Lead - Plastic | No | 1977-08-01 | 1 | Rectified Plan | No |  |  |  | Non-Lead - Other |  |  | Installation date is after the lead ban |  |  |  |  | Non-Lead |  |  |  | Domestic
MTR_025025 | 21231 119TH AVE SE | LOT 9 EL DORADO HILLS #1 |  |  | Non-Lead - Other | No | 1981-02-01 | 0 | Installation date is after the lead ban |  |  |  |  | Non-Lead Plastic |  |  | Field inspection only with no records | Yes | Visual inspection at meter pit | 2023-01-28 |  | Non-Lead |  |  |  | Domestic
MTR_025026 | 21223 119TH AVE SE | LOT 8 EL DORADO HILLS |  |  | Non-Lead - Other | No | 1981-02-01 | 0 | Installation date is after the lead ban |  |  |  |  | Non-Lead - Other |  |  | Installation date is after the lead ban |  |  |  |  | Non-Lead |  |  |  | Domestic
MTR_025029 | 21139 119TH AVE SE | LOT 6 EL DORADO HILLS#1 |  |  | Non-Lead - Other | No | 1981-02-01 | 0 | Installation date is after the lead ban |  |  |  |  | Non-Lead - Other |  |  | Installation date is after the lead ban |  |  |  |  | Non-Lead |  |  |  | Domestic
MTR_025034 | 11944 SE 212TH PL | LOT 17 EL DORADO HILLS 1 |  |  | Non-Lead - Other | No | 1981-02-01 | 0 | Installation date is after the lead ban |  |  |  |  | Non-Lead Plastic |  |  | Field inspection only with no records | Yes | Visual inspection at meter pit | 2023-02-13 |  | Non-Lead |  |  |  | Domestic
MTR_025036 | 11925 SE 212TH PL | LOT 15 EL DORADO HILLS 1 |  |  | Non-Lead - Other | No | 1981-02-01 | 0 | Installation date is after the lead ban |  |  |  |  | Non-Lead - Other |  |  | Installation date is after the lead ban |  |  |  |  | Non-Lead |  |  |  | Domestic
MTR_025038 | 11939 SE 212TH PL | LOT 16 EL DORADO HILLS 1 |  |  | Non-Lead - Other | No | 1981-02-01 | 0 | Installation date is after the lead ban |  |  |  |  | Non-Lead - Other |  |  | Installation date is after the lead ban |  |  |  |  | Non-Lead |  |  |  | Domestic
MTR_024987 | 11812 SE 210TH PL | LOT 29 VILLA ESTATES |  |  | Non-Lead - Plastic | No | 1977-08-01 | 1 | Rectified Plan | No |  |  |  | Non-Lead - Other |  |  | Installation date is after the lead ban |  |  |  |  | Non-Lead |  |  |  | Domestic
MTR_024988 | 11806 SE 210TH PL | LOT 30 VILLA ESTATES |  |  | Non-Lead - Plastic | No | 1977-08-01 | 1 | Rectified Plan | No |  |  |  | Non-Lead Plastic |  |  | Field inspection only with no records | Yes | Visual inspection at meter pit | 2023-01-28 |  | Non-Lead |  |  |  | Domestic
MTR_009383 | 21003 119TH AVE SE | LOT 26 VILLA ESTATES |  |  | Non-Lead - Other | No |  | 0 | Installation date is after the lead ban |  |  |  |  | Non-Lead Plastic |  |  | Field inspection only with no records | Yes | Visual inspection at meter pit | 2022-12-23 |  | Non-Lead |  |  |  | Assumed
MTR_009384 | 21004 119TH AVE SE | LOT 25 VILLA ESTATES |  |  | Non-Lead - Other | No |  | 0 | Installation date is after the lead ban |  |  |  |  | Non-Lead - Other |  |  | Installation date is after the lead ban |  |  |  |  | Non-Lead |  |  |  | Assumed
MTR_024989 | 11824 SE 210TH PL | LOT 27 VILLA ESTATES |  |  | Non-Lead - Plastic | No | 1977-08-01 | 1 | Rectified Plan | No |  |  |  | Non-Lead - Other |  |  | Installation date is after the lead ban |  |  |  |  | Non-Lead |  |  |  | Domestic
MTR_025125 | 21319 120TH AVE SE | L 44 GREEN TREE EAST |  |  | Non-Lead - Other | No | 1972-06-01 | 0 | Installation date is after the lead ban |  |  |  |  | Non-Lead Plastic |  |  | Field inspection only with no records | Yes | Visual inspection at meter pit | 2023-01-28 |  | Non-Lead |  |  |  | Domestic
MTR_025426 | 20905 120TH PL SE | LOT 3 HARMONELL ADDITION |  |  | Non-Lead - Other | No |  | 0 | Installation date is after the lead ban |  |  |  |  | Non-Lead Plastic |  |  | Field inspection only with no records | Yes | Visual inspection at meter pit | 2023-01-28 |  | Non-Lead |  |  |  | Assumed
MTR_025430 | 20915 120TH PL SE | L 4 HARMONELL |  |  | Non-Lead - Other | Unknown |  | 0 | Statistical analysis |  |  |  |  | Non-Lead Plastic |  |  | Field inspection only with no records | Yes | Visual inspection at meter pit | 2023-01-28 |  | Non-Lead |  |  |  | Assumed
MTR_025759 | 20828 116TH AVE SE | TL 93 9-22-5 |  |  | Non-Lead - Other | Unknown |  | 0 | Statistical analysis |  |  |  |  | Non-Lead Plastic |  |  | Field inspection only with no records | Yes | Visual inspection at meter pit | 2023-01-28 |  | Non-Lead |  |  |  | Assumed
MTR_025042 | 21037 119TH AVE SE | LOT 43 EL DORADO HILLS 1 |  |  | Non-Lead - Other | No |  | 0 | Installation date is after the lead ban |  |  |  |  | Non-Lead - Other |  |  | Installation date is after the lead ban |  |  |  |  | Non-Lead |  |  |  | Assumed
MTR_024991 | 11627 SE 210TH PL | LOT 5 VILLA ESTATES |  |  | Non-Lead - Plastic | No | 1977-08-01 | 1 | Rectified Plan | No |  |  |  | Non-Lead - Other |  |  | Installation date is after the lead ban |  |  |  |  | Non-Lead |  |  |  | Domestic
MTR_025043 | 21107 119TH AVE SE | LOT 1 EL DORADO HILLS#1 |  |  | Non-Lead - Other | No | 1981-02-01 | 0 | Installation date is after the lead ban |  |  |  |  | Non-Lead - Other |  |  | Installation date is after the lead ban |  |  |  |  | Non-Lead |  |  |  | Domestic
MTR_025046 | 21126 119TH AVE SE | LOT 24 EL DORADO HILLS 1 |  |  | Non-Lead - Other | No | 1981-02-01 | 0 | Installation date is after the lead ban |  |  |  |  | Non-Lead - Other |  |  | Installation date is after the lead ban |  |  |  |  | Non-Lead |  |  |  | Domestic
MTR_025048 | 21138 119TH AVE SE | LOT 22 EL DORADO HILLS#1 |  |  | Non-Lead - Other | No | 1981-02-01 | 0 | Installation date is after the lead ban |  |  |  |  | Non-Lead - Other |  |  | Installation date is after the lead ban |  |  |  |  | Non-Lead |  |  |  | Domestic
MTR_016272 | 16223 SE 179TH ST | LOT 6 CANDLEWOOD RIDGE #3 |  |  | Non-Lead Plastic | No | 1977-07-13 | 1 | Field inspection only with no records | Yes | Visual inspection at meter pit | 2023-11-30 |  | Non-Lead Plastic |  |  | Field inspection only with no records | Yes | Visual inspection at meter pit | 2023-11-30 |  | Non-Lead |  |  |  | Domestic
MTR_016072 | 18015 161ST CT SE | LOT 19 WHITNEY PLACE |  |  | Non-Lead Plastic | No | 1988-08-19 | 0 | Field inspection only with no records | Yes | Visual inspection at meter pit | 2023-11-30 |  | Non-Lead Plastic |  |  | Field inspection only with no records | Yes | Visual inspection at meter pit | 2023-11-30 |  | Non-Lead |  |  |  | Domestic
MTR_016073 | 18025 161ST CT SE | LOT 21 WHITNEY PLACE |  |  | Non-Lead Plastic | No | 1988-08-19 | 0 | Field inspection only with no records | Yes | Visual inspection at meter pit | 2023-11-30 |  | Non-Lead Plastic |  |  | Field inspection only with no records | Yes | Visual inspection at meter pit | 2023-11-30 |  | Non-Lead |  |  |  | Domestic
MTR_025326 | 21207 125TH AVE SE | L300 GLENCARIN #2 |  |  | Non-Lead - Other | No | 1968-07-31 | 0 | Installation date is after the lead ban |  |  |  |  | Non-Lead - Other |  |  | Installation date is after the lead ban |  |  |  |  | Non-Lead |  |  |  | Domestic
MTR_025327 | 21339 125TH AVE SE | L308 GLENCARIN #2 |  |  | Non-Lead - Other | No | 1968-07-31 | 0 | Installation date is after the lead ban |  |  |  |  | Non-Lead - Other |  |  | Installation date is after the lead ban |  |  |  |  | Non-Lead |  |  |  | Domestic
MTR_025185 | 21107 125TH AVE SE | LOT 48 GLENCARIN #1 |  |  | Non-Lead - Other | No | 1968-03-08 | 0 | Installation date is after the lead ban |  |  |  |  | Non-Lead - Other |  |  | Installation date is after the lead ban |  |  |  |  | Non-Lead |  |  |  | Domestic
MTR_025186 | 21125 125TH AVE SE | L51 GLENCARIN # 1 |  |  | Non-Lead - Other | No | 1968-03-08 | 0 | Installation date is after the lead ban |  |  |  |  | Non-Lead - Other |  |  | Installation date is after the lead ban |  |  |  |  | Non-Lead |  |  |  | Domestic
MTR_024992 | 11603 SE 210TH PL | LOT 1 VILLA ESTATES |  |  | Non-Lead - Plastic | No | 1977-08-01 | 1 | Rectified Plan | No |  |  |  | Non-Lead - Other |  |  | Installation date is after the lead ban |  |  |  |  | Non-Lead |  |  |  | Domestic
MTR_009411 | 11632 SE 212TH PL | TL 86 9-22-5 |  |  | Non-Lead - Other | Unknown |  | 0 | Statistical analysis |  |  |  |  | Non-Lead - Other |  |  | Statistical analysis |  |  |  |  | Non-Lead |  |  |  | Assumed
MTR_025168 | 20830 125TH AVE SE | LOT 63 GLENCARIN #1 |  |  | Non-Lead - Other | No | 1968-03-08 | 0 | Installation date is after the lead ban |  |  |  |  | Non-Lead Plastic |  |  | Field inspection only with no records | Yes | Visual inspection at meter pit | 2023-01-21 |  | Non-Lead |  |  |  | Domestic
MTR_025170 | 20906 125TH AVE SE | L61 GLENCARIN # 1 |  |  | Non-Lead - Other | No | 1968-03-08 | 0 | Installation date is after the lead ban |  |  |  |  | Non-Lead Plastic |  |  | Field inspection only with no records | Yes | Visual inspection at meter pit | 2023-01-06 |  | Non-Lead |  |  |  | Domestic
MTR_025171 | 20900 125TH AVE SE | L62 GLENCARIN # 1 |  |  | Non-Lead - Other | No | 1968-03-08 | 0 | Installation date is after the lead ban |  |  |  |  | Non-Lead Plastic |  |  | Field inspection only with no records | Yes | Visual inspection at meter pit | 2023-01-21 |  | Non-Lead |  |  |  | Domestic
MTR_025442 | 12520 SE 210TH CT | LOT 13 SHADOW RUN |  |  | Non-Lead - Other | No | 1987-11-25 | 0 | Installation date is after the lead ban |  |  |  |  | Non-Lead Plastic |  |  | Field inspection only with no records | Yes | Visual inspection at meter pit | 2023-01-21 |  | Non-Lead |  |  |  | Domestic
MTR_025443 | 12530 SE 210TH CT | LOT 11 SHADOW RUN |  |  | Non-Lead - Other | No | 1987-11-25 | 0 | Installation date is after the lead ban |  |  |  |  | Non-Lead - Other |  |  | Installation date is after the lead ban |  |  |  |  | Non-Lead |  |  |  | Domestic
MTR_025445 | 12529 SE 209TH CT | LOT 8 SHADOW RUN |  |  | Non-Lead - Other | No | 1987-11-25 | 0 | Installation date is after the lead ban |  |  |  |  | Non-Lead - Other |  |  | Installation date is after the lead ban |  |  |  |  | Non-Lead |  |  |  | Domestic
MTR_020180 | 19227 107TH AVE SE | LOT 7 COUNTRYSIDE ADDITION |  |  | Non-Lead - Other | Unknown |  | 0 | Statistical analysis |  |  |  |  | Non-Lead - Other |  |  | Statistical analysis |  |  |  |  | Non-Lead |  |  |  | Assumed
MTR_028637 | 12325 SE 219TH PL | LOT 12 PARKWAY ESTATES |  |  | Non-Lead - Other | No | 1978-07-26 | 0 | Installation date is after the lead ban |  |  |  |  | Non-Lead - Other |  |  | Installation date is after the lead ban |  |  |  |  | Non-Lead |  |  |  | Domestic
MTR_027571 | 12202 SE 218TH CT | LOT 46 GLEN MAR |  |  | Non-Lead - Plastic | No | 1975-04-29 | 1 | Rectified Plan | No |  |  |  | Non-Lead - Other |  |  | Installation date is after the lead ban |  |  |  |  | Non-Lead |  |  |  | Domestic
MTR_014664 | 12947 SE 159TH ST | LOT 84 FAIRLANE WOODS |  |  | Non-Lead - Other | No | 1978-09-22 | 0 | Installation date is after the lead ban |  |  |  |  | Non-Lead - Other |  |  | Installation date is after the lead ban |  |  |  |  | Non-Lead |  |  |  | Domestic
MTR_014679 | 12951 SE 159TH ST | LOT 85 FAIRLANE WOODS |  |  | Non-Lead - Other | No | 1978-09-22 | 0 | Installation date is after the lead ban |  |  |  |  | Non-Lead - Other |  |  | Installation date is after the lead ban |  |  |  |  | Non-Lead |  |  |  | Domestic
MTR_009433 | 19805 108TH AVE SE | TAX LOT 78 W1/2 SEC 5-22-5 |  |  | Non-Lead - Other | Unknown |  | 0.75 | Statistical analysis |  |  |  |  | Non-Lead - Other |  |  | Statistical analysis |  |  |  |  | Non-Lead |  |  |  | Assumed
MTR_025187 | 21019 125TH AVE SE | L46 GLENCARIN # 1 |  |  | Non-Lead - Other | No | 1968-03-08 | 0 | Installation date is after the lead ban |  |  |  |  | Non-Lead - Other |  |  | Installation date is after the lead ban |  |  |  |  | Non-Lead |  |  |  | Domestic
MTR_025172 | 12413 SE 209TH ST | L39 GLENCARIN # 1 |  |  | Non-Lead - Other | No | 1968-03-08 | 0 | Installation date is after the lead ban |  |  |  |  | Non-Lead - Other |  |  | Installation date is after the lead ban |  |  |  |  | Non-Lead |  |  |  | Domestic
MTR_025174 | 12420 SE 209TH ST | L69 GLENCARIN # 1 |  |  | Non-Lead - Other | No | 1968-03-08 | 0 | Installation date is after the lead ban |  |  |  |  | Non-Lead - Other |  |  | Installation date is after the lead ban |  |  |  |  | Non-Lead |  |  |  | Domestic
MTR_025175 | 20809 125TH AVE SE | L68 GLENCARIN # 1 |  |  | Non-Lead - Other | No | 1968-03-08 | 0 | Installation date is after the lead ban |  |  |  |  | Non-Lead Plastic |  |  | Field inspection only with no records | Yes | Visual inspection at meter pit | 2023-01-21 |  | Non-Lead |  |  |  | Domestic
MTR_025176 | 12412 SE 209TH ST | L 70 GLENCARIN # 1 |  |  | Non-Lead - Other | No | 1968-03-08 | 0 | Installation date is after the lead ban |  |  |  |  | Non-Lead - Other |  |  | Installation date is after the lead ban |  |  |  |  | Non-Lead |  |  |  | Domestic
MTR_009440 | 12516 SE 211TH ST | PAR B TL69 9-22-5 |  |  | Non-Lead - Other | No |  | 0 | Installation date is after the lead ban |  |  |  |  | Non-Lead - Other |  |  | Installation date is after the lead ban |  |  |  |  | Non-Lead |  |  |  | Assumed
MTR_025177 | 21008 125TH AVE SE | L58 GLENCARIN # 1 |  |  | Non-Lead - Other | No | 1968-03-08 | 0 | Installation date is after the lead ban |  |  |  |  | Non-Lead - Other |  |  | Installation date is after the lead ban |  |  |  |  | Non-Lead |  |  |  | Domestic
MTR_025450 | 12532 SE 211TH ST | LOT 19 SHADOW RUN |  |  | Non-Lead - Other | No | 1987-11-25 | 0 | Installation date is after the lead ban |  |  |  |  | Non-Lead - Other |  |  | Installation date is after the lead ban |  |  |  |  | Non-Lead |  |  |  | Domestic
MTR_025451 | 12531 SE 210TH CT | LOT 16 SHADOW RUN |  |  | Non-Lead - Other | No | 1987-11-25 | 0 | Installation date is after the lead ban |  |  |  |  | Non-Lead - Other |  |  | Installation date is after the lead ban |  |  |  |  | Non-Lead |  |  |  | Domestic
MTR_025331 | 12518 SE 212TH PL | L354 GLENCARIN #2 |  |  | Non-Lead - Other | No | 1968-07-31 | 0 | Installation date is after the lead ban |  |  |  |  | Non-Lead Plastic |  |  | Field inspection only with no records | Yes | Visual inspection at meter pit | 2023-01-20 |  | Non-Lead |  |  |  | Domestic
MTR_025453 | 20910 126TH AVE SE | LOT 32 SHADOW RUN |  |  | Non-Lead - Other | No | 1987-11-25 | 0 | Installation date is after the lead ban |  |  |  |  | Non-Lead - Other |  |  | Installation date is after the lead ban |  |  |  |  | Non-Lead |  |  |  | Domestic
MTR_025454 | 20918 126TH AVE SE | LOT 31 SHADOW RUN |  |  | Non-Lead - Other | No | 1987-11-25 | 0 | Installation date is after the lead ban |  |  |  |  | Non-Lead Copper |  |  | Field inspection only with no records | Yes | Visual inspection at meter pit | 2023-01-20 |  | Non-Lead |  |  |  | Domestic
MTR_025456 | 21004 126TH AVE SE | LOT 29 SHADOW RUN #1 |  |  | Non-Lead - Other | No | 1987-11-25 | 0 | Installation date is after the lead ban |  |  |  |  | Non-Lead - Other |  |  | Installation date is after the lead ban |  |  |  |  | Non-Lead |  |  |  | Domestic
MTR_025457 | 21020 126TH AVE SE | LOT 27 SHADOW RUN |  |  | Non-Lead - Other | No | 1987-11-25 | 0 | Installation date is after the lead ban |  |  |  |  | Non-Lead - Other |  |  | Installation date is after the lead ban |  |  |  |  | Non-Lead |  |  |  | Domestic
MTR_025458 | 12608 SE 208TH PL | LOT 36 SHADOW RUN |  |  | Non-Lead - Other | No | 1987-11-25 | 0 | Installation date is after the lead ban |  |  |  |  | Non-Lead Plastic |  |  | Field inspection only with no records | Yes | Visual inspection at meter pit | 2023-01-21 |  | Non-Lead |  |  |  | Domestic
MTR_025459 | 12602 SE 208TH PL | LOT 37 SHADOW RUN |  |  | Non-Lead - Other | No | 1987-11-25 | 0 | Installation date is after the lead ban |  |  |  |  | Non-Lead - Other |  |  | Installation date is after the lead ban |  |  |  |  | Non-Lead |  |  |  | Domestic
MTR_025460 | 20805 126TH AVE SE | LOT 1 SHADOW RUN |  |  | Non-Lead - Other | No | 1987-11-25 | 0 | Installation date is after the lead ban |  |  |  |  | Non-Lead - Other |  |  | Installation date is after the lead ban |  |  |  |  | Non-Lead |  |  |  | Domestic
MTR_025463 | 20826 126TH AVE SE | LOT 34 SHADOW RUN |  |  | Non-Lead - Other | No | 1987-11-25 | 0 | Installation date is after the lead ban |  |  |  |  | Non-Lead - Other |  |  | Installation date is after the lead ban |  |  |  |  | Non-Lead |  |  |  | Domestic
MTR_023559 | 11350 SE 212TH ST | TL200 E1/2 SEC 8-22-5 |  |  | Non-Lead - Other | No | 2006-03-17 | 0 | Installation date is after the lead ban |  |  |  |  | Non-Lead - Other |  |  | Installation date is after the lead ban |  |  |  |  | Non-Lead |  |  |  | Domestic
MTR_025190 | 21014 125TH AVE SE | L57 GLENCARIN # 1 |  |  | Non-Lead - Other | No | 1968-03-08 | 0 | Installation date is after the lead ban |  |  |  |  | Non-Lead - Other |  |  | Installation date is after the lead ban |  |  |  |  | Non-Lead |  |  |  | Domestic
MTR_025353 | 21132 125TH AVE SE | L357 GLENCARIN #2 |  |  | Non-Lead - Other | No | 1968-07-31 | 0 | Installation date is after the lead ban |  |  |  |  | Non-Lead - Other |  |  | Installation date is after the lead ban |  |  |  |  | Non-Lead |  |  |  | Domestic
MTR_025194 | 21124 125TH AVE SE | L52 GLENCARIN # 1 |  |  | Non-Lead - Other | No | 1968-03-08 | 0 | Installation date is after the lead ban |  |  |  |  | Non-Lead - Other |  |  | Installation date is after the lead ban |  |  |  |  | Non-Lead |  |  |  | Domestic
MTR_025333 | 12520 SE 213TH ST | L341 GLENCARIN #2 |  |  | Non-Lead - Other | No | 1968-07-31 | 0 | Installation date is after the lead ban |  |  |  |  | Non-Lead Plastic |  |  | Field inspection only with no records | Yes | Visual inspection at meter pit | 2023-01-20 |  | Non-Lead |  |  |  | Domestic
MTR_025334 | 12526 SE 213TH ST | L340 GLENCARIN #2 |  |  | Non-Lead - Other | No | 1968-07-31 | 0 | Installation date is after the lead ban |  |  |  |  | Non-Lead - Other |  |  | Installation date is after the lead ban |  |  |  |  | Non-Lead |  |  |  | Domestic
MTR_025335 | 21230 125TH AVE SE | L344 GLENCARIN #2 |  |  | Non-Lead - Other | No | 1968-07-31 | 0 | Installation date is after the lead ban |  |  |  |  | Non-Lead Plastic |  |  | Field inspection only with no records | Yes | Visual inspection at meter pit | 2023-01-20 |  | Non-Lead |  |  |  | Domestic
MTR_025572 | 12610 SE 213TH ST | L 32 GLENCARIN #3 |  |  | Non-Lead - Other | No |  | 0 | Installation date is after the lead ban |  |  |  |  | Non-Lead Plastic |  |  | Field inspection only with no records | Yes | Visual inspection at meter pit | 2023-01-20 |  | Non-Lead |  |  |  | Domestic
MTR_025573 | 12604 SE 213TH ST | L 33 GLENCARIN #3 |  |  | Non-Lead - Other | No |  | 0 | Installation date is after the lead ban |  |  |  |  | Non-Lead - Other |  |  | Installation date is after the lead ban |  |  |  |  | Non-Lead |  |  |  | Domestic
MTR_025465 | 21108 126TH AVE SE | LOT 25 SHADOW RUN |  |  | Non-Lead - Other | No | 1987-11-25 | 0 | Installation date is after the lead ban |  |  |  |  | Non-Lead - Other |  |  | Installation date is after the lead ban |  |  |  |  | Non-Lead |  |  |  | Domestic
MTR_025578 | 12621 SE 211TH ST | LOT 19 JASON LANE |  |  | Non-Lead - Other | No |  | 0 | Installation date is after the lead ban |  |  |  |  | Non-Lead - Other |  |  | Installation date is after the lead ban |  |  |  |  | Non-Lead |  |  |  | Domestic
MTR_025466 | 21122 126TH AVE SE | LOT 23 SHADOW RUN |  |  | Non-Lead - Other | No | 1987-11-25 | 0 | Installation date is after the lead ban |  |  |  |  | Non-Lead - Other |  |  | Installation date is after the lead ban |  |  |  |  | Non-Lead |  |  |  | Domestic
MTR_025467 | 21116 126TH AVE SE | LOT 24 SHADOW RUN |  |  | Non-Lead - Other | No | 1987-11-25 | 0 | Installation date is after the lead ban |  |  |  |  | Non-Lead Plastic |  |  | Field inspection only with no records | Yes | Visual inspection at meter pit | 2023-01-20 |  | Non-Lead |  |  |  | Domestic
MTR_025580 | 12637 SE 211TH ST | LOT 21 JASON LANE |  |  | Non-Lead - Other | No |  | 0 | Installation date is after the lead ban |  |  |  |  | Non-Lead - Other |  |  | Installation date is after the lead ban |  |  |  |  | Non-Lead |  |  |  | Domestic
MTR_025581 | 12628 SE 211TH ST | LOT 17 JASON LANE |  |  | Non-Lead - Other | No |  | 0 | Installation date is after the lead ban |  |  |  |  | Non-Lead Copper |  |  | Field inspection only with no records | Yes | Visual inspection at meter pit | 2023-01-20 |  | Non-Lead |  |  |  | Domestic
MTR_025584 | 12645 SE 211TH ST | LOT 22 JASON LANE |  |  | Non-Lead - Other | No |  | 0 | Installation date is after the lead ban |  |  |  |  | Non-Lead Copper |  |  | Field inspection only with no records | Yes | Visual inspection at meter pit | 2023-01-20 |  | Non-Lead |  |  |  | Domestic
MTR_025338 | 12513 SE 213TH ST | L337 GLENCARIN #2 |  |  | Non-Lead - Other | No | 1968-07-31 | 0 | Installation date is after the lead ban |  |  |  |  | Non-Lead Plastic |  |  | Field inspection only with no records | Yes | Visual inspection at meter pit | 2023-01-20 |  | Non-Lead |  |  |  | Domestic
MTR_025575 | 12603 SE 213TH ST | L 34 GLENCARIN #3 |  |  | Non-Lead - Other | No |  | 0 | Installation date is after the lead ban |  |  |  |  | Non-Lead - Other |  |  | Installation date is after the lead ban |  |  |  |  | Non-Lead |  |  |  | Domestic
MTR_019889 | 19176 110TH PL SE | BLDG 1 FORD TOWNHOMES (VILLAGE GATE) |  |  | Non-Lead - Other | No | 1997-06-17 | 0 | Installation date is after the lead ban |  |  |  |  | Non-Lead - Other |  |  | Installation date is after the lead ban |  |  |  |  | Non-Lead |  |  |  | Domestic
MTR_025955 | 11059 SE 200TH ST | LOT 125 VILA REAL |  |  | Non-Lead - Other | No | 2007-05-03 | 0 | Installation date is after the lead ban |  |  |  |  | Non-Lead - Other |  |  | Installation date is after the lead ban |  |  |  |  | Non-Lead |  |  |  | Domestic
MTR_025541 | 12632 SE 214TH ST | L 44 GLENCARIN #3 |  |  | Non-Lead - Other | No |  | 0 | Installation date is after the lead ban |  |  |  |  | Non-Lead Plastic |  |  | Field inspection only with no records | Yes | Visual inspection at meter pit | 2023-01-20 |  | Non-Lead |  |  |  | Domestic
MTR_025956 | 11051 SE 200TH ST | LOT 126 VILA REAL |  |  | Non-Lead - Other | No | 2007-05-03 | 0 | Installation date is after the lead ban |  |  |  |  | Non-Lead - Other |  |  | Installation date is after the lead ban |  |  |  |  | Non-Lead |  |  |  | Domestic
MTR_014411 | 16810 113TH LN SE | UNIT 13 BLDG D ROLLING HILLS TOWNHOMES |  |  | Non-Lead - Other | No | 2008-06-24 | 1 | Installation date is after the lead ban |  |  |  |  | Non-Lead - Other |  |  | Installation date is after the lead ban |  |  |  |  | Non-Lead |  |  |  | Domestic
MTR_025957 | 11067 SE 200TH ST | LOT 124 VILA REAL |  |  | Non-Lead - Other | No | 2007-05-03 | 0 | Installation date is after the lead ban |  |  |  |  | Non-Lead - Other |  |  | Installation date is after the lead ban |  |  |  |  | Non-Lead |  |  |  | Domestic
MTR_014406 | 16830 113TH LN SE | UNIT 8 BLDG C ROLLING HILLS TOWNHOMES |  |  | Non-Lead Plastic | No | 2008-06-24 | 1 | Field inspection only with no records | Yes | Visual inspection at meter pit | 2023-02-04 |  | Non-Lead Plastic |  |  | Field inspection only with no records | Yes | Visual inspection at meter pit | 2023-02-04 |  | Non-Lead |  |  |  | Domestic
MTR_025435 | 12519 SE 209TH CT | LOT 6 SHADOW RUN |  |  | Non-Lead - Other | No | 1987-11-25 | 0 | Installation date is after the lead ban |  |  |  |  | Non-Lead - Other |  |  | Installation date is after the lead ban |  |  |  |  | Non-Lead |  |  |  | Domestic
MTR_025343 | 12524 SE 214TH PL | L329 GLENCARIN #2 |  |  | Non-Lead - Other | No | 1968-07-31 | 0 | Installation date is after the lead ban |  |  |  |  | Non-Lead Plastic |  |  | Field inspection only with no records | Yes | Visual inspection at meter pit | 2023-01-20 |  | Non-Lead |  |  |  | Domestic
MTR_025960 | 11075 SE 200TH ST | LOT 123 VILA REAL |  |  | Non-Lead - Other | No | 2007-05-03 | 0 | Installation date is after the lead ban |  |  |  |  | Non-Lead - Other |  |  | Installation date is after the lead ban |  |  |  |  | Non-Lead |  |  |  | Domestic
MTR_014399 | 16819 113TH LN SE | UNIT 1 BLDG A ROLLING HILLS TOWNHOMES |  |  | Non-Lead Plastic | No | 2008-06-24 | 1 | Field inspection only with no records | Yes | Visual inspection at meter pit | 2023-02-04 |  | Non-Lead Plastic |  |  | Field inspection only with no records | Yes | Visual inspection at meter pit | 2023-02-04 |  | Non-Lead |  |  |  | Domestic
MTR_025244 | 12525 SE 212TH PL | L349 GLENCARIN #2 |  |  | Non-Lead - Other | No | 1968-07-31 | 0 | Installation date is after the lead ban |  |  |  |  | Non-Lead - Other |  |  | Installation date is after the lead ban |  |  |  |  | Non-Lead |  |  |  | Domestic
MTR_025344 | 12517 SE 214TH PL | L326 GLENCARIN #2 |  |  | Non-Lead - Other | No | 1968-07-31 | 0 | Installation date is after the lead ban |  |  |  |  | Non-Lead - Other |  |  | Installation date is after the lead ban |  |  |  |  | Non-Lead |  |  |  | Domestic
MTR_017801 | 18002 108TH AVE SE | FIRE STATION #13 - Det Check |  |  | Non-Lead - Other | No |  | 0 | Installation date is after the lead ban |  |  |  |  | Non-Lead - Other |  |  | Installation date is after the lead ban |  |  |  |  | Non-Lead |  |  |  | Assumed
MTR_014402 | 16847 113TH LN SE | UNIT 4 BLDG B ROLLING HILLS TOWNHOMES |  |  | Non-Lead - Other | No | 2008-06-24 | 1 | Installation date is after the lead ban |  |  |  |  | Non-Lead Plastic |  |  | Field inspection only with no records | Yes | Visual inspection at meter pit | 2023-02-04 |  | Non-Lead |  |  |  | Domestic
MTR_025246 | 12525 SE 213TH ST | L339 GLENCARIN #2 |  |  | Non-Lead - Other | No | 1968-07-31 | 0 | Installation date is after the lead ban |  |  |  |  | Non-Lead Plastic |  |  | Field inspection only with no records | Yes | Visual inspection at meter pit | 2023-01-20 |  | Non-Lead |  |  |  | Domestic
MTR_014569 | 12002 SE 168TH ST | L 59 CASCADE HILLS 6 |  |  | Non-Lead - Other | No | 2006-06-08 | 1 | Rectified Plan |  |  |  |  | Non-Lead - Other |  |  | Statistical analysis |  |  |  |  | Non-Lead |  |  |  | Domestic
MTR_017274 | 18002 108TH AVE SE | FIRE STATION #13 - Maint Bldg Det Chk |  |  | Non-Lead - Other | No | 2007-02-20 | 0 | Installation date is after the lead ban |  |  |  |  | Non-Lead - Other |  |  | Installation date is after the lead ban |  |  |  |  | Non-Lead |  |  |  | Fire
MTR_014401 | 16843 113TH LN SE | UNIT 3 BLDG B ROLLING HILLS TOWNHOMES |  |  | Non-Lead - Other | No | 2008-06-24 | 1 | Installation date is after the lead ban |  |  |  |  | Non-Lead Plastic |  |  | Field inspection only with no records | Yes | Visual inspection at meter pit | 2023-02-04 |  | Non-Lead |  |  |  | Domestic
MTR_028487 | 12610 SE 222ND PL | L 143 SUMMERGLEN #3 |  |  | Non-Lead Plastic | No |  | 0 | Field inspection only with no records | Yes | Visual inspection at meter pit | 2023-09-02 |  | Non-Lead Plastic |  |  | Field inspection only with no records | Yes | Visual inspection at meter pit | 2023-09-02 |  | Non-Lead |  |  |  | Domestic
MTR_009515 | 12026 SE 161ST ST | L2 BLK4 CASCADE HILLS #3 |  |  | Non-Lead - Other | No | 2006-08-31 | 1 | Rectified Plan |  |  |  |  | Non-Lead - Other |  |  | Statistical analysis |  |  |  |  | Non-Lead |  |  |  | Domestic
MTR_025346 | 12360 SE 214TH ST | LOT 250 GLENCARIN #2 |  |  | Non-Lead - Other | No | 1968-07-31 | 0 | Installation date is after the lead ban |  |  |  |  | Non-Lead - Other |  |  | Installation date is after the lead ban |  |  |  |  | Non-Lead |  |  |  | Domestic
MTR_014404 | 16838 113TH LN SE | UNIT 6 BLDG C ROLLING HILLS TOWNHOMES |  |  | Non-Lead - Other | No | 2008-06-24 | 1 | Installation date is after the lead ban |  |  |  |  | Non-Lead - Other |  |  | Installation date is after the lead ban |  |  |  |  | Non-Lead |  |  |  | Domestic
MTR_028489 | 12604 SE 222ND PL | LOT 144 SUMMERGLEN #3 |  |  | Non-Lead Plastic | No |  | 0 | Field inspection only with no records | Yes | Visual inspection at meter pit | 2023-09-02 |  | Non-Lead Plastic |  |  | Field inspection only with no records | Yes | Visual inspection at meter pit | 2023-09-02 |  | Non-Lead |  |  |  | Domestic
MTR_025347 | 12350 SE 214TH ST | L252 GLENCARIN #2 |  |  | Non-Lead - Other | No | 1968-07-31 | 0 | Installation date is after the lead ban |  |  |  |  | Non-Lead - Other |  |  | Installation date is after the lead ban |  |  |  |  | Non-Lead |  |  |  | Domestic
MTR_014400 | 16815 113TH LN SE | UNIT 2 BLDG A ROLLING HILLS TOWNHOMES |  |  | Non-Lead Plastic | No | 2008-06-24 | 1 | Field inspection only with no records | Yes | Visual inspection at meter pit | 2023-02-04 |  | Non-Lead Plastic |  |  | Field inspection only with no records | Yes | Visual inspection at meter pit | 2023-02-04 |  | Non-Lead |  |  |  | Domestic
MTR_025555 | 12625 SE 215TH ST | LOT 69 GLENCARIN #3 |  |  | Non-Lead - Other | No |  | 0 | Installation date is after the lead ban |  |  |  |  | Non-Lead - Other |  |  | Installation date is after the lead ban |  |  |  |  | Non-Lead |  |  |  | Domestic
MTR_025127 | 21418 120TH AVE SE | L 49 GREEN TREE EAST |  |  | Non-Lead - Other | No | 1972-06-01 | 0 | Installation date is after the lead ban |  |  |  |  | Non-Lead - Other |  |  | Installation date is after the lead ban |  |  |  |  | Non-Lead |  |  |  | Domestic
MTR_019225 | 9641 S 194TH ST | LOT 12 TALBOT ESTATES |  |  | Non-Lead - Other | No | 1995-07-13 | 0 | Installation date is after the lead ban |  |  |  |  | Non-Lead - Other |  |  | Installation date is after the lead ban |  |  |  |  | Non-Lead |  |  |  | Domestic
MTR_029855 | 14117 SE 238TH LN | LOT 45 VILLAGE AT SOOS CREEK |  |  | Non-Lead - Other | No |  | 0 | Installation date is after the lead ban |  |  |  |  | Non-Lead - Other |  |  | Installation date is after the lead ban |  |  |  |  | Non-Lead |  |  |  | Assumed
MTR_025556 | 12619 SE 215TH ST | LOT 68 GLENCARIN #3 |  |  | Non-Lead - Other | No |  | 0 | Installation date is after the lead ban |  |  |  |  | Non-Lead - Other |  |  | Installation date is after the lead ban |  |  |  |  | Non-Lead |  |  |  | Domestic
MTR_025128 | 12025 SE 215TH ST | L 74 GREEN TREE EAST |  |  | Non-Lead - Other | No | 1972-06-01 | 0 | Installation date is after the lead ban |  |  |  |  | Non-Lead - Other |  |  | Installation date is after the lead ban |  |  |  |  | Non-Lead |  |  |  | Domestic
MTR_027082 | 22680 129TH PL SE | LOT 96 FERN CREST WEST |  |  | Non-Lead - Other | No | 2006-04-28 | 0 | Installation date is after the lead ban |  |  |  |  | Non-Lead - Other |  |  | Installation date is after the lead ban |  |  |  |  | Non-Lead |  |  |  | Domestic
MTR_025953 | 11159 SE 202ND CT | LOT 36 VILA REAL |  |  | Non-Lead - Other | No | 2007-05-03 | 0 | Installation date is after the lead ban |  |  |  |  | Non-Lead - Other |  |  | Installation date is after the lead ban |  |  |  |  | Non-Lead |  |  |  | Domestic
MTR_025557 | 12618 SE 215TH ST | L 62 GLENCARIN #3 |  |  | Non-Lead - Other | No |  | 0 | Installation date is after the lead ban |  |  |  |  | Non-Lead - Other |  |  | Installation date is after the lead ban |  |  |  |  | Non-Lead |  |  |  | Domestic
MTR_016646 | 18316 151ST CT SE | L67 CARRIAGEWOOD 1 |  |  | Non-Lead - Other | No | 1980-06-01 | 0 | Installation date is after the lead ban |  |  |  |  | Non-Lead - Other |  |  | Installation date is after the lead ban |  |  |  |  | Non-Lead |  |  |  | Domestic
MTR_017913 | 13335 SE 176TH LN | LOT 54 FAIRWOOD GROVES CONDOS |  |  | Non-Lead - Other | No | 1998-02-27 | 0 | Installation date is after the lead ban |  |  |  |  | Non-Lead - Other |  |  | Installation date is after the lead ban |  |  |  |  | Non-Lead |  |  |  | Domestic
MTR_025558 | 12613 SE 215TH ST | LOT 67 GLENCARIN #3 |  |  | Non-Lead - Other | No |  | 0 | Installation date is after the lead ban |  |  |  |  | Non-Lead - Other |  |  | Installation date is after the lead ban |  |  |  |  | Non-Lead |  |  |  | Domestic
MTR_016473 | 17715 161ST AVE SE | L36 CANDLEWOOD RIDGE #1 |  |  | Non-Lead Plastic | No |  | 0 | Field inspection only with no records | Yes | Visual inspection at meter pit | 2023-11-30 |  | Non-Lead Plastic |  |  | Field inspection only with no records | Yes | Visual inspection at meter pit | 2023-11-30 |  | Non-Lead |  |  |  | Domestic
MTR_027083 | 22725 132ND PL SE | LOT 48 FERN CREST |  |  | Non-Lead Plastic | No | 2005-06-17 | 0 | Field inspection only with no records | Yes | Visual inspection at meter pit | 2023-06-20 |  | Non-Lead Plastic |  |  | Field inspection only with no records | Yes | Visual inspection at meter pit | 2023-06-20 |  | Non-Lead |  |  |  | Domestic
MTR_025560 | 12609 SE 215TH ST | L 66 GLENCARIN #3 |  |  | Non-Lead - Other | No |  | 0 | Installation date is after the lead ban |  |  |  |  | Non-Lead - Other |  |  | Installation date is after the lead ban |  |  |  |  | Non-Lead |  |  |  | Domestic
MTR_010732 | 12332 SE 238TH PL | TAX LOT 68 16-22-05 |  |  | Non-Lead Plastic | No | 1999-09-09 | 0 | Field inspection only with no records | Yes | Visual inspection at meter pit | 2023-10-21 |  | Non-Lead Plastic |  |  | Field inspection only with no records | Yes | Visual inspection at meter pit | 2023-10-21 |  | Non-Lead |  |  |  | Domestic
MTR_016474 | 17723 161ST AVE SE | L37 CANDLEWOOD RIDGE #1 |  |  | Non-Lead Plastic | No |  | 0 | Field inspection only with no records | Yes | Visual inspection at meter pit | 2023-11-30 |  | Non-Lead Plastic |  |  | Field inspection only with no records | Yes | Visual inspection at meter pit | 2023-11-30 |  | Non-Lead |  |  |  | Domestic
MTR_017532 | 11877 SE 176TH CT | LOT 13 PETROVISTA AKA WOODBERRY LANE |  |  | Non-Lead Plastic | No | 2006-12-21 | 0 | Field inspection only with no records | Yes | Visual inspection at meter pit | 2023-10-13 |  | Non-Lead Plastic |  |  | Field inspection only with no records | Yes | Visual inspection at meter pit | 2023-10-13 |  | Non-Lead |  |  |  | Domestic
MTR_017594 | 11238 SE 182ND ST | L10 VIEW GARDENS 1 |  |  | Non-Lead Plastic | Unknown |  | 0 | Field inspection only with no records | Yes | Visual inspection at meter pit | 2023-11-30 |  | Non-Lead Plastic |  |  | Field inspection only with no records | Yes | Visual inspection at meter pit | 2023-11-30 |  | Non-Lead |  |  |  | Assumed
MTR_025952 | 11145 SE 202ND CT | LOT 34 VILA REAL |  |  | Non-Lead - Other | No | 2007-05-03 | 0 | Installation date is after the lead ban |  |  |  |  | Non-Lead - Other |  |  | Installation date is after the lead ban |  |  |  |  | Non-Lead |  |  |  | Domestic
MTR_014338 | 17013 114TH AVE SE | LOT 3 GLACIER VIEW TOWNHOMES |  |  | Non-Lead - Other | No | 2005-10-28 | 1 | Installation date is after the lead ban |  |  |  |  | Non-Lead - Other |  |  | Installation date is after the lead ban |  |  |  |  | Non-Lead |  |  |  | Domestic
MTR_027084 | 13120 SE 231ST WAY | TAX LOT 54 SEC 16-22-5 |  |  | Non-Lead - Other | No |  | 0 | Installation date is after the lead ban |  |  |  |  | Non-Lead - Other |  |  | Installation date is after the lead ban |  |  |  |  | Non-Lead |  |  |  | Assumed
MTR_028803 | 22320 113TH PL SE | L 3 JOHN VELKOFF ADD 2 |  |  | Non-Lead - Other | No | 2000-11-03 | 0 | Rectified Plan |  |  |  |  | Non-Lead - Other |  |  | Statistical analysis |  |  |  |  | Non-Lead |  |  |  | Domestic
MTR_022215 | 11652 SE 189TH PL | LOT 9 JESSIE GLEN |  |  | Non-Lead - Other | No | 2007-07-19 | 0 | Rectified Plan | No |  |  |  | Non-Lead - Other |  |  | Installation date is after the lead ban |  |  |  |  | Non-Lead |  |  |  | Domestic
MTR_014339 | 17021 114TH AVE SE | LOT 4 GLACIER VIEW TOWNHOMES |  |  | Non-Lead Plastic | No | 2005-10-28 | 1 | Field inspection only with no records | Yes | Visual inspection at meter pit | 2023-02-04 |  | Non-Lead Plastic |  |  | Field inspection only with no records | Yes | Visual inspection at meter pit | 2023-02-04 |  | Non-Lead |  |  |  | Domestic
MTR_020134 | 10447 SE 194TH PL | L9 BLK1 OLYMPIC VISTA |  |  | Non-Lead - Other | Unknown |  | 0 | Statistical analysis |  |  |  |  | Non-Lead - Other |  |  | Statistical analysis |  |  |  |  | Non-Lead |  |  |  | Assumed
MTR_026023 | 20141 111TH WAY SE | LOT 65 VILA REAL |  |  | Non-Lead - Other | No | 2007-05-03 | 0 | Installation date is after the lead ban |  |  |  |  | Non-Lead - Other |  |  | Installation date is after the lead ban |  |  |  |  | Non-Lead |  |  |  | Domestic
MTR_014340 | 17105 114TH AVE SE | LOT 5 GLACIER VIEW TOWNHOMES |  |  | Non-Lead - Other | No | 2005-10-28 | 1 | Installation date is after the lead ban |  |  |  |  | Non-Lead - Other |  |  | Installation date is after the lead ban |  |  |  |  | Non-Lead |  |  |  | Domestic
MTR_011965 | 3506 MILL PL S | LOT 47 CEDAR AVENUE |  |  | Non-Lead - Other | No |  | 0.75 | Installation date is after the lead ban |  |  |  |  | Non-Lead - Other |  |  | Installation date is after the lead ban |  |  |  |  | Non-Lead |  |  |  | Assumed
MTR_020193 | 10625 SE 194TH ST | POR L22 PANT LK GAR TRT |  |  | Non-Lead - Other | Unknown |  | 0 | Statistical analysis |  |  |  |  | Non-Lead - Other |  |  | Statistical analysis |  |  |  |  | Non-Lead |  |  |  | Assumed
MTR_010737 | 10018-A SE 208TH ST | TAX LOT 9116 05-22-05 - CABIN |  |  | Non-Lead - Other | No |  | 0 | Installation date is after the lead ban |  |  |  |  | Non-Lead Plastic |  |  | Field inspection only with no records | Yes | Visual inspection at meter pit | 2023-01-14 |  | Non-Lead |  |  |  | Assumed
MTR_027002 | 22741 129TH PL SE | LOT 120 FERN CREST WEST |  |  | Non-Lead Plastic | No | 2006-04-28 | 0 | Field inspection only with no records | Yes | Visual inspection at meter pit | 2023-08-26 |  | Non-Lead Plastic |  |  | Field inspection only with no records | Yes | Visual inspection at meter pit | 2023-08-26 |  | Non-Lead |  |  |  | Domestic
MTR_027501 | 23808 135TH PL SE | TAX LOT 9178 S-T-R 15-22-05 |  |  | Non-Lead Plastic | No | 1988-04-01 | 0 | Field inspection only with no records | Yes | Visual inspection at meter pit | 2023-11-04 |  | Non-Lead Plastic |  |  | Field inspection only with no records | Yes | Visual inspection at meter pit | 2023-11-04 |  | Non-Lead |  |  |  | Domestic
MTR_020178 | 19243 107TH AVE SE | LOT 9 COUNTRY SIDE ADD |  |  | Non-Lead - Other | Unknown |  | 0 | Statistical analysis |  |  |  |  | Non-Lead - Other |  |  | Statistical analysis |  |  |  |  | Non-Lead |  |  |  | Assumed
MTR_014403 | 16842 113TH LN SE | UNIT 5 BLDG C ROLLING HILLS TOWNHOMES |  |  | Non-Lead - Other | No | 2008-06-24 | 1 | Installation date is after the lead ban |  |  |  |  | Non-Lead - Other |  |  | Installation date is after the lead ban |  |  |  |  | Non-Lead |  |  |  | Domestic
MTR_027003 | 13262 SE 225TH PL | LOT 72 FERN CREST 2 |  |  | Non-Lead - Other | No | 2005-09-02 | 0 | Installation date is after the lead ban |  |  |  |  | Non-Lead - Other |  |  | Installation date is after the lead ban |  |  |  |  | Non-Lead |  |  |  | Domestic
MTR_027085 | 23039 128TH PL SE | LOT 17 MISTY MEADOWS #2 |  |  | Non-Lead - Other | No |  | 0 | Installation date is after the lead ban |  |  |  |  | Non-Lead - Other |  |  | Installation date is after the lead ban |  |  |  |  | Non-Lead |  |  |  | Domestic
MTR_020154 | 19416 106TH AVE SE | PORTION LOT 22 PANTHER LAKE GARDEN TRACTS |  |  | Non-Lead Plastic | Unknown |  | 0 | Field inspection only with no records | Yes | Visual inspection at meter pit | 2023-09-29 |  | Non-Lead - Other |  |  | Statistical analysis |  |  |  |  | Non-Lead |  |  |  | Assumed
MTR_014409 | 16818 113TH LN SE | UNIT 11 BLDG D ROLLING HILLS TOWNHOMES |  |  | Non-Lead Plastic | No | 2008-06-24 | 1 | Field inspection only with no records | Yes | Visual inspection at meter pit | 2023-02-04 |  | Non-Lead Plastic |  |  | Field inspection only with no records | Yes | Visual inspection at meter pit | 2023-02-04 |  | Non-Lead |  |  |  | Domestic
MTR_017104 | 11033 SE 182ND ST | LOT 12 MAPLE GLEN |  |  | Non-Lead Plastic | No |  | 0 | Field inspection only with no records | Yes | Visual inspection at meter pit | 2023-08-11 |  | Non-Lead Copper |  |  | Field inspection only with no records | Yes | Visual inspection at meter pit | 2023-08-11 |  | Non-Lead |  |  |  | Domestic
MTR_019892 | 11048 SE 192ND ST | LOT 4 KING CO SHORT PLAT #L94S0042 |  |  | Non-Lead - Other | No |  | 0 | Relative Placement | No |  |  |  | Non-Lead - Other |  |  | Installation date is after the lead ban |  |  |  |  | Non-Lead |  |  |  | Assumed
MTR_020209 | 19605 108TH AVE SE | LOT 2 KING COUNTY SHORT PLAT #28103 8 |  |  | Non-Lead - Other | Unknown |  | 0 | Statistical analysis |  |  |  |  | Non-Lead - Other |  |  | Statistical analysis |  |  |  |  | Non-Lead |  |  |  | Assumed
MTR_026025 | 20133 111TH WAY SE | LOT 66 VILA REAL |  |  | Non-Lead - Other | No | 2007-05-03 | 0 | Installation date is after the lead ban |  |  |  |  | Non-Lead - Other |  |  | Installation date is after the lead ban |  |  |  |  | Non-Lead |  |  |  | Domestic
MTR_027086 | 22724 129TH PL SE | LOT 104 FERN CREST WEST |  |  | Non-Lead - Other | No | 2006-04-28 | 0 | Installation date is after the lead ban |  |  |  |  | Non-Lead - Other |  |  | Installation date is after the lead ban |  |  |  |  | Non-Lead |  |  |  | Domestic
MTR_027005 | 22711 129TH PL SE | LOT 125 FERN CREST WEST |  |  | Non-Lead - Other | No | 2006-04-28 | 0 | Installation date is after the lead ban |  |  |  |  | Non-Lead - Other |  |  | Installation date is after the lead ban |  |  |  |  | Non-Lead |  |  |  | Domestic
MTR_020211 | 10635 SE 196TH ST | TAX LOT 132 SEC 5-22-5 |  |  | Non-Lead Plastic | No |  | 0 | Field inspection only with no records | Yes | Visual inspection at meter pit | 2023-09-29 |  | Non-Lead Plastic |  |  | Field inspection only with no records | Yes | Visual inspection at meter pit | 2023-09-29 |  | Non-Lead |  |  |  | Assumed
MTR_010740 | 16015 116TH AVE SE | DETECTOR CK-TAX LOT 68 20-23-05 |  |  | Galvanized Requiring Replacement | Unknown |  | 6 | Field inspection only with no records | Yes | Visual inspection at meter pit | 2023-08-30 |  | Galvanized Requiring Replacement |  |  | Field inspection only with no records | Yes | Visual inspection at meter pit | 2023-08-30 |  | Galvanized Requiring Replacement |  |  |  | Domestic
MTR_022110 | 11835 SE 191ST ST | LOT 47 JESSIE GLEN |  |  | Non-Lead - Other | No | 2007-07-19 | 0 | Rectified Plan | No |  |  |  | Non-Lead - Other |  |  | Installation date is after the lead ban |  |  |  |  | Non-Lead |  |  |  | Domestic
MTR_027007 | 22638 129TH PL SE | LOT 89 FERN CREST WEST |  |  | Non-Lead - Other | No | 2006-04-28 | 0 | Installation date is after the lead ban |  |  |  |  | Non-Lead - Other |  |  | Installation date is after the lead ban |  |  |  |  | Non-Lead |  |  |  | Domestic
MTR_028253 | 22046 128TH PL SE | LOT 33 SUMMER GLEN EAST (STRATHMORE ) |  |  | Non-Lead - Other | No | 1995-08-28 | 0 | Installation date is after the lead ban |  |  |  |  | Non-Lead - Other |  |  | Installation date is after the lead ban |  |  |  |  | Non-Lead |  |  |  | Domestic
MTR_021800 | 13332 SE 198TH ST | LOT 43 FOREST TRAILS #2 |  |  | Non-Lead - Other | No |  | 0 | Converted CAD | No |  |  |  | Non-Lead - Other |  |  | Installation date is after the lead ban |  |  |  |  | Non-Lead |  |  |  | Domestic
MTR_022735 | 20005 116TH AVE SE | LOT 38 PANTHER LAKE GARDEN TRACTS |  |  | Non-Lead - Other | No | 2004-03-09 | 0 | Installation date is after the lead ban |  |  |  |  | Non-Lead - Other |  |  | Installation date is after the lead ban |  |  |  |  | Non-Lead |  |  |  | Domestic
MTR_009533 | 23628 119TH PL SE | LOT 79 KENT HIGHLANDS |  |  | Non-Lead - Other | No | 2006-11-01 | 0 | Rectified Plan | No |  |  |  | Non-Lead - Other |  |  | Installation date is after the lead ban |  |  |  |  | Non-Lead |  |  |  | Domestic
MTR_025006 | 21518 117TH AVE SE | LOT 12 CEDAR PARKE |  |  | Non-Lead - Other | No | 2001-02-08 | 0 | Installation date is after the lead ban |  |  |  |  | Non-Lead - Other |  |  | Installation date is after the lead ban |  |  |  |  | Non-Lead |  |  |  | Domestic
MTR_023575 | 11245 SE 214TH CT | LOT 9 WEST CREEK PLACE |  |  | Non-Lead - Other | No | 2007-09-28 | 0 | Installation date is after the lead ban |  |  |  |  | Non-Lead - Other |  |  | Installation date is after the lead ban |  |  |  |  | Non-Lead |  |  |  | Domestic
MTR_016095 | 18004 158TH PL SE | LOT 17 CANDLEWOOD RIDGE #6 |  |  | Non-Lead Plastic | No | 1980-08-01 | 0 | Field inspection only with no records | Yes | Visual inspection at meter pit | 2023-11-30 |  | Non-Lead Plastic |  |  | Field inspection only with no records | Yes | Visual inspection at meter pit | 2023-11-30 |  | Non-Lead |  |  |  | Domestic
MTR_015453 | 17114 127TH AVE SE | L 93 CASCADE VISTA 3 |  |  | Non-Lead - Other | No | 2010-10-25 | 0 | Rectified Plan |  |  |  |  | Non-Lead - Other |  |  | Statistical analysis |  |  |  |  | Non-Lead |  |  |  | Domestic
MTR_027148 | 22411 134TH PL SE | LOT 31 FERN CREST 2 |  |  | Non-Lead Plastic | No | 2005-09-02 | 0 | Field inspection only with no records | Yes | Visual inspection at meter pit | 2023-10-27 |  | Non-Lead Plastic |  |  | Field inspection only with no records | Yes | Visual inspection at meter pit | 2023-10-27 |  | Non-Lead |  |  |  | Domestic
MTR_027087 | 22709 135TH AVE SE | LOT 7 FERN CREST 3 |  |  | Non-Lead - Other | No | 2006-10-17 | 0 | Installation date is after the lead ban |  |  |  |  | Non-Lead - Other |  |  | Installation date is after the lead ban |  |  |  |  | Non-Lead |  |  |  | Domestic
MTR_029135 | 10309 SE 225TH PL | LOT 4 COPPER HILL |  |  | Non-Lead - Other | No | 2006-03-28 | 0 | Installation date is after the lead ban |  |  |  |  | Non-Lead - Other |  |  | Installation date is after the lead ban |  |  |  |  | Non-Lead |  |  |  | Domestic
MTR_025990 | 20154 110TH TER SE | LOT 77 VILA REAL |  |  | Non-Lead - Other | No | 2007-05-03 | 0 | Installation date is after the lead ban |  |  |  |  | Non-Lead - Other |  |  | Installation date is after the lead ban |  |  |  |  | Non-Lead |  |  |  | Domestic
MTR_015716 | 1001 S 38TH ST | LOT 25 SUNNYBROOK |  |  | Non-Lead - Other | No | 2004-01-22 | 0 | Installation date is after the lead ban |  |  |  |  | Non-Lead - Other |  |  | Installation date is after the lead ban |  |  |  |  | Non-Lead |  |  |  | Domestic
MTR_025967 | 11090 SE 201ST ST | LOT 120 VILA REAL |  |  | Non-Lead - Other | No | 2007-05-03 | 0 | Installation date is after the lead ban |  |  |  |  | Non-Lead - Other |  |  | Installation date is after the lead ban |  |  |  |  | Non-Lead |  |  |  | Domestic
MTR_027009 | 22771 129TH PL SE | LOT 115 FERN CREST WEST |  |  | Non-Lead - Other | No | 2006-04-28 | 0 | Installation date is after the lead ban |  |  |  |  | Non-Lead - Other |  |  | Installation date is after the lead ban |  |  |  |  | Non-Lead |  |  |  | Domestic
MTR_025991 | 20146 110TH TER SE | LOT 76 VILA REAL |  |  | Non-Lead - Other | No | 2007-05-03 | 0 | Installation date is after the lead ban |  |  |  |  | Non-Lead - Other |  |  | Installation date is after the lead ban |  |  |  |  | Non-Lead |  |  |  | Domestic
MTR_025515 | 12623 SE 212TH PL | L22 GLENCARIN 3 |  |  | Non-Lead - Other | No |  | 0 | Installation date is after the lead ban |  |  |  |  | Non-Lead - Other |  |  | Installation date is after the lead ban |  |  |  |  | Non-Lead |  |  |  | Domestic
MTR_025961 | 11091 SE 200TH ST | LOT 121 VILA REAL |  |  | Non-Lead - Other | No | 2007-05-03 | 0 | Installation date is after the lead ban |  |  |  |  | Non-Lead - Other |  |  | Installation date is after the lead ban |  |  |  |  | Non-Lead |  |  |  | Domestic
MTR_014341 | 17113 114TH AVE SE | LOT 6 GLACIER VIEW TOWNHOMES |  |  | Non-Lead - Other | No | 2005-10-28 | 1 | Installation date is after the lead ban |  |  |  |  | Non-Lead - Other |  |  | Installation date is after the lead ban |  |  |  |  | Non-Lead |  |  |  | Domestic
MTR_026009 | 20162 110TH TER SE | LOT 78 VILA REAL |  |  | Non-Lead - Other | No | 2007-05-03 | 0 | Installation date is after the lead ban |  |  |  |  | Non-Lead - Other |  |  | Installation date is after the lead ban |  |  |  |  | Non-Lead |  |  |  | Domestic
MTR_025516 | 12613 SE 212TH PL | LOT 20 GLENCARIN #3 |  |  | Non-Lead - Other | No |  | 0 | Installation date is after the lead ban |  |  |  |  | Non-Lead - Other |  |  | Installation date is after the lead ban |  |  |  |  | Non-Lead |  |  |  | Domestic
MTR_025517 | 12629 SE 212TH PL | LOT 23 GLENCARIN #3 |  |  | Non-Lead - Other | No |  | 0 | Installation date is after the lead ban |  |  |  |  | Non-Lead - Other |  |  | Installation date is after the lead ban |  |  |  |  | Non-Lead |  |  |  | Domestic
MTR_009543 | 11662 SE 217TH PL | LOT 6 ROYAL CREST ESTATES |  |  | Non-Lead - Other | No |  | 0 | Installation date is after the lead ban |  |  |  |  | Non-Lead - Other |  |  | Installation date is after the lead ban |  |  |  |  | Non-Lead |  |  |  | Assumed
MTR_026006 | 20174 110TH PL SE | LOT 106 VILA REAL |  |  | Non-Lead - Other | No | 2007-05-03 | 0 | Installation date is after the lead ban |  |  |  |  | Non-Lead - Other |  |  | Installation date is after the lead ban |  |  |  |  | Non-Lead |  |  |  | Domestic
MTR_025968 | 11082 SE 201ST ST | LOT 119 VILA REAL |  |  | Non-Lead - Other | No | 2007-05-03 | 0 | Installation date is after the lead ban |  |  |  |  | Non-Lead - Other |  |  | Installation date is after the lead ban |  |  |  |  | Non-Lead |  |  |  | Domestic
MTR_028358 | 12945 SE 216TH PL | LOT 10 BEGONIA PLACE |  |  | Non-Lead - Other | No | 2001-02-23 | 0 | Installation date is after the lead ban |  |  |  |  | Non-Lead - Other |  |  | Installation date is after the lead ban |  |  |  |  | Non-Lead |  |  |  | Domestic
MTR_025519 | 12618 SE 212TH PL | LOT 16 GLENCARIN #3 |  |  | Galvanized Requiring Replacement | No |  | 0 | Field inspection only with no records | Yes | Visual inspection at meter pit | 2023-01-06 |  | Non-Lead Plastic |  |  | Field inspection only with no records | Yes | Visual inspection at meter pit | 2023-01-06 |  | Galvanized Requiring Replacement |  |  |  | Domestic
MTR_022754 | 11621 SE 193RD PL | LOT 22 LYNDEN PLACE |  |  | Non-Lead - Other | No | 1999-03-24 | 0 | Installation date is after the lead ban |  |  |  |  | Non-Lead - Other |  |  | Installation date is after the lead ban |  |  |  |  | Non-Lead |  |  |  | Domestic
MTR_025969 | 11074 SE 201ST ST | LOT 118 VILA REAL |  |  | Non-Lead - Other | No | 2007-05-03 | 0 | Installation date is after the lead ban |  |  |  |  | Non-Lead - Other |  |  | Installation date is after the lead ban |  |  |  |  | Non-Lead |  |  |  | Domestic
MTR_011848 | ON LOT 16-CEDAR AVE S & S 32ND ST | ON LOT 16-CEDAR AVE S & S 32ND ST |  |  | Non-Lead Plastic | No | 2007-10-01 | 1 | Field inspection only with no records | Yes | Visual inspection at meter pit | 2023-02-03 |  | Non-Lead Plastic |  |  | Field inspection only with no records | Yes | Visual inspection at meter pit | 2023-02-03 |  | Non-Lead |  |  |  | Irrigation
MTR_027964 | 12021 SE 221ST ST | LOT 4 GLENCARIN SOUTH |  |  | Non-Lead Plastic | No |  | 0 | Field inspection only with no records | Yes | Visual inspection at meter pit | 2023-09-02 |  | Non-Lead Plastic |  |  | Field inspection only with no records | Yes | Visual inspection at meter pit | 2023-09-02 |  | Non-Lead |  |  |  | Domestic
MTR_027134 | 12614 SE 228TH CT | LOT 105 PHEASANTS HOLLOW |  |  | Non-Lead Plastic | No | 1996-02-27 | 0 | Field inspection only with no records | Yes | Visual inspection at meter pit | 2023-09-01 |  | Non-Lead Copper |  |  | Field inspection only with no records | Yes | Visual inspection at meter pit | 2023-09-01 |  | Non-Lead |  |  |  | Domestic
MTR_027089 | 22753 129TH PL SE | LOT 118 FERN CREST WEST |  |  | Non-Lead Plastic | No | 2006-04-28 | 0 | Field inspection only with no records | Yes | Visual inspection at meter pit | 2023-08-26 |  | Non-Lead Plastic |  |  | Field inspection only with no records | Yes | Visual inspection at meter pit | 2023-08-26 |  | Non-Lead |  |  |  | Domestic
MTR_011966 | 3500 MILL PL S | LOT 46 CEDAR AVE S |  |  | Non-Lead - Other | No | 2004-12-14 | 0 | Installation date is after the lead ban |  |  |  |  | Non-Lead - Other |  |  | Installation date is after the lead ban |  |  |  |  | Non-Lead |  |  |  | Domestic
MTR_027968 | 12033 SE 221ST ST | LOT 6 GLENCARIN SOUTH |  |  | Non-Lead Plastic | No |  | 0 | Field inspection only with no records | Yes | Visual inspection at meter pit | 2023-09-02 |  | Non-Lead Plastic |  |  | Field inspection only with no records | Yes | Visual inspection at meter pit | 2023-09-02 |  | Non-Lead |  |  |  | Domestic
MTR_027135 | 12609 SE 226TH ST | LOT 95 PHEASANTS HOLLOW |  |  | Non-Lead Plastic | No | 1996-02-26 | 0 | Field inspection only with no records | Yes | Visual inspection at meter pit | 2023-09-20 |  | Non-Lead Copper |  |  | Field inspection only with no records | Yes | Visual inspection at meter pit | 2023-09-20 |  | Non-Lead |  |  |  | Domestic
MTR_023762 | 10020 SE 220TH ST | LOT 4 KARA CREST |  |  | Non-Lead - Other | No | 2001-08-23 | 0 | Installation date is after the lead ban |  |  |  |  | Non-Lead - Other |  |  | Installation date is after the lead ban |  |  |  |  | Non-Lead |  |  |  | Domestic
MTR_028804 | 22311 113TH PL SE | L 6 JOHN VELKOFF ADD 2 |  |  | Non-Lead - Other | No | 2000-11-03 | 0 | Rectified Plan |  |  |  |  | Non-Lead - Other |  |  | Statistical analysis |  |  |  |  | Non-Lead |  |  |  | Domestic
MTR_028199 | 22242 129TH PL SE | LOT 3 MATHESON PARK #1 |  |  | Non-Lead - Other | No | 1995-07-21 | 0 | Installation date is after the lead ban |  |  |  |  | Non-Lead - Other |  |  | Installation date is after the lead ban |  |  |  |  | Non-Lead |  |  |  | Domestic
MTR_014112 | 16801 108TH AVE SE | LOT 1 KING COUNTY SHORT PLAT 585025 |  |  | Non-Lead - Other | Unknown |  | 0.75 | Statistical analysis |  |  |  |  | Non-Lead - Other |  |  | Statistical analysis |  |  |  |  | Non-Lead |  |  |  | Assumed
MTR_025667 | 21150 131ST PL SE | LOT 3 PANDHER GLEN |  |  | Non-Lead - Other | No | 2010-05-07 | 0 | Installation date is after the lead ban |  |  |  |  | Non-Lead - Other |  |  | Installation date is after the lead ban |  |  |  |  | Non-Lead |  |  |  | Domestic
MTR_027090 | 22662 129TH PL SE | LOT 93 FERN CREST WEST |  |  | Non-Lead - Other | No | 2006-04-28 | 0 | Installation date is after the lead ban |  |  |  |  | Non-Lead - Other |  |  | Installation date is after the lead ban |  |  |  |  | Non-Lead |  |  |  | Domestic
MTR_028153 | 22253 131ST AVE SE | LOT 32 MATHESON PARK #2 |  |  | Non-Lead - Other | No | 1995-07-21 | 0 | Installation date is after the lead ban |  |  |  |  | Non-Lead - Other |  |  | Installation date is after the lead ban |  |  |  |  | Non-Lead |  |  |  | Domestic
MTR_011152 | 16251 114TH AVE SE | LOT 7 LUND SHORT PLAT |  |  | Non-Lead Plastic | No |  | 0 | Field inspection only with no records | Yes | Visual inspection at meter pit | 2022-12-31 |  | Non-Lead Plastic |  |  | Field inspection only with no records | Yes | Visual inspection at meter pit | 2022-12-31 |  | Non-Lead |  |  |  | Domestic
MTR_023576 | 11237 SE 214TH CT | LOT 7 WEST CREEK PLACE |  |  | Non-Lead - Other | No | 2007-09-28 | 0 | Installation date is after the lead ban |  |  |  |  | Non-Lead - Other |  |  | Installation date is after the lead ban |  |  |  |  | Non-Lead |  |  |  | Domestic
MTR_023859 | 10604 SE 216TH ST | TL 74 8-22-5 |  |  | Non-Lead - Other | Unknown |  | 0 | Statistical analysis |  |  |  |  | Non-Lead - Other |  |  | Statistical analysis |  |  |  |  | Non-Lead |  |  |  | Assumed
MTR_030371 | 12326 SE 221ST ST | LOT 42 GLENCARIN SOUTH |  |  | Non-Lead - Other | No |  |  | Installation date is after the lead ban |  |  |  |  | Non-Lead - Other |  |  | Installation date is after the lead ban |  |  |  |  | Non-Lead
MTR_011865 | 16644 104TH AVE SE | W 127 08 FT LOT 4 BLOCK 2 AKERS FA RMS #5 |  |  | Non-Lead - Other | No | 1995-08-29 | 0 | Rectified Plan |  |  |  |  | Non-Lead - Other |  |  | Statistical analysis |  |  |  |  | Non-Lead |  |  |  | Domestic
MTR_027011 | 13217 SE 226TH ST | LOT 57 FERN CREST AKA SHADOWBROOK |  |  | Non-Lead Plastic | No | 2005-06-17 | 0 | Field inspection only with no records | Yes | Visual inspection at meter pit | 2023-10-27 |  | Non-Lead Plastic |  |  | Field inspection only with no records | Yes | Visual inspection at meter pit | 2023-10-27 |  | Non-Lead |  |  |  | Domestic
MTR_027091 | 22416 129TH PL SE | LOT 25 FERN CREST WEST |  |  | Non-Lead - Other | No | 2006-04-28 | 0 | Installation date is after the lead ban |  |  |  |  | Non-Lead - Other |  |  | Installation date is after the lead ban |  |  |  |  | Non-Lead |  |  |  | Domestic
MTR_028200 | 22214 129TH PL SE | LOT 6 MATHESON PARK #1 |  |  | Non-Lead - Other | No | 1995-07-21 | 0 | Installation date is after the lead ban |  |  |  |  | Non-Lead - Other |  |  | Installation date is after the lead ban |  |  |  |  | Non-Lead |  |  |  | Domestic
MTR_027013 | 22700 129TH PL SE | LOT 100 FERN CREST WEST |  |  | Non-Lead - Other | No | 2006-04-28 | 0 | Installation date is after the lead ban |  |  |  |  | Non-Lead - Other |  |  | Installation date is after the lead ban |  |  |  |  | Non-Lead |  |  |  | Domestic
MTR_027092 | 22410 129TH PL SE | LOT 24 FERN CREST WEST |  |  | Non-Lead Plastic | No | 2006-04-28 | 0 | Field inspection only with no records | Yes | Visual inspection at meter pit | 2023-09-19 |  | Non-Lead Plastic |  |  | Field inspection only with no records | Yes | Visual inspection at meter pit | 2023-09-19 |  | Non-Lead |  |  |  | Domestic
MTR_027014 | 22430 134TH PL SE | LOT 7 FERN CREST 2 |  |  | Non-Lead Plastic | No | 2005-09-02 | 0 | Field inspection only with no records | Yes | Visual inspection at meter pit | 2023-10-27 |  | Non-Lead Plastic |  |  | Field inspection only with no records | Yes | Visual inspection at meter pit | 2023-10-27 |  | Non-Lead |  |  |  | Domestic
MTR_028201 | 22234 129TH PL SE | LOT 4 MATHESON PARK #1 |  |  | Non-Lead - Other | No | 1995-07-21 | 0 | Installation date is after the lead ban |  |  |  |  | Non-Lead - Other |  |  | Installation date is after the lead ban |  |  |  |  | Non-Lead |  |  |  | Domestic
MTR_018403 | 20401 91ST PL S | LOT 21 SOPHIA GLEN |  |  | Non-Lead - Other | No | 2009-07-07 | 0 | Installation date is after the lead ban |  |  |  |  | Non-Lead - Other |  |  | Installation date is after the lead ban |  |  |  |  | Non-Lead |  |  |  | Domestic
MTR_027093 | 22686 129TH PL SE | LOT 97 FERN CREST WEST |  |  | Non-Lead - Other | No | 2006-04-28 | 0 | Installation date is after the lead ban |  |  |  |  | Non-Lead - Other |  |  | Installation date is after the lead ban |  |  |  |  | Non-Lead |  |  |  | Domestic
MTR_027015 | 22602 129TH PL SE | LOT 83 FERN CREST WEST |  |  | Non-Lead - Other | No | 2006-04-28 | 0 | Installation date is after the lead ban |  |  |  |  | Non-Lead - Other |  |  | Installation date is after the lead ban |  |  |  |  | Non-Lead |  |  |  | Domestic
MTR_028256 | 12817 SE 221ST PL | LOT 5 SUMMER GLEN EAST |  |  | Non-Lead - Other | No | 1995-08-28 | 0 | Installation date is after the lead ban |  |  |  |  | Non-Lead - Other |  |  | Installation date is after the lead ban |  |  |  |  | Non-Lead |  |  |  | Domestic
MTR_017816 | 18000 116TH AVE SE | PTN L1 BK1 NW GARD TR#2 |  |  | Non-Lead - Other | Unknown |  | 0 | Statistical analysis |  |  |  |  | Non-Lead - Other |  |  | Statistical analysis |  |  |  |  | Non-Lead |  |  |  | Assumed
MTR_027094 | 22777 129TH PL SE | LOT 114 FERN CREST WEST |  |  | Non-Lead - Other | No | 2006-04-28 | 0 | Installation date is after the lead ban |  |  |  |  | Non-Lead - Other |  |  | Installation date is after the lead ban |  |  |  |  | Non-Lead |  |  |  | Domestic
MTR_009552 | 11927 SE 236TH PL | LOT 97 EAST POINTE |  |  | Non-Lead - Other | No | 2006-11-01 | 0 | Rectified Plan | No |  |  |  | Non-Lead - Other |  |  | Installation date is after the lead ban |  |  |  |  | Non-Lead |  |  |  | Domestic
MTR_028257 | 12829 SE 221ST PL | LOT 8 SUMMER GLEN EAST |  |  | Non-Lead - Other | No | 1995-08-28 | 0 | Installation date is after the lead ban |  |  |  |  | Non-Lead - Other |  |  | Installation date is after the lead ban |  |  |  |  | Non-Lead |  |  |  | Domestic
MTR_022892 | 11725 SE 192ND ST | L0T 2 BLK 4 SPRINGBROOK FIVE ACRE TRACTS |  |  | Non-Lead Plastic | No |  | 0 | Field inspection only with no records | Yes | Visual inspection at meter pit | 2023-09-30 |  | Non-Lead Plastic |  |  | Field inspection only with no records | Yes | Visual inspection at meter pit | 2023-09-30 |  | Non-Lead |  |  |  | Assumed
MTR_022105 | 11805 SE 191ST ST | LOT 42 JESSIE GLEN |  |  | Non-Lead - Other | No | 2007-07-19 | 0 | Rectified Plan | No |  |  |  | Non-Lead - Other |  |  | Installation date is after the lead ban |  |  |  |  | Non-Lead |  |  |  | Domestic
MTR_027016 | 22656 129TH PL SE | LOT 92 FERN CREST WEST |  |  | Non-Lead - Other | No | 2006-04-28 | 0 | Installation date is after the lead ban |  |  |  |  | Non-Lead - Other |  |  | Installation date is after the lead ban |  |  |  |  | Non-Lead |  |  |  | Domestic
MTR_019994 | WEST OF LOTS 9, 10, & 11 | IRRIGATION TRACT D TALBOT RIDGE ESTATES |  |  | Non-Lead - Other | No | 2009-08-19 | 0 | Statistical analysis |  |  |  |  | Non-Lead - Other |  |  | Statistical analysis |  |  |  |  | Non-Lead |  |  |  | Domestic
MTR_022217 | 11610 SE 189TH PL | LOT 7 JESSIE GLEN |  |  | Non-Lead - Other | No | 2007-07-19 | 0 | Rectified Plan | No |  |  |  | Non-Lead - Other |  |  | Installation date is after the lead ban |  |  |  |  | Non-Lead |  |  |  | Domestic
MTR_014362 | 17112 114TH LN SE | LOT 22 GLACIER VIEW TOWNHOMES |  |  | Non-Lead Plastic | No | 2005-10-28 | 1 | Field inspection only with no records | Yes | Visual inspection at meter pit | 2023-02-04 |  | Non-Lead Plastic |  |  | Field inspection only with no records | Yes | Visual inspection at meter pit | 2023-02-04 |  | Non-Lead |  |  |  | Domestic
MTR_025962 | 20026 111TH WAY SE | LOT 47 VILA REAL |  |  | Non-Lead - Other | No | 2007-05-03 | 0 | Installation date is after the lead ban |  |  |  |  | Non-Lead - Other |  |  | Installation date is after the lead ban |  |  |  |  | Non-Lead |  |  |  | Domestic
MTR_018385 | 20221 90TH PL S | LOT 37 SOPHIA GLEN |  |  | Non-Lead - Other | No | 2009-07-07 | 0 | Installation date is after the lead ban |  |  |  |  | Non-Lead - Other |  |  | Installation date is after the lead ban |  |  |  |  | Non-Lead |  |  |  | Domestic
MTR_029962 | 16317 127TH PL SE | L12 B2 CASCADE VISTA 5 |  |  | Non-Lead - Other | No | 2016-06-22 | 0.75 | Rectified Plan |  |  |  |  | Non-Lead - Other |  |  | Statistical analysis |  |  |  |  | Non-Lead |  |  |  | Domestic
MTR_017943 | 140TH AVE SE & PETROVITSKY RD | PUGET SOUND ENERGY SUBSTATION |  |  | Non-Lead - Other | No | 2004-11-04 | 0 | Statistical analysis |  |  |  |  | Non-Lead - Other |  |  | Statistical analysis |  |  |  |  | Non-Lead |  |  |  | Domestic
MTR_025911 | 11165 SE 203RD PL | LOT 15 VILA REAL |  |  | Non-Lead - Other | No | 2007-05-03 | 0 | Installation date is after the lead ban |  |  |  |  | Non-Lead - Other |  |  | Installation date is after the lead ban |  |  |  |  | Non-Lead |  |  |  | Domestic
MTR_026016 | 20104 111TH WAY SE | LOT 45 VILA REAL |  |  | Non-Lead - Other | No | 2007-05-03 | 0 | Installation date is after the lead ban |  |  |  |  | Non-Lead - Other |  |  | Installation date is after the lead ban |  |  |  |  | Non-Lead |  |  |  | Domestic
MTR_029963 | 16321 127TH PL SE | L13 B2 CASCADE VISTA 5 |  |  | Non-Lead - Other | No | 2016-06-22 | 0.75 | Rectified Plan |  |  |  |  | Non-Lead - Other |  |  | Statistical analysis |  |  |  |  | Non-Lead |  |  |  | Domestic
MTR_009554 | 17406 103RD AVE SE | VISTA HIGHLANDS APTS-BLDG B FIRE METER |  |  | Non-Lead Plastic | No | 2006-07-27 | 4 | Field inspection only with no records | Yes | Visual inspection at meter pit | 2023-08-24 |  | Galvanized Requiring Replacement |  |  | Field inspection only with no records | Yes | Visual inspection at meter pit | 2023-08-24 |  | Galvanized Requiring Replacement |  |  |  | Fire
MTR_011832 | 16806 104TH AVE SE | LOT 2 NELLIS SHORT PLAT |  |  | Non-Lead Plastic | No | 2007-10-01 | 0 | Field inspection only with no records | Yes | Visual inspection at meter pit | 2023-01-28 |  | Non-Lead Plastic |  |  | Field inspection only with no records | Yes | Visual inspection at meter pit | 2023-01-28 |  | Non-Lead |  |  |  | Domestic
MTR_017521 | 17606 118TH AVE SE | LOT 18 PETROVISTA AKA WOODBERRY LANE |  |  | Non-Lead Plastic | No | 2006-12-21 | 0 | Field inspection only with no records | Yes | Visual inspection at meter pit | 2023-10-13 |  | Non-Lead Plastic |  |  | Field inspection only with no records | Yes | Visual inspection at meter pit | 2023-10-13 |  | Non-Lead |  |  |  | Domestic
MTR_025249 | 12513 SE 215TH PL | L319 GLENCARIN #2 |  |  | Non-Lead - Other | No | 1968-07-31 | 0 | Installation date is after the lead ban |  |  |  |  | Non-Lead Plastic |  |  | Field inspection only with no records | Yes | Visual inspection at meter pit | 2023-01-20 |  | Non-Lead |  |  |  | Domestic
MTR_017798 | 17622 109TH AVE SE | LOT 1 BRISTOW ADDITION |  |  | Non-Lead - Other | Unknown |  | 0 | Statistical analysis |  |  |  |  | Non-Lead - Other |  |  | Statistical analysis |  |  |  |  | Non-Lead |  |  |  | Assumed
MTR_027097 | 22749 135TH AVE SE | LOT 12 FERN CREST 3 |  |  | Non-Lead - Other | No |  | 0 | Installation date is after the lead ban |  |  |  |  | Non-Lead - Other |  |  | Installation date is after the lead ban |  |  |  |  | Non-Lead |  |  |  | Assumed
MTR_025252 | 12509 SE 215TH PL | L318 GLENCARIN #2 |  |  | Non-Lead - Other | No | 1968-07-31 | 0 | Installation date is after the lead ban |  |  |  |  | Non-Lead - Other |  |  | Installation date is after the lead ban |  |  |  |  | Non-Lead |  |  |  | Domestic
MTR_029746 | 22615 115TH AVE SE | LOT 102 KENTON FIRS |  |  | Non-Lead - Other | Unknown |  | 0 | Statistical analysis |  |  |  |  | Non-Lead Plastic |  |  | Field inspection only with no records | Yes | Visual inspection at meter pit | 2023-01-29 |  | Non-Lead |  |  |  | Domestic
MTR_026940 | 22505 132ND PL SE | LOT 56 FERN CREST 2 |  |  | Non-Lead Plastic | No | 2005-09-02 | 0 | Field inspection only with no records | Yes | Visual inspection at meter pit | 2023-01-10 |  | Non-Lead Plastic |  |  | Field inspection only with no records | Yes | Visual inspection at meter pit | 2023-01-10 |  | Non-Lead |  |  |  | Domestic
MTR_027099 | 22735 129TH PL SE | LOT 121 FERN CREST WEST |  |  | Non-Lead - Other | No | 2006-04-28 | 0 | Installation date is after the lead ban |  |  |  |  | Non-Lead - Other |  |  | Installation date is after the lead ban |  |  |  |  | Non-Lead |  |  |  | Domestic
MTR_017799 | 17628 109TH AVE SE | LOT 2 BRISTOW ADDITION |  |  | Non-Lead - Other | Unknown |  | 0 | Statistical analysis |  |  |  |  | Non-Lead - Other |  |  | Statistical analysis |  |  |  |  | Non-Lead |  |  |  | Assumed
MTR_020544 | 20312 102ND PL SE | LOT 35 PARKRIDGE EAST #2 |  |  | Non-Lead - Other | No |  | 0 | Installation date is after the lead ban |  |  |  |  | Non-Lead - Other |  |  | Installation date is after the lead ban |  |  |  |  | Non-Lead |  |  |  | Assumed
MTR_011250 | 11218 SE 166TH PL | LOT 7 WILKENS WOOD |  |  | Non-Lead - Other | No | 2006-09-18 | 0 | Installation date is after the lead ban |  |  |  |  | Non-Lead - Other |  |  | Installation date is after the lead ban |  |  |  |  | Non-Lead |  |  |  | Domestic
MTR_025985 | 11056 SE 201ST PL | LOT 99 VILA REAL |  |  | Non-Lead - Other | No | 2007-05-03 | 0 | Installation date is after the lead ban |  |  |  |  | Non-Lead - Other |  |  | Installation date is after the lead ban |  |  |  |  | Non-Lead |  |  |  | Domestic
MTR_009556 | 17406 103RD AVE SE | VISTA HIGHLANDS APTS-BLDG C FIRE METER |  |  | Non-Lead - Other | No | 2006-07-27 | 4 | Installation date is after the lead ban |  |  |  |  | Non-Lead - Other |  |  | Installation date is after the lead ban |  |  |  |  | Non-Lead |  |  |  | Fire
MTR_026942 | 13230 SE 225TH PL | LOT 75 FERN CREST 2 |  |  | Non-Lead - Other | No | 2005-09-02 | 0 | Installation date is after the lead ban |  |  |  |  | Non-Lead - Other |  |  | Installation date is after the lead ban |  |  |  |  | Non-Lead |  |  |  | Domestic
MTR_025913 | 20277 111TH WAY SE | LOT 52 VILA REAL |  |  | Non-Lead - Other | No | 2007-05-03 | 0 | Installation date is after the lead ban |  |  |  |  | Non-Lead - Other |  |  | Installation date is after the lead ban |  |  |  |  | Non-Lead |  |  |  | Domestic
MTR_024927 | SE 210TH ST & 123RD PL SE | IRRIGATION TRACT D GLACIER III |  |  | Non-Lead - Other | Unknown |  | 0 | Statistical analysis |  |  |  |  | Non-Lead - Other |  |  | Statistical analysis |  |  |  |  | Non-Lead |  |  |  | Domestic
MTR_020181 | 19226 107TH AVE UNIT A SE | LOT 4 KING COUNTY SHORT PLAT #78108 9 |  |  | Non-Lead - Other | No |  | 0 | Installation date is after the lead ban |  |  |  |  | Non-Lead - Other |  |  | Installation date is after the lead ban |  |  |  |  | Non-Lead |  |  |  | Assumed
MTR_027970 | 11603 SE 221ST ST | LOT 1 MEADOW GLEN #1 |  |  | Non-Lead Plastic | No |  | 0 | Field inspection only with no records | Yes | Visual inspection at meter pit | 2023-09-02 |  | Non-Lead Plastic |  |  | Field inspection only with no records | Yes | Visual inspection at meter pit | 2023-09-02 |  | Non-Lead |  |  |  | Domestic
MTR_027971 | 11600 SE 223RD DR | LOT 140 MEADOWGREEN EST. |  |  | Non-Lead - Other | No |  | 0 | Installation date is after the lead ban |  |  |  |  | Non-Lead - Other |  |  | Installation date is after the lead ban |  |  |  |  | Non-Lead |  |  |  | Domestic
MTR_024928 | 123RD PL SE & SE 211TH ST | IRRIGATION TRACT C GLACIER III |  |  | Non-Lead - Other | Unknown |  | 0 | Statistical analysis |  |  |  |  | Non-Lead - Other |  |  | Statistical analysis |  |  |  |  | Non-Lead |  |  |  | Domestic
MTR_020182 | 19226 107TH AVE UNIT B SE | LOT 4 KING COUNTY SHORT PLAT #78108 9 |  |  | Non-Lead - Other | No |  | 0 | Installation date is after the lead ban |  |  |  |  | Non-Lead - Other |  |  | Installation date is after the lead ban |  |  |  |  | Non-Lead |  |  |  | Assumed
MTR_025958 | 11035 SE 200TH ST | LOT 128 VILA REAL |  |  | Non-Lead - Other | No | 2007-05-03 | 0 | Installation date is after the lead ban |  |  |  |  | Non-Lead - Other |  |  | Installation date is after the lead ban |  |  |  |  | Non-Lead |  |  |  | Domestic
MTR_027974 | 11618 SE 223RD DR | LOT 137 MEADOWGREEN EST. |  |  | Non-Lead Plastic | No |  | 0 | Field inspection only with no records | Yes | Visual inspection at meter pit | 2023-09-02 |  | Non-Lead Plastic |  |  | Field inspection only with no records | Yes | Visual inspection at meter pit | 2023-09-02 |  | Non-Lead |  |  |  | Domestic
MTR_026011 | 20179 110TH TER SE | LOT 108 VILA REAL |  |  | Non-Lead - Other | No | 2007-05-03 | 0 | Installation date is after the lead ban |  |  |  |  | Non-Lead - Other |  |  | Installation date is after the lead ban |  |  |  |  | Non-Lead |  |  |  | Domestic
MTR_020183 | 19226 107TH AVE SE | LOT 4 KING COUNTY SHORT PLAT #78108 9 |  |  | Non-Lead - Other | No |  | 0 | Installation date is after the lead ban |  |  |  |  | Non-Lead - Other |  |  | Installation date is after the lead ban |  |  |  |  | Non-Lead |  |  |  | Assumed
MTR_019320 | 9507 S 198TH ST | L10 SPBROOK RANCHETTES#1 |  |  | Non-Lead - Other | Unknown |  | 0 | Statistical analysis |  |  |  |  | Non-Lead - Other |  |  | Statistical analysis |  |  |  |  | Non-Lead |  |  |  | Assumed
MTR_027975 | 11606 SE 223RD DR | LOT 139 MEADOWGREEN ESTATES |  |  | Non-Lead Plastic | No |  | 0 | Field inspection only with no records | Yes | Visual inspection at meter pit | 2023-01-06 |  | Non-Lead Copper |  |  | Field inspection only with no records | Yes | Visual inspection at meter pit | 2023-01-06 |  | Non-Lead |  |  |  | Domestic
MTR_018405 | 9131 S 204TH PL | LOT 57 SOPHIA GLEN |  |  | Non-Lead - Other | No | 2009-07-07 | 0 | Installation date is after the lead ban |  |  |  |  | Non-Lead - Other |  |  | Installation date is after the lead ban |  |  |  |  | Non-Lead |  |  |  | Domestic
MTR_027636 | 11646 SE 217TH PL | LOT 8 ROYAL CREST ESTATES |  |  | Non-Lead - Other | No | 2005-12-20 | 0 | Installation date is after the lead ban |  |  |  |  | Non-Lead - Other |  |  | Installation date is after the lead ban |  |  |  |  | Non-Lead |  |  |  | Domestic
MTR_027100 | 22693 129TH PL SE | LOT 128 FERN CREST WEST |  |  | Non-Lead - Other | No | 2006-04-28 | 0 | Installation date is after the lead ban |  |  |  |  | Non-Lead - Other |  |  | Installation date is after the lead ban |  |  |  |  | Non-Lead |  |  |  | Domestic
MTR_027977 | 21715 119TH LN SE | TAX LOT 132 9-22-5 |  |  | Non-Lead - Other | No |  | 0 | Installation date is after the lead ban |  |  |  |  | Non-Lead - Other |  |  | Installation date is after the lead ban |  |  |  |  | Non-Lead |  |  |  | Domestic
MTR_018386 | 20312 91ST PL S | LOT 1 SOPHIA GLEN |  |  | Non-Lead - Other | No | 2009-07-07 | 0 | Installation date is after the lead ban |  |  |  |  | Non-Lead - Other |  |  | Installation date is after the lead ban |  |  |  |  | Non-Lead |  |  |  | Domestic
MTR_027019 | 12733 SE 226TH PL | LOT 41 FERN CREST WEST |  |  | Non-Lead - Other | No | 2006-04-28 | 0 | Installation date is after the lead ban |  |  |  |  | Non-Lead - Other |  |  | Installation date is after the lead ban |  |  |  |  | Non-Lead |  |  |  | Domestic
MTR_020195 | 19423 107TH AVE SE | POR L22 PANT LK GARD TRT |  |  | Non-Lead - Other | Unknown |  | 0 | Statistical analysis |  |  |  |  | Non-Lead - Other |  |  | Statistical analysis |  |  |  |  | Non-Lead |  |  |  | Assumed
MTR_011830 | 16814 104TH AVE SE | LOT 4 NELLIS SHORT PLAT |  |  | Non-Lead - Other | No | 1995-08-29 | 0 | Installation date is after the lead ban |  |  |  |  | Non-Lead - Other |  |  | Installation date is after the lead ban |  |  |  |  | Non-Lead |  |  |  | Domestic
MTR_028119 | 11834 SE 218TH PL | LOT 4 CROWN TERRACE |  |  | Non-Lead - Other | No |  | 0 | Installation date is after the lead ban |  |  |  |  | Non-Lead - Other |  |  | Installation date is after the lead ban |  |  |  |  | Non-Lead |  |  |  | Domestic
MTR_029149 | 10206 SE 225TH PL | LOT 19 COPPER HILL |  |  | Non-Lead - Other | No | 2006-03-28 | 0 | Installation date is after the lead ban |  |  |  |  | Non-Lead - Other |  |  | Installation date is after the lead ban |  |  |  |  | Non-Lead |  |  |  | Domestic
MTR_027978 | 21735 119TH LN SE | TAX LOT 130 9-22-5 |  |  | Non-Lead - Other | No |  | 0 | Installation date is after the lead ban |  |  |  |  | Non-Lead - Other |  |  | Installation date is after the lead ban |  |  |  |  | Non-Lead |  |  |  | Domestic
MTR_025668 | 21132 131ST PL SE | LOT 7 PANDHER GLEN |  |  | Non-Lead - Other | No | 2010-05-07 | 0 | Installation date is after the lead ban |  |  |  |  | Non-Lead - Other |  |  | Installation date is after the lead ban |  |  |  |  | Non-Lead |  |  |  | Domestic
MTR_014570 | 11635 SE 170TH PL | L1 BLK8 CASCADE VISTA#1 |  |  | Non-Lead - Other | No | 2006-06-08 | 1 | Rectified Plan |  |  |  |  | Non-Lead - Other |  |  | Statistical analysis |  |  |  |  | Non-Lead |  |  |  | Domestic
MTR_021561 | 14036 SE 200TH ST | TAX LOT 234 03-22-05-LOT 1-AKA LOT 1 KHOSA SHORT PLAT |  |  | Non-Lead - Other | No |  | 0 | Installation date is after the lead ban |  |  |  |  | Non-Lead - Other |  |  | Installation date is after the lead ban |  |  |  |  | Non-Lead |  |  |  | Domestic
MTR_027979 | 21729 120TH AVE SE | LOT 55 CROWN ROYAL |  |  | Non-Lead - Other | No |  | 0 | Installation date is after the lead ban |  |  |  |  | Non-Lead - Other |  |  | Installation date is after the lead ban |  |  |  |  | Non-Lead |  |  |  | Assumed
MTR_025669 | 21140 131ST PL SE | LOT 5 PANDHER GLEN |  |  | Non-Lead - Other | No | 2010-05-07 | 0 | Installation date is after the lead ban |  |  |  |  | Non-Lead - Other |  |  | Installation date is after the lead ban |  |  |  |  | Non-Lead |  |  |  | Domestic
MTR_017840 | 10915 SE PETROVITSKY RD | TL48 E1/2 SEC 32-23-5 |  |  | Non-Lead - Other | No |  | 0 | Installation date is after the lead ban |  |  |  |  | Non-Lead - Other |  |  | Installation date is after the lead ban |  |  |  |  | Non-Lead |  |  |  | Assumed
MTR_021666 | 19201 138TH AVE SE | PARCEL 032205 9357 |  |  | Non-Lead - Other | No |  | 0 | Installation date is after the lead ban |  |  |  |  | Non-Lead - Other |  |  | Installation date is after the lead ban |  |  |  |  | Non-Lead |  |  |  | Assumed
MTR_027980 | 21719 120TH AVE SE | LOT 54 CROWN ROYAL |  |  | Non-Lead - Other | No |  | 0 | Installation date is after the lead ban |  |  |  |  | Non-Lead - Other |  |  | Installation date is after the lead ban |  |  |  |  | Non-Lead |  |  |  | Assumed
MTR_025697 | 12755 SE 211TH ST | LOT 6 LAUREL SPRINGS |  |  | Non-Lead - Other | No | 2003-12-11 | 0.75 | Installation date is after the lead ban |  |  |  |  | Non-Lead - Other |  |  | Installation date is after the lead ban |  |  |  |  | Non-Lead |  |  |  | Domestic
MTR_027021 | 22631 135TH AVE SE | LOT 5 FERN CREST 3 |  |  | Non-Lead - Other | No | 2006-10-17 | 0 | Installation date is after the lead ban |  |  |  |  | Non-Lead - Other |  |  | Installation date is after the lead ban |  |  |  |  | Non-Lead |  |  |  | Domestic
MTR_028424 | 21620 127TH PL SE | LOT 70 PARKWAY ESTATES |  |  | Non-Lead Plastic | No | 1978-07-26 | 0 | Field inspection only with no records | Yes | Visual inspection at meter pit | 2023-09-09 |  | Non-Lead Plastic |  |  | Field inspection only with no records | Yes | Visual inspection at meter pit | 2023-09-09 |  | Non-Lead |  |  |  | Domestic
MTR_025986 | 11032 SE 201ST PL | LOT 96 VILA REAL |  |  | Non-Lead - Other | No | 2007-05-03 | 0 | Installation date is after the lead ban |  |  |  |  | Non-Lead - Other |  |  | Installation date is after the lead ban |  |  |  |  | Non-Lead |  |  |  | Domestic
MTR_027022 | 22632 129TH PL SE | LOT 88 FERN CREST WEST |  |  | Non-Lead - Other | No | 2006-04-28 | 0 | Installation date is after the lead ban |  |  |  |  | Non-Lead - Other |  |  | Installation date is after the lead ban |  |  |  |  | Non-Lead |  |  |  | Domestic
MTR_027102 | 22736 129TH PL SE | LOT 106 FERN CREST WEST |  |  | Non-Lead - Other | No | 2006-04-28 | 0 | Installation date is after the lead ban |  |  |  |  | Non-Lead Plastic |  |  | Field inspection only with no records | Yes | Visual inspection at meter pit | 2022-12-23 |  | Non-Lead |  |  |  | Domestic
MTR_028425 | 21602 127TH PL SE | L 73 PARKWAY ESTATES |  |  | Non-Lead - Other | No | 1978-07-26 | 0 | Installation date is after the lead ban |  |  |  |  | Non-Lead - Other |  |  | Installation date is after the lead ban |  |  |  |  | Non-Lead |  |  |  | Domestic
MTR_025670 | 21141 131ST PL SE | LOT 10 PANDHER GLEN |  |  | Non-Lead - Other | No | 2010-05-07 | 0 | Installation date is after the lead ban |  |  |  |  | Non-Lead - Other |  |  | Installation date is after the lead ban |  |  |  |  | Non-Lead |  |  |  | Domestic
MTR_027023 | 22687 129TH PL SE | LOT 129 FERN CREST WEST |  |  | Non-Lead - Other | No | 2006-04-28 | 0 | Installation date is after the lead ban |  |  |  |  | Non-Lead - Other |  |  | Installation date is after the lead ban |  |  |  |  | Non-Lead |  |  |  | Domestic
MTR_021560 | 14034 SE 200TH ST | TAX LOT 234 03-22-05 LOT 2 |  |  | Non-Lead - Other | No |  | 0 | Installation date is after the lead ban |  |  |  |  | Non-Lead - Other |  |  | Installation date is after the lead ban |  |  |  |  | Non-Lead |  |  |  | Domestic
MTR_027592 | 21705 122ND PL SE | LOT 19 GLEN MAR |  |  | Non-Lead - Plastic | No | 1975-04-29 | 1 | Rectified Plan | No |  |  |  | Non-Lead - Other |  |  | Installation date is after the lead ban |  |  |  |  | Non-Lead |  |  |  | Domestic
MTR_025988 | 20151 110TH PL SE | LOT 91 VILA REAL |  |  | Non-Lead - Other | No | 2007-05-03 | 0 | Installation date is after the lead ban |  |  |  |  | Non-Lead - Other |  |  | Installation date is after the lead ban |  |  |  |  | Non-Lead |  |  |  | Domestic
MTR_027024 | 22701 135TH AVE SE | LOT 6 FERN CREST 3 |  |  | Non-Lead - Other | No | 2006-10-17 | 0 | Installation date is after the lead ban |  |  |  |  | Non-Lead - Other |  |  | Installation date is after the lead ban |  |  |  |  | Non-Lead |  |  |  | Domestic
MTR_027103 | 22765 129TH PL SE | LOT 116 FERN CREST WEST |  |  | Non-Lead Plastic | No | 2006-04-28 | 0 | Field inspection only with no records | Yes | Visual inspection at meter pit | 2023-08-26 |  | Non-Lead Plastic |  |  | Field inspection only with no records | Yes | Visual inspection at meter pit | 2023-08-26 |  | Non-Lead |  |  |  | Domestic
MTR_028426 | 21614 127TH PL SE | L 71 PARKWAY ESTATES |  |  | Non-Lead Plastic | No | 1978-07-26 | 0 | Field inspection only with no records | Yes | Visual inspection at meter pit | 2023-09-09 |  | Non-Lead Plastic |  |  | Field inspection only with no records | Yes | Visual inspection at meter pit | 2023-09-09 |  | Non-Lead |  |  |  | Domestic
MTR_025671 | 21162 131ST PL SE | LOT 1 PANDHER GLEN |  |  | Non-Lead - Other | No | 2010-05-07 | 0 | Installation date is after the lead ban |  |  |  |  | Non-Lead - Other |  |  | Installation date is after the lead ban |  |  |  |  | Non-Lead |  |  |  | Domestic
MTR_027025 | 22699 129TH PL SE | LOT 127 FERN CREST WEST |  |  | Non-Lead Plastic | No | 2006-04-28 | 0 | Field inspection only with no records | Yes | Visual inspection at meter pit | 2023-08-26 |  | Non-Lead Plastic |  |  | Field inspection only with no records | Yes | Visual inspection at meter pit | 2023-08-26 |  | Non-Lead |  |  |  | Domestic
MTR_027981 | 11920 SE 220TH CT | LOT 20 MEADOW GLEN #2 |  |  | Non-Lead - Other | No |  | 0 | Installation date is after the lead ban |  |  |  |  | Non-Lead - Other |  |  | Installation date is after the lead ban |  |  |  |  | Non-Lead |  |  |  | Domestic
MTR_026035 | 11018 SE 201ST PL | LOT 94 VILA REAL |  |  | Non-Lead - Other | No | 2007-05-03 | 0 | Installation date is after the lead ban |  |  |  |  | Non-Lead - Other |  |  | Installation date is after the lead ban |  |  |  |  | Non-Lead |  |  |  | Domestic
MTR_011972 | 3511 MILL AVE S | LOT 40 CEDAR AVENUE |  |  | Non-Lead - Other | No | 2004-12-14 | 0 | Installation date is after the lead ban |  |  |  |  | Non-Lead - Other |  |  | Installation date is after the lead ban |  |  |  |  | Non-Lead |  |  |  | Domestic
MTR_017533 | 11868 SE 176TH CT | LOT 14 PETROVISTA |  |  | Non-Lead Plastic | No | 2006-12-21 | 0 | Field inspection only with no records | Yes | Visual inspection at meter pit | 2023-10-13 |  | Non-Lead Plastic |  |  | Field inspection only with no records | Yes | Visual inspection at meter pit | 2023-10-13 |  | Non-Lead |  |  |  | Domestic
MTR_027982 | 11924 SE 220TH CT | L19 MEADOW GLEN II |  |  | Non-Lead - Other | No |  | 0 | Installation date is after the lead ban |  |  |  |  | Non-Lead - Other |  |  | Installation date is after the lead ban |  |  |  |  | Non-Lead |  |  |  | Domestic
MTR_014382 | 11417 SE 169TH ST | TAX LOT 74 S-T-R 29-23-05 |  |  | Non-Lead - Other | No |  | 1 | Installation date is after the lead ban |  |  |  |  | Non-Lead - Other |  |  | Installation date is after the lead ban |  |  |  |  | Non-Lead |  |  |  | Domestic
MTR_027027 | 12829 SE 227TH ST | LOT 51 FERN CREST WEST |  |  | Non-Lead - Other | No | 2006-04-28 | 0 | Installation date is after the lead ban |  |  |  |  | Non-Lead - Other |  |  | Installation date is after the lead ban |  |  |  |  | Non-Lead |  |  |  | Domestic
MTR_011244 | 16603 113TH AVE SE | LOT 1 WILKENS WOOD |  |  | Non-Lead Plastic | No | 2006-09-18 | 0 | Field inspection only with no records | Yes | Visual inspection at meter pit | 2022-12-31 |  | Non-Lead Plastic |  |  | Field inspection only with no records | Yes | Visual inspection at meter pit | 2022-12-31 |  | Non-Lead |  |  |  | Domestic
MTR_027986 | 11931 SE 219TH PL | LOT 12 CROWN ROYAL I |  |  | Non-Lead - Other | No |  | 0 | Installation date is after the lead ban |  |  |  |  | Non-Lead - Other |  |  | Installation date is after the lead ban |  |  |  |  | Non-Lead |  |  |  | Assumed
MTR_025989 | 20143 110TH PL SE | LOT 92 VILA REAL |  |  | Non-Lead - Other | No | 2007-05-03 | 0 | Installation date is after the lead ban |  |  |  |  | Non-Lead - Other |  |  | Installation date is after the lead ban |  |  |  |  | Non-Lead |  |  |  | Domestic
MTR_027028 | 12834 SE 226TH PL | LOT 81 FERN CREST WEST |  |  | Non-Lead - Other | No | 2006-04-28 | 0 | Installation date is after the lead ban |  |  |  |  | Non-Lead - Other |  |  | Installation date is after the lead ban |  |  |  |  | Non-Lead |  |  |  | Domestic
MTR_011248 | 11226 SE 166TH PL | LOT 5 WILKINS WOOD |  |  | Non-Lead - Other | No | 2006-09-18 | 0 | Installation date is after the lead ban |  |  |  |  | Non-Lead - Other |  |  | Installation date is after the lead ban |  |  |  |  | Non-Lead |  |  |  | Domestic
MTR_028522 | 22212 123RD PL SE | LOT 25 SUMMERGLEN #1 |  |  | Non-Lead Plastic | No |  | 5.25 | Field inspection only with no records | Yes | Visual inspection at meter pit | 2023-09-02 |  | Non-Lead Plastic |  |  | Field inspection only with no records | Yes | Visual inspection at meter pit | 2023-09-02 |  | Non-Lead |  |  |  | Hydrant
MTR_015461 | 17220 129TH AVE SE | L3 BLK 2 RENTON PARK |  |  | Non-Lead Plastic | No | 2011-08-10 | 0 | Field inspection only with no records | Yes | Visual inspection at meter pit | 2023-09-22 |  | Galvanized Requiring Replacement |  |  | Field inspection only with no records | Yes | Visual inspection at meter pit | 2023-09-22 |  | Galvanized Requiring Replacement |  |  |  | Domestic
MTR_029138 | 10316 SE 225TH PL | LOT 12 COPPER HILL |  |  | Non-Lead - Other | No | 2006-03-28 | 0 | Installation date is after the lead ban |  |  |  |  | Non-Lead - Other |  |  | Installation date is after the lead ban |  |  |  |  | Non-Lead |  |  |  | Domestic
MTR_015045 | 16840 116TH AVE SE | CASCADE SHOPPING CENTER |  |  | Non-Lead Plastic | Unknown |  | 0.75 | Relative Placement | Yes | Visual inspection at the meter pit | 2024-01-25 |  | Non-Lead Plastic |  |  | Field inspection only with no records | Yes | Visual inspection at the meter pit | 2024-01-25 |  | Non-Lead |  |  |  | Assumed
MTR_028524 | 12342 SE 223RD DR | LOT 21 SUMMERGLEN #1 |  |  | Non-Lead - Other | No |  | 0 | Installation date is after the lead ban |  |  |  |  | Non-Lead - Other |  |  | Installation date is after the lead ban |  |  |  |  | Non-Lead |  |  |  | Domestic
MTR_018387 | 20205 90TH PL S | LOT 33 SOPHIA GLEN |  |  | Non-Lead - Other | No | 2009-07-07 | 0 | Installation date is after the lead ban |  |  |  |  | Non-Lead - Other |  |  | Installation date is after the lead ban |  |  |  |  | Non-Lead |  |  |  | Domestic
MTR_028525 | 22208 123RD PL SE | LOT 26 SUMMERGLEN #1 |  |  | Non-Lead - Other | No |  | 5.25 | Installation date is after the lead ban |  |  |  |  | Non-Lead - Other |  |  | Installation date is after the lead ban |  |  |  |  | Non-Lead |  |  |  | Hydrant
MTR_021166 | 19120 133RD AVE SE | 9923-005800 |  |  | Non-Lead - Other | Unknown |  | 0 | Statistical analysis |  |  |  |  | Non-Lead - Other |  |  | Statistical analysis |  |  |  |  | Non-Lead |  |  |  | Assumed
MTR_029747 | 11622 SE 227TH PL | L 3 SUNNY HILL |  |  | Non-Lead Plastic | No | 2007-05-23 | 0 | Rectified Plan | Yes | Visual inspection at the meter pit | 2024-02-05 |  | Non-Lead Plastic |  |  | Field inspection only with no records | Yes | Visual inspection at the meter pit | 2024-02-05 |  | Non-Lead |  |  |  | Domestic
MTR_025994 | 20183 110TH PL SE | LOT 87 VILA REAL |  |  | Non-Lead - Other | No | 2007-05-03 | 0 | Installation date is after the lead ban |  |  |  |  | Non-Lead - Other |  |  | Installation date is after the lead ban |  |  |  |  | Non-Lead |  |  |  | Domestic
MTR_028526 | 22220 123RD PL SE | LOT 23 SUMMERGLEN #1 |  |  | Non-Lead - Other | No |  | 5.25 | Installation date is after the lead ban |  |  |  |  | Non-Lead - Other |  |  | Installation date is after the lead ban |  |  |  |  | Non-Lead |  |  |  | Hydrant
MTR_024265 | 20830 108TH AVE SE | TAX LOTS 144,166 & 247 NE 8-22-5 |  |  | Non-Lead Plastic | No |  | 8 | Field inspection only with no records | Yes | Visual inspection at meter pit | 2023-08-28 |  | Galvanized Requiring Replacement |  |  | Field inspection only with no records | Yes | Visual inspection at meter pit | 2023-08-28 |  | Galvanized Requiring Replacement |  |  |  | Other
MTR_023174 | 9839 S 212TH ST | L55 WESTVIEW TERR. #2 |  |  | Non-Lead - Other | No | 2008-10-29 | 0 | Rectified Plan |  |  |  |  | Non-Lead - Other |  |  | Statistical analysis |  |  |  |  | Non-Lead |  |  |  | Domestic
MTR_026003 | 20207 110TH PL SE | LOT 86 VILA REAL |  |  | Non-Lead - Other | No | 2007-05-03 | 0 | Installation date is after the lead ban |  |  |  |  | Non-Lead - Other |  |  | Installation date is after the lead ban |  |  |  |  | Non-Lead |  |  |  | Domestic
MTR_028366 | 12913 SE 218TH PL | TL 153 9-22-5 SP#880062 |  |  | Non-Lead - Other | No |  | 0 | Installation date is after the lead ban |  |  |  |  | Non-Lead - Other |  |  | Installation date is after the lead ban |  |  |  |  | Non-Lead |  |  |  | Assumed
MTR_027031 | 13240 SE 227TH PL | LOT 96 FERN CREST |  |  | Non-Lead Plastic | No | 2005-06-17 | 0 | Field inspection only with no records | Yes | Visual inspection at meter pit | 2023-10-27 |  | Non-Lead Plastic |  |  | Field inspection only with no records | Yes | Visual inspection at meter pit | 2023-10-27 |  | Non-Lead |  |  |  | Domestic
MTR_017802 | 17929 116TH AVE SE | LOT 2 |  |  | Non-Lead Plastic | No |  | 0 | Field inspection only with no records | Yes | Visual inspection at meter pit | 2023-01-25 |  | Non-Lead Plastic |  |  | Field inspection only with no records | Yes | Visual inspection at meter pit | 2023-01-25 |  | Non-Lead |  |  |  | Assumed
MTR_026012 | 20171 110TH TER SE | LOT 109 VILA REAL |  |  | Non-Lead - Other | No | 2007-05-03 | 0 | Installation date is after the lead ban |  |  |  |  | Non-Lead - Other |  |  | Installation date is after the lead ban |  |  |  |  | Non-Lead |  |  |  | Domestic
MTR_010794 | 23423 119TH AVE SE | LOT 3 GREWAL SHORT PLAT |  |  | Non-Lead Plastic | No | 2009-03-11 | 0 | Field inspection only with no records | Yes | Visual inspection at meter pit | 2023-10-21 |  | Non-Lead Plastic |  |  | Field inspection only with no records | Yes | Visual inspection at meter pit | 2023-10-21 |  | Non-Lead |  |  |  | Domestic
MTR_027032 | 13243 SE 227TH ST | LOT 74 FERN CREST 1 |  |  | Non-Lead - Other | No | 2005-06-17 | 0 | Installation date is after the lead ban |  |  |  |  | Non-Lead - Other |  |  | Installation date is after the lead ban |  |  |  |  | Non-Lead |  |  |  | Domestic
MTR_018474 | 20713 97TH PL S | LOT 0102 KOBY'S SHORT PLAT |  |  | Non-Lead - Other | No | 2002-03-15 | 0 | Installation date is after the lead ban |  |  |  |  | Non-Lead - Other |  |  | Installation date is after the lead ban |  |  |  |  | Non-Lead |  |  |  | Domestic
MTR_027033 | 22723 129TH PL SE | LOT 123 FERN CREST WEST |  |  | Non-Lead - Other | No | 2006-04-28 | 0 | Installation date is after the lead ban |  |  |  |  | Non-Lead - Other |  |  | Installation date is after the lead ban |  |  |  |  | Non-Lead |  |  |  | Domestic
MTR_028367 | 12833 SE 218TH PL | LOT 1 KING CO SHORT PLAT #S90S0352 |  |  | Non-Lead - Other | No |  | 0 | Installation date is after the lead ban |  |  |  |  | Non-Lead - Other |  |  | Installation date is after the lead ban |  |  |  |  | Non-Lead |  |  |  | Assumed
MTR_023347 | 10525 SE 213TH ST | LOT 50 STONEPINE EAST |  |  | Non-Lead - Other | No | 1995-10-18 | 0 | Installation date is after the lead ban |  |  |  |  | Non-Lead - Other |  |  | Installation date is after the lead ban |  |  |  |  | Non-Lead |  |  |  | Domestic
MTR_018475 | 20706 97TH PL S | LOT 0103 KOBY'S SHORT PLAT |  |  | Non-Lead - Other | No | 2002-03-15 | 0 | Installation date is after the lead ban |  |  |  |  | Non-Lead - Other |  |  | Installation date is after the lead ban |  |  |  |  | Non-Lead |  |  |  | Domestic
MTR_028368 | 12805 SE 218TH PL | LOT 1 SH PLAT #581006 |  |  | Non-Lead Plastic | No |  | 0 | Field inspection only with no records | Yes | Visual inspection at meter pit | 2023-10-20 |  | Non-Lead Plastic |  |  | Field inspection only with no records | Yes | Visual inspection at meter pit | 2023-10-20 |  | Non-Lead |  |  |  | Assumed
MTR_022108 | 11823 SE 191ST ST | LOT 45 JESSIE GLEN |  |  | Non-Lead Plastic | No | 2007-07-19 | 0 | Field inspection only with no records | Yes | Visual inspection at meter pit | 2023-10-07 |  | Non-Lead Plastic |  |  | Field inspection only with no records | Yes | Visual inspection at meter pit | 2023-10-07 |  | Non-Lead |  |  |  | Domestic
MTR_024405 | 12430 SE 208TH ST | KENTRIDGE HIGH - EAST ADDITION |  |  | Non-Lead - Other | No | 2006-02-07 | 8 | Rectified Plan | No |  |  |  | Non-Lead - Other |  |  | Installation date is after the lead ban |  |  |  |  | Non-Lead |  |  |  | Domestic
MTR_011495 | 12621 SE 166TH ST | L 84 CASCADE HILLS 8 |  |  | Non-Lead - Other | No |  | 1 | Installation date is after the lead ban |  |  |  |  | Non-Lead - Other |  |  | Installation date is after the lead ban |  |  |  |  | Non-Lead |  |  |  | Domestic
MTR_027987 | 12026 SE 223RD DR | LOT 77 MEADOWGREEN EST |  |  | Non-Lead Plastic | No |  | 0 | Field inspection only with no records | Yes | Visual inspection at meter pit | 2023-09-15 |  | Non-Lead Plastic |  |  | Field inspection only with no records | Yes | Visual inspection at meter pit | 2023-09-15 |  | Non-Lead |  |  |  | Domestic
MTR_027034 | 22717 135TH AVE SE | LOT 8 FERN CREST 3 |  |  | Non-Lead Plastic | No | 2006-10-17 | 0 | Field inspection only with no records | Yes | Visual inspection at meter pit | 2023-10-27 |  | Non-Lead Plastic |  |  | Field inspection only with no records | Yes | Visual inspection at meter pit | 2023-10-27 |  | Non-Lead |  |  |  | Domestic
MTR_019920 | 18665 116TH AVE SE | BENSON HILL ELEMENTARY SCHOOL |  |  | Non-Lead - Other | No | 2005-09-09 | 0 | Installation date is after the lead ban |  |  |  |  | Non-Lead - Other |  |  | Installation date is after the lead ban |  |  |  |  | Non-Lead |  |  |  | Domestic
MTR_023617 | 9611 S 222ND ST | LOT 37 UNEEDAN ORCHARD TRACTS |  |  | Non-Lead - Other | No |  | 0 | Installation date is after the lead ban |  |  |  |  | Non-Lead - Other |  |  | Installation date is after the lead ban |  |  |  |  | Non-Lead |  |  |  | Assumed
MTR_028296 | 12611 SE 223RD DR | LOT 124 SUMMERGLEN #3 |  |  | Non-Lead - Other | No |  | 0 | Installation date is after the lead ban |  |  |  |  | Non-Lead - Other |  |  | Installation date is after the lead ban |  |  |  |  | Non-Lead |  |  |  | Assumed
MTR_029139 | 10328 SE 225TH PL | LOT 10 COPPER HILL |  |  | Non-Lead - Other | No | 2006-03-28 | 0 | Installation date is after the lead ban |  |  |  |  | Non-Lead - Other |  |  | Installation date is after the lead ban |  |  |  |  | Non-Lead |  |  |  | Domestic
MTR_022640 | 11431 SE 194TH ST | LOT 82 PLATEAU @ PANTHER LAKE |  |  | Non-Lead Plastic | No | 2007-03-05 | 0 | Field inspection only with no records | Yes | Visual inspection at meter pit | 2023-09-15 |  | Non-Lead Plastic |  |  | Field inspection only with no records | Yes | Visual inspection at meter pit | 2023-09-15 |  | Non-Lead |  |  |  | Domestic
MTR_022531 | 19362 113TH AVE SE | LOT 72 PANTHER MEADOWS |  |  | Non-Lead - Other | No | 2004-07-26 | 0 | Installation date is after the lead ban |  |  |  |  | Non-Lead - Other |  |  | Installation date is after the lead ban |  |  |  |  | Non-Lead |  |  |  | Domestic
MTR_025726 | 20913 130TH PL SE | LOT 15 THUERINGER PLAT |  |  | Non-Lead - Other | No | 2005-01-13 | 0 | Installation date is after the lead ban |  |  |  |  | Non-Lead - Other |  |  | Installation date is after the lead ban |  |  |  |  | Non-Lead |  |  |  | Domestic
MTR_027105 | 22759 129TH PL SE | LOT 117 FERN CREST WEST |  |  | Non-Lead Plastic | No | 2006-04-28 | 0 | Field inspection only with no records | Yes | Visual inspection at meter pit | 2023-08-26 |  | Non-Lead Plastic |  |  | Field inspection only with no records | Yes | Visual inspection at meter pit | 2023-08-26 |  | Non-Lead |  |  |  | Domestic
MTR_018388 | 20207 91ST PL S | LOT 9 SOPHIA GLEN |  |  | Non-Lead - Other | No | 2009-07-07 | 0 | Installation date is after the lead ban |  |  |  |  | Non-Lead - Other |  |  | Installation date is after the lead ban |  |  |  |  | Non-Lead |  |  |  | Domestic
MTR_026943 | 13340 SE 227TH ST | LOT 21 FERN CREST |  |  | Non-Lead Plastic | No | 2005-06-17 | 0 | Field inspection only with no records | Yes | Visual inspection at meter pit | 2023-10-27 |  | Non-Lead Plastic |  |  | Field inspection only with no records | Yes | Visual inspection at meter pit | 2023-10-27 |  | Non-Lead |  |  |  | Domestic
MTR_025727 | 13004 SE 209TH CT | LOT 14 THUERINGER PLAT |  |  | Non-Lead - Other | No | 2005-01-13 | 0 | Installation date is after the lead ban |  |  |  |  | Non-Lead - Other |  |  | Installation date is after the lead ban |  |  |  |  | Non-Lead |  |  |  | Domestic
MTR_017539 | 11829 SE 176TH CT | LOT 5 PETROVISTA |  |  | Non-Lead Plastic | No | 2006-12-21 | 0 | Field inspection only with no records | Yes | Visual inspection at meter pit | 2023-10-13 |  | Non-Lead Plastic |  |  | Field inspection only with no records | Yes | Visual inspection at meter pit | 2023-10-13 |  | Non-Lead |  |  |  | Domestic
MTR_022957 | 12235 SE 199TH ST | L55 VISTA VIEW HGTS # 2 |  |  | Non-Lead - Other | No |  | 0 | Installation date is after the lead ban |  |  |  |  | Non-Lead - Other |  |  | Installation date is after the lead ban |  |  |  |  | Non-Lead |  |  |  | Domestic
MTR_027991 | 12348 SE 221ST ST | LOT 38 GLENCARIN SOUTH |  |  | Non-Lead - Other | No |  | 0 | Installation date is after the lead ban |  |  |  |  | Non-Lead - Other |  |  | Installation date is after the lead ban |  |  |  |  | Non-Lead |  |  |  | Domestic
MTR_027035 | 13420 SE 226TH PL | LOT 1 FERN CREST 3 |  |  | Non-Lead Plastic | No | 2006-10-17 | 0 | Field inspection only with no records | Yes | Visual inspection at meter pit | 2023-10-27 |  | Non-Lead Plastic |  |  | Field inspection only with no records | Yes | Visual inspection at meter pit | 2023-10-27 |  | Non-Lead |  |  |  | Domestic
MTR_011253 | 11204 SE 166TH PL | LOT 10 WILKINS WOOD |  |  | Non-Lead Plastic | No | 2006-09-18 | 0 | Field inspection only with no records | Yes | Visual inspection at meter pit | 2022-12-31 |  | Non-Lead Plastic |  |  | Field inspection only with no records | Yes | Visual inspection at meter pit | 2022-12-31 |  | Non-Lead |  |  |  | Domestic
MTR_018389 | 20203 91ST PL S | LOT 8 OVERLOOK GLEN |  |  | Non-Lead - Other | No | 2009-07-07 | 0 | Installation date is after the lead ban |  |  |  |  | Non-Lead - Other |  |  | Installation date is after the lead ban |  |  |  |  | Non-Lead |  |  |  | Domestic
MTR_016475 | 16009 SE 179TH ST | L10 CANDLEWOOD RIDGE #1 |  |  | Non-Lead Plastic | No |  | 0 | Field inspection only with no records | Yes | Visual inspection at meter pit | 2023-11-30 |  | Non-Lead - Other |  |  | Installation date is after the lead ban |  |  |  |  | Non-Lead |  |  |  | Domestic
MTR_010107 | 23606 119TH PL SE | LOT 91 KENT HIGHLANDS |  |  | Non-Lead - Other | No | 2006-11-01 | 0 | Rectified Plan | No |  |  |  | Non-Lead - Other |  |  | Installation date is after the lead ban |  |  |  |  | Non-Lead |  |  |  | Domestic
MTR_025980 | 20122 110TH TER SE | LOT 73 VILA REAL |  |  | Non-Lead - Other | No | 2007-05-03 | 0 | Installation date is after the lead ban |  |  |  |  | Non-Lead - Other |  |  | Installation date is after the lead ban |  |  |  |  | Non-Lead |  |  |  | Domestic
MTR_010110 | 23605 119TH PL SE | LOT 92 KENT HIGHLANDS |  |  | Non-Lead Plastic | No | 2006-11-01 | 0 | Field inspection only with no records | Yes | Visual inspection at meter pit | 2023-10-21 |  | Non-Lead Plastic |  |  | Field inspection only with no records | Yes | Visual inspection at meter pit | 2023-10-21 |  | Non-Lead |  |  |  | Domestic
MTR_027992 | 12354 SE 221ST ST | LOT 37 GLENCARIN SOUTH |  |  | Non-Lead - Other | No |  | 0 | Installation date is after the lead ban |  |  |  |  | Non-Lead - Other |  |  | Installation date is after the lead ban |  |  |  |  | Non-Lead |  |  |  | Domestic
MTR_015719 | 905 S 38TH CT | LOT 22 SUNNYBROOK |  |  | Non-Lead Plastic | No | 2004-01-22 | 0 | Field inspection only with no records | Yes | Visual inspection at meter pit | 2023-02-03 |  | Non-Lead Plastic |  |  | Field inspection only with no records | Yes | Visual inspection at meter pit | 2023-02-03 |  | Non-Lead |  |  |  | Domestic
MTR_014847 | 16804 125TH AVE SE | L140 CASCADE VISTA #3 |  |  | Non-Lead Plastic | No | 2010-10-25 | 1 | Field inspection only with no records | Yes | Visual inspection at meter pit | 2023-08-18 |  | Galvanized Requiring Replacement |  |  | Field inspection only with no records | Yes | Visual inspection at meter pit | 2023-08-18 |  | Galvanized Requiring Replacement |  |  |  | Domestic
MTR_010111 | 23609 119TH PL SE | LOT 90 KENT HIGHLANDS |  |  | Non-Lead - Other | No | 2006-11-01 | 0 | Rectified Plan | No |  |  |  | Non-Lead - Other |  |  | Installation date is after the lead ban |  |  |  |  | Non-Lead |  |  |  | Domestic
MTR_028588 | 12364 SE 221ST ST | LOT 5 SUMMERGLEN #1 |  |  | Non-Lead Plastic | No |  | 0 | Field inspection only with no records | Yes | Visual inspection at meter pit | 2023-09-15 |  | Non-Lead Plastic |  |  | Field inspection only with no records | Yes | Visual inspection at meter pit | 2023-09-15 |  | Non-Lead |  |  |  | Domestic
MTR_016984 | 15433 SE 177TH PL | LOT 36 CANDLEWOOD RIDGE #4 |  |  | Non-Lead - Other | No | 1977-07-01 | 0 | Installation date is after the lead ban |  |  |  |  | Non-Lead - Other |  |  | Installation date is after the lead ban |  |  |  |  | Non-Lead |  |  |  | Domestic
MTR_025981 | 20114 110TH TER SE | LOT 72 VILA REAL |  |  | Non-Lead - Other | No | 2007-05-03 | 0 | Installation date is after the lead ban |  |  |  |  | Non-Lead - Other |  |  | Installation date is after the lead ban |  |  |  |  | Non-Lead |  |  |  | Domestic
MTR_019896 | 18811 110TH CT SE | LOT 17 GARDENVIEW ESTATES |  |  | Non-Lead - Other | No |  | 0 | Installation date is after the lead ban |  |  |  |  | Non-Lead - Other |  |  | Installation date is after the lead ban |  |  |  |  | Non-Lead |  |  |  | Domestic
MTR_028590 | 12372 SE 221ST ST | LOT 3 SUMMERGLEN #1 |  |  | Non-Lead - Other | No |  | 0 | Installation date is after the lead ban |  |  |  |  | Non-Lead - Other |  |  | Installation date is after the lead ban |  |  |  |  | Non-Lead |  |  |  | Domestic
MTR_020552 | 10426 SE 196TH ST | L4 BLK 1 OLYMPIC VISTA |  |  | Non-Lead Plastic | Unknown |  | 0 | Field inspection only with no records | Yes | Visual inspection at meter pit | 2023-09-29 |  | Non-Lead Plastic |  |  | Field inspection only with no records | Yes | Visual inspection at meter pit | 2023-09-29 |  | Non-Lead |  |  |  | Assumed
MTR_025982 | 20138 110TH TER SE | LOT 75 VILA REAL |  |  | Non-Lead - Other | No | 2007-05-03 | 0 | Installation date is after the lead ban |  |  |  |  | Non-Lead - Other |  |  | Installation date is after the lead ban |  |  |  |  | Non-Lead |  |  |  | Domestic
MTR_018390 | 20217 90TH PL S | LOT 36 SOPHIA GLEN |  |  | Non-Lead - Other | No | 2009-07-07 | 0 | Installation date is after the lead ban |  |  |  |  | Non-Lead - Other |  |  | Installation date is after the lead ban |  |  |  |  | Non-Lead |  |  |  | Domestic
MTR_027995 | 12022 SE 221ST ST | LOT 63 GLENCARIN SOUTH |  |  | Non-Lead - Other | No |  | 0 | Installation date is after the lead ban |  |  |  |  | Non-Lead Plastic |  |  | Field inspection only with no records | Yes | Visual inspection at meter pit | 2023-06-20 |  | Non-Lead |  |  |  | Domestic
MTR_022888 | 19619 116TH AVE SE | FORMER ADD:11455-B SE 196TH ST |  |  | Non-Lead - Other | Unknown |  |  | Statistical analysis |  |  |  |  | Non-Lead - Other |  |  | Statistical analysis |  |  |  |  | Non-Lead
MTR_027996 | 12014 SE 221ST ST | LOT 59 GLENCARIN SOUTH |  |  | Non-Lead - Other | No |  | 0 | Installation date is after the lead ban |  |  |  |  | Non-Lead - Other |  |  | Installation date is after the lead ban |  |  |  |  | Non-Lead |  |  |  | Domestic
MTR_023560 | 11320 SE 212TH ST | LOT 1 COTTONWOOD COURT |  |  | Non-Lead - Other | No | 2006-03-17 | 0 | Installation date is after the lead ban |  |  |  |  | Non-Lead - Other |  |  | Installation date is after the lead ban |  |  |  |  | Non-Lead |  |  |  | Domestic
MTR_011847 | 3201 CEDAR AVE S | LOT 16 KRISTEN WOODS |  |  | Non-Lead - Other | No | 2007-10-01 | 0 | Installation date is after the lead ban |  |  |  |  | Non-Lead - Other |  |  | Installation date is after the lead ban |  |  |  |  | Non-Lead |  |  |  | Domestic
MTR_027036 | 22742 135TH AVE SE | LOT 13 FERN CREST 3 |  |  | Non-Lead - Other | No | 2006-10-17 | 0 | Installation date is after the lead ban |  |  |  |  | Non-Lead - Other |  |  | Installation date is after the lead ban |  |  |  |  | Non-Lead |  |  |  | Domestic
MTR_027997 | 12017 SE 220TH PL | LOT 60 GLENCARIN SOUTH |  |  | Non-Lead Plastic | No |  | 0 | Field inspection only with no records | Yes | Visual inspection at meter pit | 2023-03-13 |  | Non-Lead Plastic |  |  | Field inspection only with no records | Yes | Visual inspection at meter pit | 2023-03-13 |  | Non-Lead |  |  |  | Domestic
MTR_023562 | 11330 SE 212TH ST | LOT 3 COTTONWOOD COURT |  |  | Non-Lead - Other | No | 2006-03-17 | 0 | Installation date is after the lead ban |  |  |  |  | Non-Lead - Other |  |  | Installation date is after the lead ban |  |  |  |  | Non-Lead |  |  |  | Domestic
MTR_019989 | 10107 SE 192ND PL | LOT 6 TALBOT RIDGE ESTATES |  |  | Non-Lead Plastic | No | 2009-08-19 | 0 | Field inspection only with no records | Yes | Visual inspection at meter pit | 2023-09-23 |  | Non-Lead Plastic |  |  | Field inspection only with no records | Yes | Visual inspection at meter pit | 2023-09-23 |  | Non-Lead |  |  |  | Domestic
MTR_020038 | 10731 SE 201ST ST | LOT 13 ARCON |  |  | Non-Lead - Other | No | 1978-07-26 | 0 | Installation date is after the lead ban |  |  |  |  | Non-Lead - Other |  |  | Installation date is after the lead ban |  |  |  |  | Non-Lead |  |  |  | Domestic
MTR_027998 | 12023 SE 220TH PL | LOT 61 GLENCARIN SOUTH |  |  | Non-Lead Plastic | No |  | 0 | Field inspection only with no records | Yes | Visual inspection at meter pit | 2023-09-15 |  | Non-Lead Plastic |  |  | Field inspection only with no records | Yes | Visual inspection at meter pit | 2023-09-15 |  | Non-Lead |  |  |  | Domestic
MTR_027107 | SE 226TH PL & 135TH AVE SE | IRRIG. TRACT B FERN CREST #3 |  |  | Non-Lead Plastic | No | 2006-10-17 | 0 | Field inspection only with no records | Yes | Visual inspection at meter pit | 2023-10-27 |  | Non-Lead Plastic |  |  | Field inspection only with no records | Yes | Visual inspection at meter pit | 2023-10-27 |  | Non-Lead |  |  |  | Irrigation
MTR_017540 | 18348 121ST PL SE | LOT 16 BENSON TRAILS |  |  | Non-Lead Plastic | No | 2010-01-14 | 0 | Field inspection only with no records | Yes | Visual inspection at meter pit | 2023-10-07 |  | Non-Lead Plastic |  |  | Field inspection only with no records | Yes | Visual inspection at meter pit | 2023-10-07 |  | Non-Lead |  |  |  | Domestic
MTR_015454 | 13026 SE 170TH PL | L32 RENTON PARK #3 |  |  | Non-Lead Plastic | No |  | 0 | Field inspection only with no records | Yes | Visual inspection at meter pit | 2023-09-23 |  | Non-Lead Plastic |  |  | Field inspection only with no records | Yes | Visual inspection at meter pit | 2023-09-23 |  | Non-Lead |  |  |  | Domestic
MTR_010120 | 11925 SE 236TH PL | LOT 96 KENT HIGHLANDS |  |  | Non-Lead Plastic | No | 2006-11-01 | 0 | Field inspection only with no records | Yes | Visual inspection at meter pit | 2023-11-30 |  | Non-Lead Plastic |  |  | Field inspection only with no records | Yes | Visual inspection at meter pit | 2023-11-30 |  | Non-Lead |  |  |  | Domestic
MTR_015986 | 14731 SE 189TH PL | LOT 15 FIELDSTONE 2 |  |  | Non-Lead - Other | No |  |  | Installation date is after the lead ban |  |  |  |  | Non-Lead - Other |  |  | Installation date is after the lead ban |  |  |  |  | Non-Lead
MTR_020158 | 19222 106TH AVE SE | LOT 5 COUNTRY SIDE ADD |  |  | Non-Lead Plastic | Unknown |  | 0 | Field inspection only with no records | Yes | Visual inspection at meter pit | 2023-09-29 |  | Non-Lead Plastic |  |  | Field inspection only with no records | Yes | Visual inspection at meter pit | 2023-09-29 |  | Non-Lead |  |  |  | Assumed
MTR_017541 | 18342 121ST PL SE | LOT 15 BENSON TRAILS |  |  | Non-Lead Plastic | No | 2010-01-14 | 0 | Field inspection only with no records | Yes | Visual inspection at meter pit | 2023-11-30 |  | Non-Lead - Other |  |  | Installation date is after the lead ban |  |  |  |  | Non-Lead |  |  |  | Domestic
MTR_020159 | 19228 106TH AVE SE | LOT 4 COUNTRY SIDE ADD |  |  | Non-Lead - Other | Unknown |  | 0 | Statistical analysis |  |  |  |  | Non-Lead - Other |  |  | Statistical analysis |  |  |  |  | Non-Lead |  |  |  | Assumed
MTR_019990 | 10101 SE 192ND PL | LOT 7 TALBOT RIDGE ESTATES |  |  | Non-Lead - Other | No | 2009-08-19 | 0 | Installation date is after the lead ban |  |  |  |  | Non-Lead - Other |  |  | Installation date is after the lead ban |  |  |  |  | Non-Lead |  |  |  | Domestic
MTR_014368 | 11414 SE 171ST ST | LOT 16 GLACIER VIEW TOWNHOMES |  |  | Non-Lead - Other | No | 2005-10-28 | 1 | Installation date is after the lead ban |  |  |  |  | Non-Lead - Other |  |  | Installation date is after the lead ban |  |  |  |  | Non-Lead |  |  |  | Domestic
MTR_020161 | 19250 106TH AVE SE | LOT 1 COUNTRY SIDE ADD |  |  | Non-Lead - Other | Unknown |  | 0 | Statistical analysis |  |  |  |  | Non-Lead - Other |  |  | Statistical analysis |  |  |  |  | Non-Lead |  |  |  | Assumed
MTR_023487 | 21237 110TH AVE SE | LOT 16 BENSON HILLS 1 |  |  | Non-Lead - Other | No |  | 0 | Installation date is after the lead ban |  |  |  |  | Non-Lead - Other |  |  | Installation date is after the lead ban |  |  |  |  | Non-Lead |  |  |  | Assumed
MTR_010122 | 23619 119TH PL SE | LOT 82 KENT HIGHLANDS |  |  | Non-Lead Plastic | No | 2006-11-01 | 0 | Field inspection only with no records | Yes | Visual inspection at meter pit | 2023-10-21 |  | Non-Lead Plastic |  |  | Field inspection only with no records | Yes | Visual inspection at meter pit | 2023-10-21 |  | Non-Lead |  |  |  | Domestic
MTR_027552 | 12229 SE 219TH PL | LOT 58 GLEN MAR |  |  | Non-Lead - Plastic | No | 1975-04-29 | 1 | Rectified Plan | No |  |  |  | Non-Lead - Other |  |  | Installation date is after the lead ban |  |  |  |  | Non-Lead |  |  |  | Domestic
MTR_026108 | 20540 122ND PL SE | LOT 3 FENTON RIDGE (WILLOW RIDGE) |  |  | Non-Lead - Other | No | 1995-08-31 | 0 | Installation date is after the lead ban |  |  |  |  | Non-Lead - Other |  |  | Installation date is after the lead ban |  |  |  |  | Non-Lead |  |  |  | Domestic
MTR_015670 | 10435 SE CARR RD | AZURE RIDGE APTS-BLDG B FIRE METER |  |  | Non-Lead Plastic | No | 2012-05-30 | 2 | Field inspection only with no records | Yes | Visual inspection at meter pit | 2023-08-24 |  | Galvanized Requiring Replacement |  |  | Field inspection only with no records | Yes | Visual inspection at meter pit | 2023-08-24 |  | Galvanized Requiring Replacement |  |  |  | Domestic
MTR_010124 | 23621 119TH PL SE | LOT 80 KENT HIGHLANDS |  |  | Non-Lead Plastic | No | 2006-11-01 | 0 | Field inspection only with no records | Yes | Visual inspection at meter pit | 2023-10-21 |  | Non-Lead Plastic |  |  | Field inspection only with no records | Yes | Visual inspection at meter pit | 2023-10-21 |  | Non-Lead |  |  |  | Domestic
MTR_027550 | 12223 SE 219TH PL | LOT 57 GLEN MAR |  |  | Non-Lead - Plastic | No | 1975-04-29 | 1 | Rectified Plan | No |  |  |  | Non-Lead - Other |  |  | Installation date is after the lead ban |  |  |  |  | Non-Lead |  |  |  | Domestic
MTR_027548 | 12217 SE 219TH PL | LOT 56 GLEN MAR |  |  | Non-Lead - Plastic | No | 1975-04-29 | 1 | Rectified Plan | No |  |  |  | Non-Lead - Other |  |  | Installation date is after the lead ban |  |  |  |  | Non-Lead |  |  |  | Domestic
MTR_025995 | 20167 110TH PL SE | LOT 89 VILA REAL |  |  | Non-Lead - Other | No | 2007-05-03 | 0 | Installation date is after the lead ban |  |  |  |  | Non-Lead - Other |  |  | Installation date is after the lead ban |  |  |  |  | Non-Lead |  |  |  | Domestic
MTR_010125 | 23615 119TH PL SE | LOT 86 KENT HIGHLANDS |  |  | Non-Lead Plastic | No | 2006-11-01 | 0 | Field inspection only with no records | Yes | Visual inspection at meter pit | 2023-10-21 |  | Non-Lead Plastic |  |  | Field inspection only with no records | Yes | Visual inspection at meter pit | 2023-10-21 |  | Non-Lead |  |  |  | Domestic
MTR_017203 | 17674 112TH AVE SE | LOT 38 BENSON HILL |  |  | Non-Lead - Other | No | 1999-09-22 | 0 | Installation date is after the lead ban |  |  |  |  | Non-Lead - Other |  |  | Installation date is after the lead ban |  |  |  |  | Non-Lead |  |  |  | Domestic
MTR_027546 | 12211 SE 219TH PL | LOT 55 GLEN MAR |  |  | Non-Lead - Plastic | No | 1975-04-29 | 1 | Rectified Plan | No |  |  |  | Non-Lead - Other |  |  | Installation date is after the lead ban |  |  |  |  | Non-Lead |  |  |  | Domestic
MTR_009605 | 12215 SE 236TH CT | LOT 6 OAKDALE |  |  | Non-Lead Plastic | No | 1989-04-20 | 6 | Field inspection only with no records | Yes | Visual inspection at meter pit | 2023-09-09 |  | Non-Lead Plastic |  |  | Field inspection only with no records | Yes | Visual inspection at meter pit | 2023-09-09 |  | Non-Lead |  |  |  | Domestic
MTR_010126 | 23613 119TH PL SE | LOT 88 KENT HIGHLANDS |  |  | Non-Lead - Other | No | 2006-11-01 | 0 | Rectified Plan | No |  |  |  | Non-Lead - Other |  |  | Installation date is after the lead ban |  |  |  |  | Non-Lead |  |  |  | Domestic
MTR_011844 | 3121 CEDAR AVE S | LOT 17 KRISTEN WOODS |  |  | Non-Lead Plastic | No | 2007-10-01 | 0 | Field inspection only with no records | Yes | Visual inspection at meter pit | 2023-02-03 |  | Non-Lead Plastic |  |  | Field inspection only with no records | Yes | Visual inspection at meter pit | 2023-02-03 |  | Non-Lead |  |  |  | Domestic
MTR_020179 | 19235 107TH AVE SE | LOT 8 COUNTRYSIDE ADDITION |  |  | Non-Lead - Other | Unknown |  | 0 | Statistical analysis |  |  |  |  | Non-Lead - Other |  |  | Statistical analysis |  |  |  |  | Non-Lead |  |  |  | Assumed
MTR_011181 | 11230 SE 164TH ST | LOT 3 KCSP #S89S0011 |  |  | Non-Lead Plastic | No |  | 0 | Field inspection only with no records | Yes | Visual inspection at meter pit | 2022-12-31 |  | Non-Lead Copper |  |  | Field inspection only with no records | Yes | Visual inspection at meter pit | 2022-12-31 |  | Non-Lead |  |  |  | Domestic
MTR_010127 | 12403 SE 238TH PL | LOT 5 MERIDIAN GLENN |  |  | Non-Lead Plastic | No | 2000-11-08 | 0 | Field inspection only with no records | Yes | Visual inspection at meter pit | 2023-10-21 |  | Non-Lead Plastic |  |  | Field inspection only with no records | Yes | Visual inspection at meter pit | 2023-10-21 |  | Non-Lead |  |  |  | Domestic
MTR_011843 | 3115 CEDAR AVE S | LOT 18 KRISTEN WOODS |  |  | Non-Lead Plastic | No | 2007-10-01 | 0 | Field inspection only with no records | Yes | Visual inspection at meter pit | 2023-02-03 |  | Non-Lead Plastic |  |  | Field inspection only with no records | Yes | Visual inspection at meter pit | 2023-02-03 |  | Non-Lead |  |  |  | Domestic
MTR_020641 | 10617 SE 192ND ST | POR L19 PANT LK GAR TRT |  |  | Non-Lead Plastic | Unknown |  | 0 | Field inspection only with no records | Yes | Visual inspection at meter pit | 2023-09-29 |  | Non-Lead Plastic |  |  | Field inspection only with no records | Yes | Visual inspection at meter pit | 2023-09-29 |  | Non-Lead |  |  |  | Assumed
MTR_027037 | 22741 135TH AVE SE | LOT 11 FERN CREST 3 |  |  | Non-Lead - Other | No | 2006-10-17 | 0 | Installation date is after the lead ban |  |  |  |  | Non-Lead - Other |  |  | Installation date is after the lead ban |  |  |  |  | Non-Lead |  |  |  | Domestic
MTR_027109 | 22642 128TH AVE SE | LOT 72 FERN CREST WEST |  |  | Non-Lead - Other | No | 2006-04-28 | 0 | Installation date is after the lead ban |  |  |  |  | Non-Lead - Other |  |  | Installation date is after the lead ban |  |  |  |  | Non-Lead |  |  |  | Domestic
MTR_010131 | 23719 119TH PL SE | LOT 72 KENT HIGHLANDS |  |  | Non-Lead Plastic | No | 2006-11-01 | 0 | Field inspection only with no records | Yes | Visual inspection at meter pit | 2023-11-30 |  | Non-Lead Plastic |  |  | Field inspection only with no records | Yes | Visual inspection at meter pit | 2023-11-30 |  | Non-Lead |  |  |  | Domestic
MTR_020642 | 10607 SE 192ND ST | POR L19 PANT LK GAR TRT |  |  | Non-Lead Plastic | Unknown |  | 0 | Relative Placement | Yes | Visual inspection at the meter pit | 2024-02-14 |  | Non-Lead Plastic |  |  | Field inspection only with no records | Yes | Visual inspection at the meter pit | 2024-02-14 |  | Non-Lead |  |  |  | Assumed
MTR_020643 | 10623 SE 192ND ST | PORTION LOT 19 PANTHER LAKE GARDEN |  |  | Non-Lead Plastic | Unknown |  | 0 | Field inspection only with no records | Yes | Visual inspection at meter pit | 2023-01-21 |  | Non-Lead Plastic |  |  | Field inspection only with no records | Yes | Visual inspection at meter pit | 2023-01-21 |  | Non-Lead |  |  |  | Assumed
MTR_017535 | 11816 SE 176TH CT | LOT 15 PETROVISTA |  |  | Non-Lead - Other | No | 2006-12-21 | 0 | Installation date is after the lead ban |  |  |  |  | Non-Lead - Other |  |  | Installation date is after the lead ban |  |  |  |  | Non-Lead |  |  |  | Domestic
MTR_027110 | 22776 129TH PL SE | LOT 113 FERN CREST WEST |  |  | Non-Lead - Other | No | 2006-04-28 | 0 | Installation date is after the lead ban |  |  |  |  | Non-Lead - Other |  |  | Installation date is after the lead ban |  |  |  |  | Non-Lead |  |  |  | Domestic
MTR_011845 | 3129 CEDAR AVE S | LOT 19 KRISTEN WOODS |  |  | Non-Lead - Other | No | 2007-10-01 | 0 | Installation date is after the lead ban |  |  |  |  | Non-Lead - Other |  |  | Installation date is after the lead ban |  |  |  |  | Non-Lead |  |  |  | Domestic
MTR_027999 | 11823 SE 219TH PL | LOT 6 CROWN ROYAL |  |  | Non-Lead Plastic | No |  | 0 | Field inspection only with no records | Yes | Visual inspection at meter pit | 2023-09-19 |  | Galvanized Requiring Replacement |  |  | Field inspection only with no records | Yes | Visual inspection at meter pit | 2023-09-19 |  | Galvanized Requiring Replacement |  |  |  | Assumed
MTR_027038 | 22506 129TH PL SE | LOT 27 FERN CREST WEST |  |  | Non-Lead Plastic | No | 2006-04-28 | 0 | Field inspection only with no records | Yes | Visual inspection at meter pit | 2023-08-26 |  | Non-Lead Plastic |  |  | Field inspection only with no records | Yes | Visual inspection at meter pit | 2023-08-26 |  | Non-Lead |  |  |  | Domestic
MTR_010135 | 23617 119TH PL SE | LOT 84 KENTLAKE HIGHLANDS |  |  | Non-Lead Plastic | No | 2006-11-01 | 0 | Field inspection only with no records | Yes | Visual inspection at meter pit | 2023-10-21 |  | Non-Lead Plastic |  |  | Field inspection only with no records | Yes | Visual inspection at meter pit | 2023-10-21 |  | Non-Lead |  |  |  | Domestic
MTR_028000 | 11813 SE 219TH PL | LOT 4 CROWN ROYAL |  |  | Non-Lead - Other | No |  | 0 | Installation date is after the lead ban |  |  |  |  | Non-Lead - Other |  |  | Installation date is after the lead ban |  |  |  |  | Non-Lead |  |  |  | Assumed
MTR_015016 | 12008 SE 170TH PL | L17 BL7 CASCADE VISTA #1 |  |  | Non-Lead - Other | No | 2010-10-25 | 1 | Rectified Plan |  |  |  |  | Non-Lead - Other |  |  | Statistical analysis |  |  |  |  | Non-Lead |  |  |  | Domestic
MTR_009609 | 23708 119TH PL SE | LOT 75 KENT HIGHLANDS |  |  | Non-Lead Plastic | No | 2006-11-01 | 0 | Field inspection only with no records | Yes | Visual inspection at meter pit | 2023-11-30 |  | Non-Lead Plastic |  |  | Field inspection only with no records | Yes | Visual inspection at meter pit | 2023-11-30 |  | Non-Lead |  |  |  | Domestic
MTR_014079 | 10810 SE 176TH ST | TL 95 29-23-5 |  |  | Non-Lead Plastic | Unknown |  | 0 | Field inspection only with no records | Yes | Visual inspection at meter pit | 2023-11-30 |  | Non-Lead Plastic |  |  | Field inspection only with no records | Yes | Visual inspection at meter pit | 2023-11-30 |  | Non-Lead |  |  |  | Assumed
MTR_026944 | 13293 SE 225TH PL | LOT 44 FERN CREST 2 |  |  | Non-Lead Plastic | No | 2005-09-02 | 0 | Field inspection only with no records | Yes | Visual inspection at meter pit | 2023-10-27 |  | Non-Lead Plastic |  |  | Field inspection only with no records | Yes | Visual inspection at meter pit | 2023-10-27 |  | Non-Lead |  |  |  | Domestic
MTR_024931 | 21011 123RD PL SE | LOT 2 GLACIER III (EAST) |  |  | Non-Lead - Other | No | 2009-05-03 | 0 | Installation date is after the lead ban |  |  |  |  | Non-Lead Plastic |  |  | Field inspection only with no records | Yes | Visual inspection at meter pit | 2023-01-21 |  | Non-Lead |  |  |  | Domestic
MTR_027112 | 22650 129TH PL SE | LOT 91 FERN CREST WEST |  |  | Non-Lead Plastic | No | 2006-04-28 | 0 | Field inspection only with no records | Yes | Visual inspection at meter pit | 2023-08-26 |  | Non-Lead Plastic |  |  | Field inspection only with no records | Yes | Visual inspection at meter pit | 2023-08-26 |  | Non-Lead |  |  |  | Domestic
MTR_026945 | 22513 132ND PL SE | LOT 55 FERN CREST 2 |  |  | Non-Lead Plastic | No | 2005-09-02 | 0 | Field inspection only with no records | Yes | Visual inspection at meter pit | 2023-10-27 |  | Non-Lead Plastic |  |  | Field inspection only with no records | Yes | Visual inspection at meter pit | 2023-10-27 |  | Non-Lead |  |  |  | Domestic
MTR_016363 | 15617 SE 177TH PL | LOT 37 CANDLEWOOD #2 |  |  | Non-Lead - Other | No | 1976-05-06 | 0 | Installation date is after the lead ban |  |  |  |  | Non-Lead - Other |  |  | Installation date is after the lead ban |  |  |  |  | Non-Lead |  |  |  | Domestic
MTR_014344 | 17135 114TH AVE SE | LOT 9 GLACIER VIEW TOWNHOMES BLDG 1B |  |  | Non-Lead - Other | No | 2005-10-28 | 1 | Installation date is after the lead ban |  |  |  |  | Non-Lead - Other |  |  | Installation date is after the lead ban |  |  |  |  | Non-Lead |  |  |  | Domestic
MTR_026947 | 22447 132ND PL SE | LOT 60 FERN CREST 2 |  |  | Non-Lead - Other | No | 2005-09-02 | 0 | Installation date is after the lead ban |  |  |  |  | Non-Lead - Other |  |  | Installation date is after the lead ban |  |  |  |  | Non-Lead |  |  |  | Domestic
MTR_020677 | 13017 SE 191ST ST | L 11 BLVD. LANE 7 |  |  | Non-Lead - Other | No | 1976-05-24 | 0 | Installation date is after the lead ban |  |  |  |  | Non-Lead - Other |  |  | Installation date is after the lead ban |  |  |  |  | Non-Lead |  |  |  | Domestic
MTR_024932 | 21009 123RD PL SE | LOT 3 GLACIER III (EAST) |  |  | Non-Lead - Other | No | 2009-05-03 | 0 | Installation date is after the lead ban |  |  |  |  | Non-Lead Plastic |  |  | Field inspection only with no records | Yes | Visual inspection at meter pit | 2023-01-21 |  | Non-Lead |  |  |  | Domestic
MTR_009610 | 23705 119TH PL SE | LOT 76 KENT HIGHLANDS |  |  | Non-Lead Plastic | No | 2006-11-01 | 0 | Field inspection only with no records | Yes | Visual inspection at meter pit | 2023-10-21 |  | Non-Lead Plastic |  |  | Field inspection only with no records | Yes | Visual inspection at meter pit | 2023-10-21 |  | Non-Lead |  |  |  | Domestic
MTR_015727 | 1119 S 36TH PL | LOT 79 SUNNYBROOK |  |  | Non-Lead - Other | No | 2004-01-22 | 0 | Installation date is after the lead ban |  |  |  |  | Non-Lead - Other |  |  | Installation date is after the lead ban |  |  |  |  | Non-Lead |  |  |  | Domestic
MTR_028122 | 21626 121ST PL SE | LOT 33 GLENCARIN TRACE |  |  | Non-Lead Plastic | No |  | 0 | Field inspection only with no records | Yes | Visual inspection at meter pit | 2023-09-16 |  | Non-Lead Plastic |  |  | Field inspection only with no records | Yes | Visual inspection at meter pit | 2023-09-16 |  | Non-Lead |  |  |  | Domestic
MTR_025987 | 11040 SE 201ST PL | LOT 97 VILA REAL |  |  | Non-Lead - Other | No | 2007-05-03 | 0 | Installation date is after the lead ban |  |  |  |  | Non-Lead - Other |  |  | Installation date is after the lead ban |  |  |  |  | Non-Lead |  |  |  | Domestic
MTR_017315 | 17604 110TH AVE SE | TAX LOT 84 SEC 32-23-5 |  |  | Non-Lead - Other | No | 2011-08-10 | 1 | Installation date is after the lead ban |  |  |  |  | Non-Lead - Other |  |  | Installation date is after the lead ban |  |  |  |  | Non-Lead |  |  |  | Domestic
MTR_028002 | 11624 SE 219TH PL | LOT 73 CROWN ROYAL |  |  | Non-Lead - Other | No |  | 0 | Installation date is after the lead ban |  |  |  |  | Non-Lead Plastic |  |  | Field inspection only with no records | Yes | Visual inspection at meter pit | 2023-07-19 |  | Non-Lead |  |  |  | Assumed
MTR_027113 | 22660 128TH AVE SE | LOT 69 FERN CREST WEST |  |  | Non-Lead Plastic | No | 2006-04-28 | 0 | Field inspection only with no records | Yes | Visual inspection at meter pit | 2023-08-26 |  | Non-Lead Plastic |  |  | Field inspection only with no records | Yes | Visual inspection at meter pit | 2023-08-26 |  | Non-Lead |  |  |  | Domestic
MTR_017908 | 17616 133RD PL SE | LOT 49 FAIRWOOD GROVES CONDOS |  |  | Non-Lead - Other | No | 1998-02-27 | 0 | Installation date is after the lead ban |  |  |  |  | Non-Lead - Other |  |  | Installation date is after the lead ban |  |  |  |  | Non-Lead |  |  |  | Domestic
MTR_028003 | 11612 SE 219TH PL | LOT 75 CROWN ROYAL |  |  | Non-Lead - Other | No |  | 0 | Installation date is after the lead ban |  |  |  |  | Non-Lead - Other |  |  | Installation date is after the lead ban |  |  |  |  | Non-Lead |  |  |  | Assumed
MTR_027625 | 11677 SE 217TH PL | LOT 18 ROYAL CREST ESTATES |  |  | Non-Lead Plastic | No | 2005-12-20 | 0 | Field inspection only with no records | Yes | Visual inspection at meter pit | 2023-09-16 |  | Non-Lead Plastic |  |  | Field inspection only with no records | Yes | Visual inspection at meter pit | 2023-09-16 |  | Non-Lead |  |  |  | Domestic
MTR_025996 | 20159 110TH PL SE | LOT 90 VILA REAL |  |  | Non-Lead - Other | No | 2007-05-03 | 0 | Installation date is after the lead ban |  |  |  |  | Non-Lead - Other |  |  | Installation date is after the lead ban |  |  |  |  | Non-Lead |  |  |  | Domestic
MTR_028441 | 12527 SE 217TH PL | L 59 PARKWAY ESTATES |  |  | Non-Lead - Other | No | 1978-07-26 | 0 | Installation date is after the lead ban |  |  |  |  | Non-Lead - Other |  |  | Installation date is after the lead ban |  |  |  |  | Non-Lead |  |  |  | Domestic
MTR_027039 | 22624 135TH AVE SE | LOT 20 FERN CREST 3 |  |  | Non-Lead - Other | No | 2006-10-17 | 0 | Installation date is after the lead ban |  |  |  |  | Non-Lead - Other |  |  | Installation date is after the lead ban |  |  |  |  | Non-Lead |  |  |  | Domestic
MTR_028006 | 12036 SE 220TH PL | LOT 64 GLENCARIN SOUTH |  |  | Non-Lead - Other | No |  | 0 | Installation date is after the lead ban |  |  |  |  | Non-Lead - Other |  |  | Installation date is after the lead ban |  |  |  |  | Non-Lead |  |  |  | Domestic
MTR_015462 | 17402 127TH PL SE | UNIT 5-A LA FORTUNA TOWNHOMES |  |  | Non-Lead Plastic | No | 2007-05-29 | 0 | Field inspection only with no records | Yes | Visual inspection at meter pit | 2023-09-22 |  | Non-Lead Plastic |  |  | Field inspection only with no records | Yes | Visual inspection at meter pit | 2023-09-22 |  | Non-Lead |  |  |  | Domestic
MTR_029914 | 12311 SE 160TH ST | L4 BK3 CASCADE VILLAGE#2 |  |  | Non-Lead - Other | No | 2016-06-22 | 0.75 | Rectified Plan |  |  |  |  | Non-Lead - Other |  |  | Statistical analysis |  |  |  |  | Non-Lead |  |  |  | Domestic
MTR_019893 | 19020 108TH AVE SE | TAX LOT 59 SE 32-23-5 |  |  | Non-Lead - Other | Unknown |  | 0 | Statistical analysis |  |  |  |  | Non-Lead - Other |  |  | Statistical analysis |  |  |  |  | Non-Lead |  |  |  | Domestic
MTR_028008 | 22010 120TH PL SE | L67 GLENCARIN SOUTH |  |  | Non-Lead - Other | No |  | 0 | Installation date is after the lead ban |  |  |  |  | Non-Lead - Other |  |  | Installation date is after the lead ban |  |  |  |  | Non-Lead |  |  |  | Domestic
MTR_015463 | 17422 127TH PL SE | UNIT 5-F LA FORTUNA TOWNHOMES |  |  | Non-Lead Plastic | No | 2007-05-29 | 0 | Field inspection only with no records | Yes | Visual inspection at meter pit | 2023-09-22 |  | Non-Lead Plastic |  |  | Field inspection only with no records | Yes | Visual inspection at meter pit | 2023-09-22 |  | Non-Lead |  |  |  | Domestic
MTR_020200 | 19525 108TH AVE SE | S 156.78 OF E 207.38 L23 PANTHER LK GDN TRT (U48 |  |  | Non-Lead - Other | Unknown |  | 0 | Statistical analysis |  |  |  |  | Non-Lead - Other |  |  | Statistical analysis |  |  |  |  | Non-Lead |  |  |  | Assumed
MTR_015699 | 1212 S 36TH PL | LOT 116 SUNNYBROOK AKA LOT 1 WATERBURY |  |  | Non-Lead - Other | No |  | 0.75 | Installation date is after the lead ban |  |  |  |  | Non-Lead - Other |  |  | Installation date is after the lead ban |  |  |  |  | Non-Lead |  |  |  | Assumed
MTR_028009 | 22002 120TH PL SE | LOT 69 GLENCARIN SOUTH |  |  | Non-Lead - Other | No |  | 0 | Installation date is after the lead ban |  |  |  |  | Non-Lead Plastic |  |  | Field inspection only with no records | Yes | Visual inspection at meter pit | 2022-12-23 |  | Non-Lead |  |  |  | Domestic
MTR_015464 | 17406 127TH PL SE | UNIT 5-B LA FORTUNA TOWNHOMES |  |  | Non-Lead Plastic | No | 2007-05-29 | 0 | Field inspection only with no records | Yes | Visual inspection at meter pit | 2023-09-22 |  | Non-Lead Plastic |  |  | Field inspection only with no records | Yes | Visual inspection at meter pit | 2023-09-22 |  | Non-Lead |  |  |  | Domestic
MTR_015465 | 17410 127TH PL SE | UNIT 5-C LA FORTUNA TOWNHOMES |  |  | Non-Lead Plastic | No | 2007-05-29 | 0 | Field inspection only with no records | Yes | Visual inspection at meter pit | 2023-09-22 |  | Non-Lead Plastic |  |  | Field inspection only with no records | Yes | Visual inspection at meter pit | 2023-09-22 |  | Non-Lead |  |  |  | Domestic
MTR_009622 | 23723 119TH PL SE | LOT 71 KENT HIGHLANDS |  |  | Non-Lead - Other | No | 2006-11-01 | 0 | Rectified Plan | No |  |  |  | Non-Lead - Other |  |  | Installation date is after the lead ban |  |  |  |  | Non-Lead |  |  |  | Domestic
MTR_019206 | 19255 98TH AVE S | LOT 8 SPRINGBROOK TERRACE |  |  | Non-Lead - Other | No | 1984-06-01 | 0 | Installation date is after the lead ban |  |  |  |  | Non-Lead - Other |  |  | Installation date is after the lead ban |  |  |  |  | Non-Lead |  |  |  | Assumed
MTR_014134 | 11574 SE 170TH CT | LOT 44 GLACIER VIEW TOWNHOMES |  |  | Non-Lead Plastic | No | 2005-10-28 | 1 | Field inspection only with no records | Yes | Visual inspection at meter pit | 2023-02-04 |  | Non-Lead Plastic |  |  | Field inspection only with no records | Yes | Visual inspection at meter pit | 2023-02-04 |  | Non-Lead |  |  |  | Domestic
MTR_019173 | 18846 102ND AVE SE | TL 249 32-23-5 |  |  | Non-Lead - Other | No |  | 0 | Installation date is after the lead ban |  |  |  |  | Non-Lead - Other |  |  | Installation date is after the lead ban |  |  |  |  | Non-Lead |  |  |  | Assumed
MTR_015466 | 17418 127TH PL SE | UNIT 5-E LA FORTUNA TOWNHOMES |  |  | Non-Lead - Other | No | 2007-05-29 | 0 | Installation date is after the lead ban |  |  |  |  | Non-Lead - Other |  |  | Installation date is after the lead ban |  |  |  |  | Non-Lead |  |  |  | Domestic
MTR_015503 | 17342 125TH AVE SE | PARCEL #073900 0040 |  |  | Non-Lead Plastic | No | 2006-09-01 | 0 | Field inspection only with no records | Yes | Visual inspection at meter pit | 2023-08-18 |  | Non-Lead Plastic |  |  | Field inspection only with no records | Yes | Visual inspection at meter pit | 2023-08-18 |  | Non-Lead |  |  |  | Domestic
MTR_027041 | 22626 129TH PL SE | LOT 87 FERN CREST WEST |  |  | Non-Lead - Other | No | 2006-04-28 | 0 | Installation date is after the lead ban |  |  |  |  | Non-Lead - Other |  |  | Installation date is after the lead ban |  |  |  |  | Non-Lead |  |  |  | Domestic
MTR_020282 | 20727 108TH AVE SE | TAX LOT 202 SEC 5-22-5 |  |  | Non-Lead - Other | No |  | 0 | Installation date is after the lead ban |  |  |  |  | Non-Lead - Other |  |  | Installation date is after the lead ban |  |  |  |  | Non-Lead |  |  |  | Assumed
MTR_015467 | 17414 127TH PL SE | UNIT 5-D LA FORTUNA TOWNHOMES |  |  | Non-Lead Plastic | No | 2007-05-29 | 0 | Field inspection only with no records | Yes | Visual inspection at meter pit | 2023-09-22 |  | Non-Lead Plastic |  |  | Field inspection only with no records | Yes | Visual inspection at meter pit | 2023-09-22 |  | Non-Lead |  |  |  | Domestic
MTR_019880 | 11448 SE 186TH ST | L2 B1 WALHAVEN (ULID 55) |  |  | Non-Lead - Other | Unknown |  | 0 | Statistical analysis |  |  |  |  | Non-Lead - Other |  |  | Statistical analysis |  |  |  |  | Non-Lead |  |  |  | Domestic
MTR_019895 | 19044 108TH AVE SE | TL35 S 32-23-5 ULID#57 |  |  | Non-Lead - Other | Unknown |  | 0 | Relative Placement | No |  |  |  | Non-Lead - Other |  |  | Statistical analysis |  |  |  |  | Non-Lead |  |  |  | Domestic
MTR_010323 | 21006 132ND AVE SE | TL 83 SEC. 10-22-5 |  |  | Non-Lead - Other | Unknown |  | 0.75 | Statistical analysis |  |  |  |  | Non-Lead - Other |  |  | Statistical analysis |  |  |  |  | Non-Lead |  |  |  | Assumed
MTR_020103 | 19213 101ST PL SE | LOT 17 TALBOT RIDGE ESTATES |  |  | Non-Lead - Other | No | 2009-08-19 | 0 | Installation date is after the lead ban |  |  |  |  | Non-Lead - Other |  |  | Installation date is after the lead ban |  |  |  |  | Non-Lead |  |  |  | Domestic
MTR_017797 | 10803 SE 181ST ST | L1 BLK2 BENSON TERR. #1 |  |  | Non-Lead - Other | Unknown |  | 0 | Statistical analysis |  |  |  |  | Non-Lead - Other |  |  | Statistical analysis |  |  |  |  | Non-Lead |  |  |  | Assumed
MTR_028011 | 22012 123RD AVE SE | LOT 50 GLENCARIN SOUTH |  |  | Non-Lead - Other | No |  | 0 | Installation date is after the lead ban |  |  |  |  | Non-Lead - Other |  |  | Installation date is after the lead ban |  |  |  |  | Non-Lead |  |  |  | Domestic
MTR_010324 | 3016 BENSON RD S | NORTH 104.47 LOT 7 BLOCK 8 AKERS FARMS #6 |  |  | Non-Lead - Other | No |  | 0.75 | Installation date is after the lead ban |  |  |  |  | Non-Lead - Other |  |  | Installation date is after the lead ban |  |  |  |  | Non-Lead |  |  |  | Assumed
MTR_019991 | 10112 SE 192ND PL | LOT 16 TALBOT RIDGE ESTATES |  |  | Non-Lead - Other | No | 2009-08-19 | 0 | Installation date is after the lead ban |  |  |  |  | Non-Lead - Other |  |  | Installation date is after the lead ban |  |  |  |  | Non-Lead |  |  |  | Domestic
MTR_028012 | 22025 123RD AVE SE | LOT 52 GLENCARIN SOUTH |  |  | Non-Lead - Other | No |  | 0 | Installation date is after the lead ban |  |  |  |  | Non-Lead - Other |  |  | Installation date is after the lead ban |  |  |  |  | Non-Lead |  |  |  | Domestic
MTR_024094 | 20855 108TH AVE SE | TAX LOT 92 8-22-5 |  |  | Non-Lead - Other | Unknown |  | 0 | Statistical analysis |  |  |  |  | Non-Lead - Other |  |  | Statistical analysis |  |  |  |  | Non-Lead |  |  |  | Assumed
MTR_027042 | 22734 135TH AVE SE | LOT 14 FERN CREST 3 |  |  | Non-Lead - Other | No | 2006-10-17 | 0 | Installation date is after the lead ban |  |  |  |  | Non-Lead - Other |  |  | Installation date is after the lead ban |  |  |  |  | Non-Lead |  |  |  | Domestic
MTR_025992 | 20155 110TH TER SE | LOT 111 VILA REAL |  |  | Non-Lead - Other | No | 2007-05-03 | 0 | Installation date is after the lead ban |  |  |  |  | Non-Lead - Other |  |  | Installation date is after the lead ban |  |  |  |  | Non-Lead |  |  |  | Domestic
MTR_028014 | 12206 SE 221ST ST | LOT 54 GLENCARIN SOUTH |  |  | Non-Lead - Other | No |  | 0 | Installation date is after the lead ban |  |  |  |  | Non-Lead - Other |  |  | Installation date is after the lead ban |  |  |  |  | Non-Lead |  |  |  | Domestic
MTR_017531 | 11871 SE 176TH CT | LOT 12 WOODBURY LANE AKA PETROVISTA |  |  | Non-Lead - Other | No | 2006-12-21 | 0 | Installation date is after the lead ban |  |  |  |  | Non-Lead - Other |  |  | Installation date is after the lead ban |  |  |  |  | Non-Lead |  |  |  | Domestic
MTR_025728 | 13015 SE 209TH CT | LOT 4 THUERINGER PLAT |  |  | Non-Lead - Other | No | 2005-01-13 | 0 | Installation date is after the lead ban |  |  |  |  | Non-Lead Plastic |  |  | Field inspection only with no records | Yes | Visual inspection at meter pit | 2023-01-29 |  | Non-Lead |  |  |  | Domestic
MTR_021938 | 19403 136TH PL SE | L8 BLK1 ALPINE MANOR |  |  | Non-Lead - Other | Unknown |  | 0 | Statistical analysis |  |  |  |  | Non-Lead - Other |  |  | Statistical analysis |  |  |  |  | Non-Lead |  |  |  | Assumed
MTR_028015 | 12200 SE 221ST ST | L55 GLENCARIN SOUTH |  |  | Non-Lead - Other | No |  | 0 | Installation date is after the lead ban |  |  |  |  | Non-Lead - Other |  |  | Installation date is after the lead ban |  |  |  |  | Non-Lead |  |  |  | Domestic
MTR_025915 | 20269 111TH WAY SE | LOT 53 VILA REAL |  |  | Non-Lead - Other | No | 2007-05-03 | 0 | Installation date is after the lead ban |  |  |  |  | Non-Lead - Other |  |  | Installation date is after the lead ban |  |  |  |  | Non-Lead |  |  |  | Domestic
MTR_029141 | 10340 SE 225TH PL | LOT 8 COPPER HILL |  |  | Non-Lead - Other | No | 2006-03-28 | 0 | Installation date is after the lead ban |  |  |  |  | Non-Lead - Other |  |  | Installation date is after the lead ban |  |  |  |  | Non-Lead |  |  |  | Domestic
MTR_018406 | 20321 91ST PL S | LOT 18 SOPHIA GLEN |  |  | Non-Lead - Other | No | 2009-07-07 | 0 | Installation date is after the lead ban |  |  |  |  | Non-Lead - Other |  |  | Installation date is after the lead ban |  |  |  |  | Non-Lead |  |  |  | Domestic
MTR_024815 | 14021 SE 201ST ST | L3 BLK2 FOWLERS ADD. |  |  | Non-Lead - Other | No |  | 0 | Installation date is after the lead ban |  |  |  |  | Non-Lead - Other |  |  | Installation date is after the lead ban |  |  |  |  | Non-Lead |  |  |  | Assumed
MTR_016273 | 17614 162ND PL SE | LOT 92 CANDLEWOOD RIDGE #3 |  |  | Non-Lead - Other | No | 1977-07-13 | 1 | Installation date is after the lead ban |  |  |  |  | Non-Lead - Other |  |  | Installation date is after the lead ban |  |  |  |  | Non-Lead |  |  |  | Domestic
MTR_018407 | 20325 90TH PL S | LOT 44 SOPHIA GLEN |  |  | Non-Lead - Other | No | 2009-07-07 | 0 | Installation date is after the lead ban |  |  |  |  | Non-Lead - Other |  |  | Installation date is after the lead ban |  |  |  |  | Non-Lead |  |  |  | Domestic
MTR_014139 | 11556 SE 170TH CT | LOT 49 GLACIER VIEW TOWNHOMES |  |  | Non-Lead - Other | No | 2005-10-28 | 1 | Installation date is after the lead ban |  |  |  |  | Non-Lead - Other |  |  | Installation date is after the lead ban |  |  |  |  | Non-Lead |  |  |  | Domestic
MTR_020548 | 10432 SE 196TH ST | L5 BLK1 OLYMPIC VISTA |  |  | Non-Lead - Other | No |  | 0 | Installation date is after the lead ban |  |  |  |  | Non-Lead - Other |  |  | Installation date is after the lead ban |  |  |  |  | Non-Lead |  |  |  | Assumed
MTR_027116 | 12811 SE 227TH ST | LOT 48 FERN CREST WEST |  |  | Non-Lead Plastic | No | 2006-04-28 | 0 | Field inspection only with no records | Yes | Visual inspection at meter pit | 2023-08-26 |  | Non-Lead Plastic |  |  | Field inspection only with no records | Yes | Visual inspection at meter pit | 2023-08-26 |  | Non-Lead |  |  |  | Domestic
MTR_018408 | 20329 90TH PL S | LOT 45 SOPHIA GLEN |  |  | Non-Lead - Other | No | 2009-07-07 | 0 | Installation date is after the lead ban |  |  |  |  | Non-Lead - Other |  |  | Installation date is after the lead ban |  |  |  |  | Non-Lead |  |  |  | Domestic
MTR_014138 | 11560 SE 170TH CT | LOT 48 GLACIER VIEW TOWNHOMES |  |  | Non-Lead - Other | No | 2005-10-28 | 1 | Installation date is after the lead ban |  |  |  |  | Non-Lead - Other |  |  | Installation date is after the lead ban |  |  |  |  | Non-Lead |  |  |  | Domestic
MTR_020549 | 10418 SE 196TH ST | L3 BLK1 OLYMPIC VISTA |  |  | Non-Lead Plastic | No |  | 0 | Field inspection only with no records | Yes | Visual inspection at meter pit | 2023-09-29 |  | Non-Lead Plastic |  |  | Field inspection only with no records | Yes | Visual inspection at meter pit | 2023-09-29 |  | Non-Lead |  |  |  | Assumed
MTR_027117 | 22747 129TH PL SE | LOT 119 FERN CREST WEST |  |  | Non-Lead Plastic | No | 2006-04-28 | 0 | Field inspection only with no records | Yes | Visual inspection at meter pit | 2023-09-19 |  | Non-Lead Plastic |  |  | Field inspection only with no records | Yes | Visual inspection at meter pit | 2023-09-19 |  | Non-Lead |  |  |  | Domestic
MTR_018391 | 20308 91ST PL S | LOT 2 SOPHIA GLEN |  |  | Non-Lead - Other | No | 2009-07-07 | 0 | Installation date is after the lead ban |  |  |  |  | Non-Lead - Other |  |  | Installation date is after the lead ban |  |  |  |  | Non-Lead |  |  |  | Domestic
MTR_014135 | 11572 SE 170TH CT | LOT 45 GLACIER VIEW TOWNHOMES |  |  | Non-Lead Plastic | No | 2005-10-28 | 1 | Field inspection only with no records | Yes | Visual inspection at meter pit | 2023-02-04 |  | Non-Lead Plastic |  |  | Field inspection only with no records | Yes | Visual inspection at meter pit | 2023-02-04 |  | Non-Lead |  |  |  | Domestic
MTR_020163 | 19515 106TH AVE SE | TR21 PLG W1/2 SEC 5-22-5 |  |  | Non-Lead - Other | Unknown |  | 0 | Statistical analysis |  |  |  |  | Non-Lead - Other |  |  | Statistical analysis |  |  |  |  | Non-Lead |  |  |  | Assumed
MTR_023565 | 11336 SE 212TH ST | LOT 4 COTTONWOOD COURT |  |  | Non-Lead - Other | No | 2006-03-17 | 0 | Installation date is after the lead ban |  |  |  |  | Non-Lead - Other |  |  | Installation date is after the lead ban |  |  |  |  | Non-Lead |  |  |  | Domestic
MTR_010835 | 20150 110TH PL SE | LOT 103 VILA REAL |  |  | Non-Lead - Other | No | 2007-05-03 | 0 | Installation date is after the lead ban |  |  |  |  | Non-Lead - Other |  |  | Installation date is after the lead ban |  |  |  |  | Non-Lead |  |  |  | Domestic
MTR_020135 | 10455 SE 195TH ST | L8 BLK 1 OLYMPIC VISTA |  |  | Non-Lead - Other | Unknown |  | 0 | Statistical analysis |  |  |  |  | Non-Lead - Other |  |  | Statistical analysis |  |  |  |  | Non-Lead |  |  |  | Assumed
MTR_025730 | 13028 SE 209TH CT | LOT 10 THUERINGER PLAT |  |  | Non-Lead - Other | No | 2005-01-13 | 0 | Installation date is after the lead ban |  |  |  |  | Non-Lead - Other |  |  | Installation date is after the lead ban |  |  |  |  | Non-Lead |  |  |  | Domestic
MTR_018409 | 20326 90TH PL S | LOT 27 SOPHIA GLEN |  |  | Non-Lead - Other | No | 2009-07-07 | 0 | Installation date is after the lead ban |  |  |  |  | Non-Lead - Other |  |  | Installation date is after the lead ban |  |  |  |  | Non-Lead |  |  |  | Domestic
MTR_016362 | 15628 SE 178TH PL | LOT52 CANDLEWOOD #2 |  |  | Non-Lead - Other | No | 1976-05-06 | 0 | Installation date is after the lead ban |  |  |  |  | Non-Lead - Other |  |  | Installation date is after the lead ban |  |  |  |  | Non-Lead |  |  |  | Domestic
MTR_009631 | 23624 119TH PL SE | LOT 81 KENT HIGHLANDS |  |  | Non-Lead Plastic | No | 2006-11-01 | 0 | Field inspection only with no records | Yes | Visual inspection at meter pit | 2023-11-30 |  | Non-Lead Plastic |  |  | Field inspection only with no records | Yes | Visual inspection at meter pit | 2023-11-30 |  | Non-Lead |  |  |  | Domestic
MTR_020164 | 19505 106TH AVE SE | L7 BLK 1 OLYMPIC VISTA |  |  | Non-Lead Plastic | Unknown |  | 0 | Field inspection only with no records | Yes | Visual inspection at meter pit | 2023-09-29 |  | Non-Lead Plastic |  |  | Field inspection only with no records | Yes | Visual inspection at meter pit | 2023-09-29 |  | Non-Lead |  |  |  | Assumed
MTR_023656 | 9908 S 220TH PL | LOT 30 GLEN KARA |  |  | Non-Lead - Other | No | 1998-03-30 | 0 | Installation date is after the lead ban |  |  |  |  | Non-Lead Plastic |  |  | Field inspection only with no records | Yes | Visual inspection at meter pit | 2023-01-07 |  | Non-Lead |  |  |  | Domestic
MTR_027119 | 22772 129TH PL SE | LOT 112 FERN CREST WEST |  |  | Non-Lead - Other | No | 2006-04-28 | 0 | Installation date is after the lead ban |  |  |  |  | Non-Lead - Other |  |  | Installation date is after the lead ban |  |  |  |  | Non-Lead |  |  |  | Domestic
MTR_011171 | 11454-B SE 164TH ST | 11454-B SE 164TH ST |  |  | Non-Lead Plastic | Unknown |  | 0 | Field inspection only with no records | Yes | Visual inspection at meter pit | 2022-12-31 |  | Non-Lead Plastic |  |  | Field inspection only with no records | Yes | Visual inspection at meter pit | 2022-12-31 |  | Non-Lead |  |  |  | Assumed
MTR_027599 | 12212 SE 217TH ST | LOT 15 GLEN MAR |  |  | Non-Lead Plastic | No | 1975-04-29 | 1 | Field inspection only with no records | Yes | Visual inspection at meter pit | 2023-09-16 |  | Non-Lead Plastic |  |  | Field inspection only with no records | Yes | Visual inspection at meter pit | 2023-09-16 |  | Non-Lead |  |  |  | Domestic
MTR_018393 | 20218 91ST PL S | LOT 7 SOPHIA GLEN |  |  | Non-Lead - Other | No | 2009-07-07 | 0 | Installation date is after the lead ban |  |  |  |  | Non-Lead - Other |  |  | Installation date is after the lead ban |  |  |  |  | Non-Lead |  |  |  | Domestic
MTR_027120 | 22409 129TH PL SE | LOT 21 FERN CREST WEST |  |  | Non-Lead Plastic | No | 2006-04-28 | 0 | Field inspection only with no records | Yes | Visual inspection at meter pit | 2023-08-26 |  | Non-Lead Plastic |  |  | Field inspection only with no records | Yes | Visual inspection at meter pit | 2023-08-26 |  | Non-Lead |  |  |  | Domestic
MTR_027044 | 22658 128TH PL SE | LOT 59 FERN CREST WEST |  |  | Non-Lead - Other | No | 2006-04-28 | 0 | Installation date is after the lead ban |  |  |  |  | Non-Lead Plastic |  |  | Field inspection only with no records | Yes | Visual inspection at meter pit | 2022-12-30 |  | Non-Lead |  |  |  | Domestic
MTR_027593 | 21701 122ND PL SE | LOT 18 GLEN MAR |  |  | Non-Lead - Plastic | No | 1975-04-29 | 1 | Rectified Plan | No |  |  |  | Non-Lead - Other |  |  | Installation date is after the lead ban |  |  |  |  | Non-Lead |  |  |  | Domestic
MTR_025997 | 20175 110TH PL SE | LOT 88 VILA REAL |  |  | Non-Lead - Other | No | 2007-05-03 | 0 | Installation date is after the lead ban |  |  |  |  | Non-Lead - Other |  |  | Installation date is after the lead ban |  |  |  |  | Non-Lead |  |  |  | Domestic
MTR_018410 | 20314 90TH PL S | LOT 29 SOPHIA GLEN |  |  | Non-Lead - Other | No | 2009-07-07 | 0 | Installation date is after the lead ban |  |  |  |  | Non-Lead - Other |  |  | Installation date is after the lead ban |  |  |  |  | Non-Lead |  |  |  | Domestic
MTR_025713 | 13112 SE 210TH ST | LOT 1 THUERINGER PLAT |  |  | Non-Lead - Other | No | 2003-12-11 | 0 | Installation date is after the lead ban |  |  |  |  | Non-Lead - Other |  |  | Installation date is after the lead ban |  |  |  |  | Non-Lead |  |  |  | Domestic
MTR_027601 | 12224 SE 217TH ST | LOT 13 GLEN MAR |  |  | Non-Lead - Plastic | No | 1975-04-29 | 1 | Rectified Plan | No |  |  |  | Non-Lead - Other |  |  | Installation date is after the lead ban |  |  |  |  | Non-Lead |  |  |  | Domestic
MTR_027045 | 22648 128TH AVE SE | LOT 71 FERN CREST WEST |  |  | Non-Lead - Other | No | 2006-04-28 | 0 | Installation date is after the lead ban |  |  |  |  | Non-Lead - Other |  |  | Installation date is after the lead ban |  |  |  |  | Non-Lead |  |  |  | Domestic
MTR_023179 | 9810 S 213TH PL | LOT 2 WESTVIEW TERRACE #3 |  |  | Non-Lead - Other | No | 2008-10-29 | 0 | Rectified Plan |  |  |  |  | Non-Lead - Other |  |  | Statistical analysis |  |  |  |  | Non-Lead |  |  |  | Domestic
MTR_027122 | 22760 129TH PL SE | LOT 110 FERN CREST WEST |  |  | Non-Lead - Other | No | 2006-04-28 | 0 | Installation date is after the lead ban |  |  |  |  | Non-Lead - Other |  |  | Installation date is after the lead ban |  |  |  |  | Non-Lead |  |  |  | Domestic
MTR_027594 | 12202 SE 217TH ST | LOT 17 GLEN MAR |  |  | Non-Lead - Plastic | No | 1975-04-29 | 1 | Rectified Plan | No |  |  |  | Non-Lead - Other |  |  | Installation date is after the lead ban |  |  |  |  | Non-Lead |  |  |  | Domestic
MTR_009637 | 23618 119TH PL SE | LOT 87 KENT HIGHLANDS |  |  | Non-Lead - Other | No | 2006-11-01 | 0 | Rectified Plan | No |  |  |  | Non-Lead - Other |  |  | Installation date is after the lead ban |  |  |  |  | Non-Lead |  |  |  | Domestic
MTR_026008 | 11037 SE 202ND LN | LOT 81 VILA REAL |  |  | Non-Lead - Other | No | 2007-05-03 | 0 | Installation date is after the lead ban |  |  |  |  | Non-Lead - Other |  |  | Installation date is after the lead ban |  |  |  |  | Non-Lead |  |  |  | Domestic
MTR_027123 | 22730 129TH PL SE | LOT 105 FERN CREST WEST |  |  | Non-Lead - Other | No | 2006-04-28 | 0 | Installation date is after the lead ban |  |  |  |  | Non-Lead - Other |  |  | Installation date is after the lead ban |  |  |  |  | Non-Lead |  |  |  | Domestic
MTR_028017 | 22009 120TH PL SE | LOT 72 GLENCARIN SOUTH |  |  | Non-Lead - Other | No |  | 0 | Installation date is after the lead ban |  |  |  |  | Non-Lead - Other |  |  | Installation date is after the lead ban |  |  |  |  | Non-Lead |  |  |  | Domestic
MTR_009638 | 23702 119TH PL SE | LOT 77 KENT HIGHLANDS |  |  | Non-Lead - Other | No | 2006-11-01 | 0 | Rectified Plan | No |  |  |  | Non-Lead - Other |  |  | Installation date is after the lead ban |  |  |  |  | Non-Lead |  |  |  | Domestic
MTR_021212 | 14719 SE 195TH PL | LOT 15 PLAT OF LK YOUNGS |  |  | Non-Lead - Other | No | 1997-06-19 | 0 | Installation date is after the lead ban |  |  |  |  | Non-Lead - Other |  |  | Installation date is after the lead ban |  |  |  |  | Non-Lead |  |  |  | Domestic
MTR_027124 | 22403 129TH PL SE | LOT 22 FERN CREST WEST |  |  | Non-Lead Plastic | No | 2006-04-28 | 0 | Field inspection only with no records | Yes | Visual inspection at meter pit | 2023-03-13 |  | Non-Lead Plastic |  |  | Field inspection only with no records | Yes | Visual inspection at meter pit | 2023-03-13 |  | Non-Lead |  |  |  | Domestic
MTR_028018 | 22015 120TH PL SE | LOT 73 GLENCARIN SOUTH |  |  | Non-Lead Plastic | No |  | 0 | Field inspection only with no records | Yes | Visual inspection at meter pit | 2023-09-15 |  | Non-Lead Plastic |  |  | Field inspection only with no records | Yes | Visual inspection at meter pit | 2023-09-15 |  | Non-Lead |  |  |  | Domestic
MTR_011833 | 16802 104TH AVE SE | LOT 1 NELLIS SHORT PLAT |  |  | Non-Lead - Other | No | 2007-10-01 | 0 | Installation date is after the lead ban |  |  |  |  | Non-Lead - Other |  |  | Installation date is after the lead ban |  |  |  |  | Non-Lead |  |  |  | Domestic
MTR_016276 | 16242 SE 176TH PL | LOT 29 CANDLEWOOD RIDGE #3 |  |  | Non-Lead Plastic | No | 1977-07-13 | 1 | Field inspection only with no records | Yes | Visual inspection at meter pit | 2023-11-30 |  | Non-Lead Plastic |  |  | Field inspection only with no records | Yes | Visual inspection at meter pit | 2023-11-30 |  | Non-Lead |  |  |  | Domestic
MTR_028591 | 12369 SE 221ST ST | LOT 9 SUMMERGLEN #1 |  |  | Non-Lead Plastic | No |  | 0 | Field inspection only with no records | Yes | Visual inspection at meter pit | 2023-09-11 |  | Non-Lead Copper |  |  | Field inspection only with no records | Yes | Visual inspection at meter pit | 2023-09-11 |  | Non-Lead |  |  |  | Domestic
MTR_027048 | 22702 135TH AVE SE | LOT 18 FERN CREST 3 |  |  | Non-Lead Plastic | No | 2006-10-17 | 0 | Field inspection only with no records | Yes | Visual inspection at meter pit | 2023-10-27 |  | Non-Lead Plastic |  |  | Field inspection only with no records | Yes | Visual inspection at meter pit | 2023-10-27 |  | Non-Lead |  |  |  | Domestic
MTR_011831 | 16810 104TH AVE SE | LOT 3 NELLIS SHORT PLAT |  |  | Non-Lead - Other | No | 2007-10-01 | 0 | Installation date is after the lead ban |  |  |  |  | Non-Lead - Other |  |  | Installation date is after the lead ban |  |  |  |  | Non-Lead |  |  |  | Domestic
MTR_022876 | 10850 SE 200TH ST | LOT 35 PANTHER LAKE GARDEN TRACTS |  |  | Non-Lead - Other | Unknown |  | 0 | Statistical analysis |  |  |  |  | Non-Lead - Other |  |  | Statistical analysis |  |  |  |  | Non-Lead |  |  |  | Assumed
MTR_028592 | 12365 SE 221ST ST | LOT 8 SUMMERGLEN #1 |  |  | Non-Lead - Other | No |  | 0 | Installation date is after the lead ban |  |  |  |  | Non-Lead - Other |  |  | Installation date is after the lead ban |  |  |  |  | Non-Lead |  |  |  | Domestic
MTR_011426 | 12742 SE 168TH ST | L 3 CASCADE HILLS 8 |  |  | Non-Lead - Other | Unknown |  | 1 | Statistical analysis |  |  |  |  | Non-Lead - Other |  |  | Statistical analysis |  |  |  |  | Non-Lead |  |  |  | Domestic
MTR_021748 | 19817 133RD PL SE | LOT 3 FOREST TRAILS 2 |  |  | Non-Lead - Other | No |  | 0 | Installation date is after the lead ban |  |  |  |  | Non-Lead - Other |  |  | Installation date is after the lead ban |  |  |  |  | Non-Lead |  |  |  | Assumed
MTR_021617 | 19837 132ND PL SE | LOT 28 FOREST TRAILS 1 |  |  | Non-Lead - Other | No |  | 0 | Rectified Plan | No |  |  |  | Non-Lead - Other |  |  | Installation date is after the lead ban |  |  |  |  | Non-Lead |  |  |  | Domestic
MTR_028593 | 12376 SE 221ST ST | LOT 2 SUMMERGLEN #1 |  |  | Non-Lead - Other | No |  | 0 | Installation date is after the lead ban |  |  |  |  | Non-Lead - Other |  |  | Installation date is after the lead ban |  |  |  |  | Non-Lead |  |  |  | Domestic
MTR_027050 | 22614 129TH PL SE | LOT 85 FERN CREST WEST |  |  | Non-Lead - Other | No | 2006-04-28 | 0 | Installation date is after the lead ban |  |  |  |  | Non-Lead Plastic |  |  | Field inspection only with no records | Yes | Visual inspection at meter pit | 2022-12-23 |  | Non-Lead |  |  |  | Domestic
MTR_016650 | 18313 152ND AVE SE | LOT 60 CARRIAGEWOOD #1 |  |  | Non-Lead Plastic | No | 1980-06-01 | 0 | Field inspection only with no records | Yes | Visual inspection at meter pit | 2023-11-10 |  | Non-Lead Copper |  |  | Field inspection only with no records | Yes | Visual inspection at meter pit | 2023-11-10 |  | Non-Lead |  |  |  | Domestic
MTR_026231 | 20405 123RD CT SE | LOT 35 WHITNEY GLENN |  |  | Non-Lead - Other | No |  | 0 | Installation date is after the lead ban |  |  |  |  | Non-Lead - Other |  |  | Installation date is after the lead ban |  |  |  |  | Non-Lead |  |  |  | Domestic
MTR_028594 | 12359 SE 221ST ST | LOT 7 SUMMERGLEN #1 |  |  | Non-Lead - Other | No |  | 0 | Installation date is after the lead ban |  |  |  |  | Non-Lead - Other |  |  | Installation date is after the lead ban |  |  |  |  | Non-Lead |  |  |  | Domestic
MTR_018412 | 20404 90TH PL S | LOT 25 SOPHIA GLEN |  |  | Non-Lead - Other | No | 2009-07-07 | 0 | Installation date is after the lead ban |  |  |  |  | Non-Lead - Other |  |  | Installation date is after the lead ban |  |  |  |  | Non-Lead |  |  |  | Domestic
MTR_021663 | 13810 SE 193RD ST | LOT 24 FAIRWOOD FOREST (ROCK CREEK) |  |  | Non-Lead - Other | No |  | 0 | Rectified Plan | No |  |  |  | Non-Lead - Other |  |  | Installation date is after the lead ban |  |  |  |  | Non-Lead |  |  |  | Domestic
MTR_026948 | 22451 134TH PL SE | LOT 26 FERN CREST 2 |  |  | Non-Lead Plastic | No | 2005-09-02 | 0 | Field inspection only with no records | Yes | Visual inspection at meter pit | 2023-10-27 |  | Non-Lead Plastic |  |  | Field inspection only with no records | Yes | Visual inspection at meter pit | 2023-10-27 |  | Non-Lead |  |  |  | Domestic
MTR_018414 | 20401 90TH PL S | LOT 46 SOPHIA GLEN |  |  | Non-Lead - Other | No | 2009-07-07 | 0 | Installation date is after the lead ban |  |  |  |  | Non-Lead - Other |  |  | Installation date is after the lead ban |  |  |  |  | Non-Lead |  |  |  | Domestic
MTR_017237 | 17738 110TH PL SE | LOT 19 SERENITY RIDGE |  |  | Non-Lead Plastic | No | 2001-07-10 | 0 | Field inspection only with no records | Yes | Visual inspection at meter pit | 2023-07-30 |  | Non-Lead Plastic |  |  | Field inspection only with no records | Yes | Visual inspection at meter pit | 2023-07-30 |  | Non-Lead |  |  |  | Domestic
MTR_023858 | 10519 SE 219TH ST | L 4 B 2 MT.VIEW PARK 2 |  |  | Non-Lead - Other | No | 2004-04-20 | 0 | Rectified Plan |  |  |  |  | Non-Lead - Other |  |  | Statistical analysis |  |  |  |  | Non-Lead |  |  |  | Domestic
MTR_014938 | 16812 122ND AVE SE | L2 B3 CASCADE VISTA #1 |  |  | Non-Lead Plastic | No | 2010-10-25 | 1 | Field inspection only with no records | Yes | Visual inspection at meter pit | 2023-08-19 |  | Galvanized Requiring Replacement |  |  | Field inspection only with no records | Yes | Visual inspection at meter pit | 2023-08-19 |  | Galvanized Requiring Replacement |  |  |  | Domestic
MTR_027632 | 11653 SE 217TH PL | LOT 14 ROYAL CREST ESTATES |  |  | Non-Lead - Other | No | 2005-12-20 | 0 | Installation date is after the lead ban |  |  |  |  | Non-Lead - Other |  |  | Installation date is after the lead ban |  |  |  |  | Non-Lead |  |  |  | Domestic
MTR_008702 | 20224 108TH AVE SE | TAX LOT 176 SEC 5-22-5 |  |  | Non-Lead - Other | Unknown |  | 0 | Statistical analysis |  |  |  |  | Non-Lead - Other |  |  | Statistical analysis |  |  |  |  | Non-Lead |  |  |  | Assumed
MTR_010861 | 20411 90TH PL S | LOT 48 SOPHIA GLEN |  |  | Non-Lead - Other | No |  |  | Installation date is after the lead ban |  |  |  |  | Non-Lead - Other |  |  | Installation date is after the lead ban |  |  |  |  | Non-Lead
MTR_022547 | 11447 SE 195TH PL | LOT 92 PLATEAU @ PANTHER LAKE |  |  | Non-Lead Plastic | No | 2007-03-05 | 0 | Field inspection only with no records | Yes | Visual inspection at meter pit | 2023-09-29 |  | Non-Lead Plastic |  |  | Field inspection only with no records | Yes | Visual inspection at meter pit | 2023-09-29 |  | Non-Lead |  |  |  | Domestic
MTR_019212 | 19261 99TH PL S | L7 BLK 2 HI PARK TRACT |  |  | Non-Lead Plastic | No |  | 0 | Field inspection only with no records | Yes | Visual inspection at meter pit | 2023-09-23 |  | Non-Lead Plastic |  |  | Field inspection only with no records | Yes | Visual inspection at meter pit | 2023-09-23 |  | Non-Lead |  |  |  | Assumed
MTR_022550 | 11428 SE 195TH PL | LOT 63 PLATEAU @ PANTHER LAKE |  |  | Non-Lead Plastic | No | 2007-03-05 | 0 | Field inspection only with no records | Yes | Visual inspection at meter pit | 2023-09-29 |  | Non-Lead Plastic |  |  | Field inspection only with no records | Yes | Visual inspection at meter pit | 2023-09-29 |  | Non-Lead |  |  |  | Domestic
MTR_027137 | ENTRANCE****132ND/SE 226TH | ENTRANCE****132ND/SE 226TH |  |  | Non-Lead - Other | Unknown |  | 0 | Statistical analysis |  |  |  |  | Non-Lead - Other |  |  | Statistical analysis |  |  |  |  | Non-Lead |  |  |  | Assumed
MTR_019213 | 19240 99TH PL S | L4 BLK1 HI PARK TRACTS |  |  | Non-Lead - Other | No |  | 0 | Installation date is after the lead ban |  |  |  |  | Non-Lead - Other |  |  | Installation date is after the lead ban |  |  |  |  | Non-Lead |  |  |  | Assumed
MTR_022551 | 11434 SE 195TH PL | LOT 64 PLATEAU @ PANTHER LAKE |  |  | Non-Lead - Other | No | 2007-03-05 | 0 | Installation date is after the lead ban |  |  |  |  | Non-Lead - Other |  |  | Installation date is after the lead ban |  |  |  |  | Non-Lead |  |  |  | Domestic
MTR_020118 | 19229 99TH PL S | L4 BLK 2 HI PARK TRACT |  |  | Non-Lead - Other | No |  | 0 | Installation date is after the lead ban |  |  |  |  | Non-Lead - Other |  |  | Installation date is after the lead ban |  |  |  |  | Non-Lead |  |  |  | Assumed
MTR_011977 | 3616 MILL PL S | LOT 3 CEDAR AVENUE |  |  | Non-Lead - Other | No | 2004-12-14 | 0 | Installation date is after the lead ban |  |  |  |  | Non-Lead - Other |  |  | Installation date is after the lead ban |  |  |  |  | Non-Lead |  |  |  | Domestic
MTR_017523 | 11811 SE 176TH CT | LOT 2 PETROVISTA |  |  | Non-Lead Plastic | No | 2006-12-21 | 0 | Field inspection only with no records | Yes | Visual inspection at meter pit | 2023-10-13 |  | Non-Lead Plastic |  |  | Field inspection only with no records | Yes | Visual inspection at meter pit | 2023-10-13 |  | Non-Lead |  |  |  | Domestic
MTR_022544 | 19374 113TH AVE SE | LOT 74 PANTHER MEADOWS |  |  | Non-Lead - Other | No | 2004-07-26 | 0 | Installation date is after the lead ban |  |  |  |  | Non-Lead - Other |  |  | Installation date is after the lead ban |  |  |  |  | Non-Lead |  |  |  | Domestic
MTR_008709 | 18819 102ND AVE SE | TL 27 SEC W1/2 32-23-5 |  |  | Non-Lead Plastic | Unknown |  | 2 | Field inspection only with no records | Yes | Visual inspection at meter pit | 2023-01-21 |  | Non-Lead Plastic |  |  | Field inspection only with no records | Yes | Visual inspection at meter pit | 2023-01-21 |  | Non-Lead |  |  |  | Assumed
MTR_023665 | 20407 90TH PL S | LOT 47 SOPHIA GLEN |  |  | Non-Lead - Other | No | 2008-10-29 | 0 | Installation date is after the lead ban |  |  |  |  | Non-Lead - Other |  |  | Installation date is after the lead ban |  |  |  |  | Non-Lead |  |  |  | Domestic
MTR_029752 | 22618 111TH CT SE | L26 CLARKS GLEN |  |  | Non-Lead - Other | Unknown |  | 0 | Statistical analysis |  |  |  |  | Non-Lead Plastic |  |  | Field inspection only with no records | Yes | Visual inspection at meter pit | 2023-01-20 |  | Non-Lead |  |  |  | Assumed
MTR_014179 | 17583 110TH LN SE | BLDG 1 PALM COURT;1ST UNIT OF 2 |  |  | Non-Lead Plastic | No | 1998-06-18 | 1 | Field inspection only with no records | Yes | Visual inspection at meter pit | 2023-02-04 |  | Non-Lead Plastic |  |  | Field inspection only with no records | Yes | Visual inspection at meter pit | 2023-02-04 |  | Non-Lead |  |  |  | Domestic
MTR_018767 | 750 S 55TH ST | LOT 2 RENTON SHORT PLAT 059-85 |  |  | Non-Lead - Other | No | 2004-01-26 | 0 | Installation date is after the lead ban |  |  |  |  | Non-Lead - Other |  |  | Installation date is after the lead ban |  |  |  |  | Non-Lead |  |  |  | Domestic
MTR_019980 | 19208 101ST PL SE | LOT 21 TALBOT RIDGE ESTATES |  |  | Non-Lead - Other | No | 2009-08-19 | 0 | Installation date is after the lead ban |  |  |  |  | Non-Lead - Other |  |  | Installation date is after the lead ban |  |  |  |  | Non-Lead |  |  |  | Domestic
MTR_022094 | 19159 117TH PL SE | LOT 1 RATHINAM PLAT |  |  | Non-Lead - Other | No | 2007-09-28 | 0 | Rectified Plan | No |  |  |  | Non-Lead - Other |  |  | Installation date is after the lead ban |  |  |  |  | Non-Lead |  |  |  | Domestic
MTR_015025 | 11838 SE 170TH PL | L8 BL7 CASCADE VISTA #1 |  |  | Non-Lead - Other | No | 2010-10-25 | 1 | Rectified Plan |  |  |  |  | Non-Lead - Other |  |  | Statistical analysis |  |  |  |  | Non-Lead |  |  |  | Domestic
MTR_019216 | 19264 98TH AVE S | LOT 13 SPRINGBROOK TERRACE |  |  | Non-Lead Plastic | No |  | 0 | Field inspection only with no records | Yes | Visual inspection at meter pit | 2023-08-10 |  | Non-Lead - Other |  |  | Installation date is after the lead ban |  |  |  |  | Non-Lead |  |  |  | Assumed
MTR_022705 | 12106 SE 196TH ST-IRRIGATION | LOT 11 SPBROOK 5ACRES TR |  |  | Non-Lead Plastic | No | 2001-03-28 | 0 | Field inspection only with no records | Yes | Visual inspection at meter pit | 2023-11-30 |  | Non-Lead - Other |  |  | Statistical analysis |  |  |  |  | Non-Lead |  |  |  | Domestic
MTR_022107 | 11817 SE 191ST ST | LOT 44 JESSIE GLEN |  |  | Non-Lead - Other | No | 2007-07-19 | 0 | Rectified Plan | No |  |  |  | Non-Lead - Other |  |  | Installation date is after the lead ban |  |  |  |  | Non-Lead |  |  |  | Domestic
MTR_024834 | 14040 SE 202ND ST | L11 BLK2 FOWLERS ADD. |  |  | Non-Lead - Other | Unknown |  | 0 | Statistical analysis |  |  |  |  | Non-Lead - Other |  |  | Statistical analysis |  |  |  |  | Non-Lead |  |  |  | Assumed
MTR_016301 | 17620 157TH AVE SE | L23 CANDLEWOOD RIDGE #2 |  |  | Non-Lead Plastic | No | 1976-05-06 | 0 | Field inspection only with no records | Yes | Visual inspection at meter pit | 2023-11-30 |  | Non-Lead Plastic |  |  | Field inspection only with no records | Yes | Visual inspection at meter pit | 2023-11-30 |  | Non-Lead |  |  |  | Domestic
MTR_018417 | 9107 S 204TH PL | LOT 54 SOPHIA GLEN |  |  | Non-Lead - Other | No | 2009-07-07 | 0 | Installation date is after the lead ban |  |  |  |  | Non-Lead - Other |  |  | Installation date is after the lead ban |  |  |  |  | Non-Lead |  |  |  | Domestic
MTR_011973 | 1235 S 36TH ST | LOT 1 CEDAR AVENUE |  |  | Non-Lead Plastic | No | 2004-12-14 | 0 | Field inspection only with no records | Yes | Visual inspection at meter pit | 2023-02-03 |  | Non-Lead Plastic |  |  | Field inspection only with no records | Yes | Visual inspection at meter pit | 2023-02-03 |  | Non-Lead |  |  |  | Domestic
MTR_022642 | 19202 101ST PL SE | LOT 20 TALBOT RIDGE ESTATES |  |  | Non-Lead - Other | No | 2009-08-19 | 0 | Installation date is after the lead ban |  |  |  |  | Non-Lead - Other |  |  | Installation date is after the lead ban |  |  |  |  | Non-Lead |  |  |  | Domestic
MTR_028026 | 21707 120TH AVE SE | LOT 53 CROWN ROYAL |  |  | Non-Lead Plastic | No |  | 0 | Field inspection only with no records | Yes | Visual inspection at meter pit | 2023-09-16 |  | Non-Lead Plastic |  |  | Field inspection only with no records | Yes | Visual inspection at meter pit | 2023-09-16 |  | Non-Lead |  |  |  | Assumed
MTR_016303 | 15518 SE 176TH PL | L24 CANDLEWOOD RIDGE #2 |  |  | Non-Lead - Other | No | 1976-05-06 | 0 | Installation date is after the lead ban |  |  |  |  | Non-Lead - Other |  |  | Installation date is after the lead ban |  |  |  |  | Non-Lead |  |  |  | Domestic
MTR_022552 | 11465 SE 195TH PL | LOT 95 PLATEAU @ PANTHER LAKE |  |  | Non-Lead Plastic | No | 2007-03-05 | 0 | Field inspection only with no records | Yes | Visual inspection at meter pit | 2023-09-29 |  | Non-Lead Plastic |  |  | Field inspection only with no records | Yes | Visual inspection at meter pit | 2023-09-29 |  | Non-Lead |  |  |  | Domestic
MTR_018418 | 9123 S 204TH PL | LOT 56 SOPHIA GLEN |  |  | Non-Lead - Other | No | 2009-07-07 | 0 | Installation date is after the lead ban |  |  |  |  | Non-Lead - Other |  |  | Installation date is after the lead ban |  |  |  |  | Non-Lead |  |  |  | Domestic
MTR_028028 | 11803 SE 218TH PL | L 13 CROWN TERRACE |  |  | Non-Lead Plastic | No |  | 0 | Field inspection only with no records | Yes | Visual inspection at meter pit | 2023-09-16 |  | Non-Lead Plastic |  |  | Field inspection only with no records | Yes | Visual inspection at meter pit | 2023-09-16 |  | Non-Lead |  |  |  | Assumed
MTR_016304 | 17626 157TH AVE SE | L22 CANDLEWOOD RIDGE #2 |  |  | Non-Lead - Other | No | 1976-05-06 | 0 | Installation date is after the lead ban |  |  |  |  | Non-Lead - Other |  |  | Installation date is after the lead ban |  |  |  |  | Non-Lead |  |  |  | Domestic
MTR_022553 | 11459 SE 195TH PL | LOT 94 PLATEAU @ PANTHER LAKE |  |  | Non-Lead - Other | No | 2007-03-05 | 0 | Installation date is after the lead ban |  |  |  |  | Non-Lead - Other |  |  | Installation date is after the lead ban |  |  |  |  | Non-Lead |  |  |  | Domestic
MTR_027142 | 23206 125TH AVE SE | LOT 16 CORONADO KNOLLS A |  |  | Non-Lead - Other | No |  | 0 | Installation date is after the lead ban |  |  |  |  | Non-Lead - Other |  |  | Installation date is after the lead ban |  |  |  |  | Non-Lead |  |  |  | Domestic
MTR_018768 | 720 S 55TH ST | 9915-003690 |  |  | Non-Lead - Other | No | 2004-01-26 | 0 | Installation date is after the lead ban |  |  |  |  | Non-Lead - Other |  |  | Installation date is after the lead ban |  |  |  |  | Non-Lead |  |  |  | Domestic
MTR_022106 | 11811 SE 191ST ST | LOT 43 JESSIE GLEN |  |  | Non-Lead Plastic | No | 2007-07-19 | 0 | Field inspection only with no records | Yes | Visual inspection at meter pit | 2023-10-07 |  | Non-Lead Plastic |  |  | Field inspection only with no records | Yes | Visual inspection at meter pit | 2023-10-07 |  | Non-Lead |  |  |  | Domestic
MTR_016305 | 17632 157TH AVE SE | L21 CANDLEWOOD RIDGE #2 |  |  | Non-Lead - Other | No | 1976-05-06 | 0 | Installation date is after the lead ban |  |  |  |  | Non-Lead - Other |  |  | Installation date is after the lead ban |  |  |  |  | Non-Lead |  |  |  | Domestic
MTR_016869 | 17821 152ND PL SE | LOT 66 CANDLEWOOD RIDGE #5 |  |  | Non-Lead Plastic | No | 1978-02-01 | 0 | Field inspection only with no records | Yes | Visual inspection at meter pit | 2023-11-30 |  | Non-Lead Plastic |  |  | Field inspection only with no records | Yes | Visual inspection at meter pit | 2023-11-30 |  | Non-Lead |  |  |  | Domestic
MTR_020630 | 10456 SE 195TH ST | L2 BLK 2 OLYMPIC VISTA |  |  | Non-Lead - Other | Unknown |  | 0 | Statistical analysis |  |  |  |  | Non-Lead - Other |  |  | Statistical analysis |  |  |  |  | Non-Lead |  |  |  | Assumed
MTR_022554 | 11471 SE 195TH PL | LOT 96 PLATEAU @ PANTHER LAKE |  |  | Non-Lead Plastic | No | 2007-03-05 | 0 | Field inspection only with no records | Yes | Visual inspection at meter pit | 2023-10-24 |  | Non-Lead Plastic |  |  | Field inspection only with no records | Yes | Visual inspection at meter pit | 2023-10-24 |  | Non-Lead |  |  |  | Domestic
MTR_020165 | 19430 106TH AVE SE | PTN L22 PANTHER LK GR TR |  |  | Non-Lead - Other | Unknown |  | 0 | Statistical analysis |  |  |  |  | Non-Lead - Other |  |  | Statistical analysis |  |  |  |  | Non-Lead |  |  |  | Assumed
MTR_018419 | 9028 S 204TH PL | LOT 23 SOPHIA GLEN |  |  | Non-Lead - Other | No | 2009-07-07 | 0 | Installation date is after the lead ban |  |  |  |  | Non-Lead - Other |  |  | Installation date is after the lead ban |  |  |  |  | Non-Lead |  |  |  | Domestic
MTR_016873 | 15221 SE 179TH ST | LOT 72 CANDLEWOOD RIDGE #5 |  |  | Non-Lead - Other | No | 1978-02-01 | 0 | Installation date is after the lead ban |  |  |  |  | Non-Lead - Other |  |  | Installation date is after the lead ban |  |  |  |  | Non-Lead |  |  |  | Domestic
MTR_022558 | 11423 SE 195TH PL | LOT 88 PLATEAU @ PANTHER LAKE |  |  | Non-Lead - Other | No | 2007-03-05 | 0 | Installation date is after the lead ban |  |  |  |  | Non-Lead - Other |  |  | Installation date is after the lead ban |  |  |  |  | Non-Lead |  |  |  | Domestic
MTR_020166 | 19506 106TH AVE SE | POR L22 PANT LK GARD TRT |  |  | Non-Lead - Other | Unknown |  | 0 | Statistical analysis |  |  |  |  | Non-Lead - Other |  |  | Statistical analysis |  |  |  |  | Non-Lead |  |  |  | Assumed
MTR_018965 | 1125 S 47TH PL | LOT 5 PANTHER RIDGE |  |  | Non-Lead - Other | No | 2012-08-28 | 0 | Installation date is after the lead ban |  |  |  |  | Non-Lead - Other |  |  | Installation date is after the lead ban |  |  |  |  | Non-Lead |  |  |  | Domestic
MTR_011749 | 12828 SE 161ST ST | L15 STAFFORD HANSELL #10 |  |  | Non-Lead Plastic | No | 2016-06-22 | 0.75 | Field inspection only with no records | Yes | Visual inspection at meter pit | 2023-01-06 |  | Non-Lead - Other |  |  | Installation date is after the lead ban |  |  |  |  | Non-Lead |  |  |  | Domestic
MTR_022559 | 19473 115TH PL SE | LOT 66 PLATEAU @ PANTHER LAKE |  |  | Non-Lead Plastic | No | 2007-03-05 | 0 | Field inspection only with no records | Yes | Visual inspection at meter pit | 2023-09-29 |  | Non-Lead Plastic |  |  | Field inspection only with no records | Yes | Visual inspection at meter pit | 2023-09-29 |  | Non-Lead |  |  |  | Domestic
MTR_020137 | 10405 SE 194TH PL | L11 BLK 1 OLYMPIC VISTA |  |  | Non-Lead - Other | Unknown |  | 0 | Statistical analysis |  |  |  |  | Non-Lead - Other |  |  | Statistical analysis |  |  |  |  | Non-Lead |  |  |  | Assumed
MTR_010879 | 20147 110TH TER SE | LOT 112 VILA REAL |  |  | Non-Lead - Other | No | 2007-05-03 | 0 | Installation date is after the lead ban |  |  |  |  | Non-Lead - Other |  |  | Installation date is after the lead ban |  |  |  |  | Non-Lead |  |  |  | Domestic
MTR_011746 | 12844 SE 161ST ST | L12 STAFFORD HANSELL #10 |  |  | Non-Lead - Other | No | 2016-06-22 | 0.75 | Installation date is after the lead ban |  |  |  |  | Non-Lead - Other |  |  | Installation date is after the lead ban |  |  |  |  | Non-Lead |  |  |  | Domestic
MTR_022561 | 11441 SE 195TH PL | LOT 91 PLATEAU @ PANTHER LAKE |  |  | Non-Lead Plastic | No | 2007-03-05 | 0 | Field inspection only with no records | Yes | Visual inspection at meter pit | 2023-09-29 |  | Non-Lead Plastic |  |  | Field inspection only with no records | Yes | Visual inspection at meter pit | 2023-09-29 |  | Non-Lead |  |  |  | Domestic
MTR_022562 | 11453 SE 195TH PL | LOT 93 PLATEAU @ PANTHER LAKE |  |  | Non-Lead - Other | No | 2007-03-05 | 0 | Installation date is after the lead ban |  |  |  |  | Non-Lead - Other |  |  | Installation date is after the lead ban |  |  |  |  | Non-Lead |  |  |  | Domestic
MTR_026232 | 20414 123RD CT SE | LOT 41 WHITNEY GLEN |  |  | Non-Lead - Other | No |  | 0 | Installation date is after the lead ban |  |  |  |  | Non-Lead - Other |  |  | Installation date is after the lead ban |  |  |  |  | Non-Lead |  |  |  | Domestic
MTR_011747 | 12840 SE 161ST ST | L13 STAFFORD HANSELL #10 |  |  | Non-Lead - Other | No | 2016-06-22 | 0.75 | Installation date is after the lead ban |  |  |  |  | Non-Lead - Other |  |  | Installation date is after the lead ban |  |  |  |  | Non-Lead |  |  |  | Domestic
MTR_010882 | 20922 123RD PL SE | LOT 8 GLACIER III (EAST) |  |  | Non-Lead - Other | No |  | 0 | Installation date is after the lead ban |  |  |  |  | Non-Lead - Other |  |  | Installation date is after the lead ban |  |  |  |  | Non-Lead |  |  |  | Assumed
MTR_020139 | 19408 104TH AVE SE | L12 BLK 1 OLYMPIC VISTA |  |  | Non-Lead Plastic | Unknown |  | 0 | Field inspection only with no records | Yes | Visual inspection at meter pit | 2023-09-23 |  | Non-Lead Plastic |  |  | Field inspection only with no records | Yes | Visual inspection at meter pit | 2023-09-23 |  | Non-Lead |  |  |  | Assumed
MTR_019899 | 19164 110TH PL SE | BLDG 2 FORD TOWNHOMES (VILLAGE GATE) |  |  | Non-Lead Plastic | No | 1997-06-17 | 0 | Field inspection only with no records | Yes | Visual inspection at meter pit | 2023-09-29 |  | Non-Lead Plastic |  |  | Field inspection only with no records | Yes | Visual inspection at meter pit | 2023-09-29 |  | Non-Lead |  |  |  | Domestic
MTR_016306 | 15714 SE 178TH PL | LOT 9 CANDLEWOOD RIDGE #2 |  |  | Non-Lead - Other | No | 1976-05-06 | 0 | Installation date is after the lead ban |  |  |  |  | Non-Lead - Other |  |  | Installation date is after the lead ban |  |  |  |  | Non-Lead |  |  |  | Domestic
MTR_024933 | 12048 SE 210TH ST | LOT 2 AKA 10 GLACIER III (WEST) |  |  | Non-Lead - Other | No | 2009-05-03 | 0 | Installation date is after the lead ban |  |  |  |  | Non-Lead - Other |  |  | Installation date is after the lead ban |  |  |  |  | Non-Lead |  |  |  | Domestic
MTR_020142 | 10400 SE 194TH PL | TL243 W1/2 SEC 5-22-5 |  |  | Non-Lead - Other | Unknown |  | 0 | Statistical analysis |  |  |  |  | Non-Lead - Other |  |  | Statistical analysis |  |  |  |  | Non-Lead |  |  |  | Assumed
MTR_016164 | 15823 SE 182ND PL | LOT 26 CARRIAGEWOOD #8 |  |  | Non-Lead Plastic | No | 1983-07-01 | 0 | Field inspection only with no records | Yes | Visual inspection at meter pit | 2023-11-10 |  | Non-Lead Plastic |  |  | Field inspection only with no records | Yes | Visual inspection at meter pit | 2023-11-10 |  | Non-Lead |  |  |  | Domestic
MTR_016308 | 17716 157TH AVE SE | L14 CANDLEWOOD RIDGE #2 |  |  | Non-Lead - Other | No | 1976-05-06 | 0 | Installation date is after the lead ban |  |  |  |  | Non-Lead - Other |  |  | Installation date is after the lead ban |  |  |  |  | Non-Lead |  |  |  | Domestic
MTR_029123 | 21003 123RD PL SE | LOT 5 GLACIER III (EAST) |  |  | Non-Lead - Other | No | 2009-05-03 | 0 | Installation date is after the lead ban |  |  |  |  | Non-Lead - Other |  |  | Installation date is after the lead ban |  |  |  |  | Non-Lead |  |  |  | Domestic
MTR_028031 | 21815 121ST PL SE | LOT 15 GLENCARIN TRACE |  |  | Non-Lead - Other | No |  | 0 | Installation date is after the lead ban |  |  |  |  | Non-Lead - Other |  |  | Installation date is after the lead ban |  |  |  |  | Non-Lead |  |  |  | Domestic
MTR_019900 | 19178 110TH PL SE | BLDG 1 FORD TOWNHOMES (VILLAGE GATE) |  |  | Non-Lead Plastic | No | 1997-06-17 | 0 | Field inspection only with no records | Yes | Visual inspection at meter pit | 2023-09-29 |  | Non-Lead Plastic |  |  | Field inspection only with no records | Yes | Visual inspection at meter pit | 2023-09-29 |  | Non-Lead |  |  |  | Domestic
MTR_016874 | 15209 SE 176TH PL | LOT 45 CANDLEWOOD RIDGE #5 |  |  | Non-Lead - Other | No | 1978-02-01 | 0 | Installation date is after the lead ban |  |  |  |  | Non-Lead - Other |  |  | Installation date is after the lead ban |  |  |  |  | Non-Lead |  |  |  | Domestic
MTR_016875 | 15215 SE 176TH PL | LOT 46 CANDLEWOOD RIDGE #5 |  |  | Non-Lead Plastic | No | 1978-02-01 | 0 | Field inspection only with no records | Yes | Visual inspection at meter pit | 2023-11-30 |  | Non-Lead Plastic |  |  | Field inspection only with no records | Yes | Visual inspection at meter pit | 2023-11-30 |  | Non-Lead |  |  |  | Domestic
MTR_027543 | 12129 SE 219TH PL | LOT 53 GLEN MAR |  |  | Non-Lead - Plastic | No | 1975-04-29 | 1 | Rectified Plan | No |  |  |  | Non-Lead - Other |  |  | Installation date is after the lead ban |  |  |  |  | Non-Lead |  |  |  | Domestic
MTR_016649 | 15224 SE 183RD DR | LOT 21 CARRIAGEWOOD #1 |  |  | Non-Lead Plastic | No | 1980-06-01 | 0 | Field inspection only with no records | Yes | Visual inspection at meter pit | 2023-11-30 |  | Non-Lead Plastic |  |  | Field inspection only with no records | Yes | Visual inspection at meter pit | 2023-11-30 |  | Non-Lead |  |  |  | Domestic
MTR_027579 | 21739 123RD AVE SE | LOT 42 GLEN MAR |  |  | Non-Lead - Plastic | No | 1975-04-29 | 1 | Rectified Plan | No |  |  |  | Non-Lead - Other |  |  | Installation date is after the lead ban |  |  |  |  | Non-Lead |  |  |  | Domestic
MTR_019321 | 9500 S 198TH ST | L7 SPBROOK RANCHETTES #1 |  |  | Non-Lead - Other | No |  | 0 | Installation date is after the lead ban |  |  |  |  | Non-Lead - Other |  |  | Installation date is after the lead ban |  |  |  |  | Non-Lead |  |  |  | Assumed
MTR_016876 | 15227 SE 176TH PL | LOT 48 CANDLEWOOD RIDGE #5 |  |  | Non-Lead - Other | No | 1978-02-01 | 0 | Installation date is after the lead ban |  |  |  |  | Non-Lead - Other |  |  | Installation date is after the lead ban |  |  |  |  | Non-Lead |  |  |  | Domestic
MTR_018479 | 20313 97TH PL S | LOT 2 PAZOOKI SHORT PLAT |  |  | Non-Lead - Other | No | 2009-03-27 | 0 | Installation date is after the lead ban |  |  |  |  | Non-Lead - Other |  |  | Installation date is after the lead ban |  |  |  |  | Non-Lead |  |  |  | Domestic
MTR_026950 | 22475 134TH PL SE | LOT 23 FERN CREST 2 |  |  | Non-Lead Plastic | No | 2005-09-02 | 0 | Field inspection only with no records | Yes | Visual inspection at meter pit | 2023-10-27 |  | Non-Lead Plastic |  |  | Field inspection only with no records | Yes | Visual inspection at meter pit | 2023-10-27 |  | Non-Lead |  |  |  | Domestic
MTR_024934 | 12049 SE 210TH ST | LOT 5 AKA 13 GLACIER III (WEST) |  |  | Non-Lead - Other | No | 2009-05-03 | 0 | Installation date is after the lead ban |  |  |  |  | Non-Lead - Other |  |  | Installation date is after the lead ban |  |  |  |  | Non-Lead |  |  |  | Domestic
MTR_016476 | 15940 SE 176TH PL | LOT 66 CANDLEWOOD #1 |  |  | Non-Lead - Other | No |  | 0 | Installation date is after the lead ban |  |  |  |  | Non-Lead - Other |  |  | Installation date is after the lead ban |  |  |  |  | Non-Lead |  |  |  | Domestic
MTR_017896 | 13325 SE 177TH CT | LOT 37 FAIRWOOD GROVES CONDOS |  |  | Non-Lead Plastic | No | 1998-02-27 | 0 | Field inspection only with no records | Yes | Visual inspection at meter pit | 2023-10-07 |  | Non-Lead Plastic |  |  | Field inspection only with no records | Yes | Visual inspection at meter pit | 2023-10-07 |  | Non-Lead |  |  |  | Domestic
MTR_026951 | 22427 134TH PL SE | LOT 29 FERN CREST 2 |  |  | Non-Lead - Other | No | 2005-09-02 | 0 | Installation date is after the lead ban |  |  |  |  | Non-Lead - Other |  |  | Installation date is after the lead ban |  |  |  |  | Non-Lead |  |  |  | Domestic
MTR_017549 | 18307 121ST PL SE | LOT 6 BENSON TRAILS |  |  | Non-Lead - Other | No | 2010-01-14 | 0 | Installation date is after the lead ban |  |  |  |  | Non-Lead - Other |  |  | Installation date is after the lead ban |  |  |  |  | Non-Lead |  |  |  | Domestic
MTR_016479 | 15908 SE 176TH PL | L72 CANDLEWOOD RIDGE#1 |  |  | Non-Lead Plastic | No |  | 0 | Field inspection only with no records | Yes | Visual inspection at meter pit | 2023-11-30 |  | Non-Lead Plastic |  |  | Field inspection only with no records | Yes | Visual inspection at meter pit | 2023-11-30 |  | Non-Lead |  |  |  | Domestic
MTR_017851 | 12831 SE 176TH ST | LOT 18 EMERALD VISTA |  |  | Non-Lead Plastic | No | 2001-03-01 | 0 | Field inspection only with no records | Yes | Visual inspection at meter pit | 2023-11-17 |  | Non-Lead Plastic |  |  | Field inspection only with no records | Yes | Visual inspection at meter pit | 2023-11-17 |  | Non-Lead |  |  |  | Domestic
MTR_017550 | 18313 121ST PL SE | LOT 5 BENSON TRAILS |  |  | Non-Lead - Other | No | 2010-01-14 | 0 | Installation date is after the lead ban |  |  |  |  | Non-Lead - Other |  |  | Installation date is after the lead ban |  |  |  |  | Non-Lead |  |  |  | Domestic
MTR_011245 | 16609 113TH AVE SE | LOT 2 WILKINS WOOD |  |  | Non-Lead Plastic | No | 2006-09-18 | 0 | Field inspection only with no records | Yes | Visual inspection at meter pit | 2022-12-31 |  | Non-Lead Plastic |  |  | Field inspection only with no records | Yes | Visual inspection at meter pit | 2022-12-31 |  | Non-Lead |  |  |  | Domestic
MTR_022563 | 11462 SE 194TH ST | LOT 4 PLATEAU @ PANTHER LAKE |  |  | Non-Lead - Other | No | 2007-03-05 | 0 | Installation date is after the lead ban |  |  |  |  | Non-Lead - Other |  |  | Installation date is after the lead ban |  |  |  |  | Non-Lead |  |  |  | Domestic
MTR_026952 | 22492 133RD AVE SE | LOT 42 FERN CREST 2 |  |  | Non-Lead - Other | No | 2005-09-02 | 0 | Installation date is after the lead ban |  |  |  |  | Non-Lead - Other |  |  | Installation date is after the lead ban |  |  |  |  | Non-Lead |  |  |  | Domestic
MTR_027052 | 22640 128TH PL SE | LOT 62 FERN CREST WEST |  |  | Non-Lead - Other | No | 2006-04-28 | 0 | Installation date is after the lead ban |  |  |  |  | Non-Lead - Other |  |  | Installation date is after the lead ban |  |  |  |  | Non-Lead |  |  |  | Domestic
MTR_029858 | 14115 SE 238TH LN | LOT 46 VILLAGE AT SOOS CREEK |  |  | Non-Lead - Other | No |  | 0 | Installation date is after the lead ban |  |  |  |  | Non-Lead - Other |  |  | Installation date is after the lead ban |  |  |  |  | Non-Lead |  |  |  | Assumed
MTR_010428 | 23630 124TH AVE SE | LOT 18 GAGES GROVE |  |  | Non-Lead - Other | No | 2005-08-18 | 0 | Rectified Plan | No |  |  |  | Non-Lead - Other |  |  | Installation date is after the lead ban |  |  |  |  | Non-Lead |  |  |  | Domestic
MTR_020123 | 19226 102ND AVE SE | TL137 SEC W1/2 5-22-5 |  |  | Non-Lead - Other | Unknown |  | 0 | Statistical analysis |  |  |  |  | Non-Lead - Other |  |  | Statistical analysis |  |  |  |  | Non-Lead |  |  |  | Assumed
MTR_027053 | 22519 129TH PL SE | LOT 30 FERN CREST WEST |  |  | Non-Lead Plastic | No | 2006-04-28 | 0 | Field inspection only with no records | Yes | Visual inspection at meter pit | 2023-08-26 |  | Non-Lead Plastic |  |  | Field inspection only with no records | Yes | Visual inspection at meter pit | 2023-08-26 |  | Non-Lead |  |  |  | Domestic
MTR_029765 | 11628 SE 229TH PL | LOT 19 HUNTERS RUN TOO |  |  | Non-Lead Plastic | No |  | 0 | Field inspection only with no records | Yes | Visual inspection at meter pit | 2023-11-30 |  | Non-Lead Plastic |  |  | Field inspection only with no records | Yes | Visual inspection at meter pit | 2023-11-30 |  | Non-Lead |  |  |  | Domestic
MTR_022565 | 19455 115TH PL SE | LOT 69 PLATEAU @ PANTHER LAKE |  |  | Non-Lead - Other | No | 2007-03-05 | 0 | Installation date is after the lead ban |  |  |  |  | Non-Lead - Other |  |  | Installation date is after the lead ban |  |  |  |  | Non-Lead |  |  |  | Domestic
MTR_020167 | 10430 SE 194TH PL | L6 BLK 2 OLYMPIC VISTA |  |  | Non-Lead - Other | Unknown |  | 0 | Statistical analysis |  |  |  |  | Non-Lead - Other |  |  | Statistical analysis |  |  |  |  | Non-Lead |  |  |  | Assumed
MTR_030138 | 15820 124TH AVE SE | LOT 3 BLOCK 6 CASCADE VILLAGE #2 |  |  | Non-Lead - Other | No | 2016-06-22 | 0.75 | Rectified Plan |  |  |  |  | Non-Lead - Other |  |  | Statistical analysis |  |  |  |  | Non-Lead |  |  |  | Domestic
MTR_027526 | 23607 138TH AVE SE | LOT 31 NORTHPEAK CREST |  |  | Non-Lead Plastic | No | 1979-07-01 | 0 | Field inspection only with no records | Yes | Visual inspection at meter pit | 2023-10-16 |  | Non-Lead Plastic |  |  | Field inspection only with no records | Yes | Visual inspection at meter pit | 2023-10-16 |  | Non-Lead |  |  |  | Domestic
MTR_022567 | 19461 115TH PL SE | LOT 68 PLATEAU @ PANTHER LAKE |  |  | Non-Lead Plastic | No | 2007-03-05 | 0 | Field inspection only with no records | Yes | Visual inspection at meter pit | 2023-09-29 |  | Non-Lead Plastic |  |  | Field inspection only with no records | Yes | Visual inspection at meter pit | 2023-09-29 |  | Non-Lead |  |  |  | Domestic
MTR_019967 | 19968 101ST AVE SE | LOT 11 WATERSHED TERRACE |  |  | Non-Lead - Other | No | 2003-08-27 | 0 | Installation date is after the lead ban |  |  |  |  | Non-Lead - Other |  |  | Installation date is after the lead ban |  |  |  |  | Non-Lead |  |  |  | Domestic
MTR_030134 | 12359 SE 158TH ST | L8 B4 CASCADE VILLAGE 2 |  |  | Non-Lead Plastic | No | 2016-06-22 | 0.75 | Field inspection only with no records | Yes | Visual inspection at meter pit | 2023-01-06 |  | Galvanized Requiring Replacement |  |  | Field inspection only with no records | Yes | Visual inspection at meter pit | 2023-01-06 |  | Galvanized Requiring Replacement |  |  |  | Domestic
MTR_010894 | 11805 SE 233RD ST | LOT 26 PINERIDGE |  |  | Non-Lead - Other | No | 2008-09-03 | 0 | Rectified Plan | No |  |  |  | Non-Lead - Other |  |  | Installation date is after the lead ban |  |  |  |  | Non-Lead |  |  |  | Domestic
MTR_028625 | 12416 SE 218TH PL | LOT 29 PARKWAY EST. |  |  | Non-Lead Plastic | No | 1978-07-26 | 0 | Field inspection only with no records | Yes | Visual inspection at meter pit | 2023-10-21 |  | Non-Lead Plastic |  |  | Field inspection only with no records | Yes | Visual inspection at meter pit | 2023-10-21 |  | Non-Lead |  |  |  | Domestic
MTR_022569 | 19472 115TH PL SE | LOT 98 PLATEAU @ PANTHER LAKE |  |  | Non-Lead - Other | No | 2007-03-05 | 0 | Installation date is after the lead ban |  |  |  |  | Non-Lead - Other |  |  | Installation date is after the lead ban |  |  |  |  | Non-Lead |  |  |  | Domestic
MTR_011501 | 16625 126TH PL SE | L 90 CASCADE HILLS 8 |  |  | Non-Lead - Other | Unknown |  | 1 | Statistical analysis |  |  |  |  | Non-Lead - Other |  |  | Statistical analysis |  |  |  |  | Non-Lead |  |  |  | Domestic
MTR_028627 | 12415 SE 218TH PL | LOT 28 PARKWAY EST. |  |  | Non-Lead Plastic | No | 1978-07-26 | 0 | Field inspection only with no records | Yes | Visual inspection at meter pit | 2023-10-21 |  | Non-Lead Plastic |  |  | Field inspection only with no records | Yes | Visual inspection at meter pit | 2023-10-21 |  | Non-Lead |  |  |  | Domestic
MTR_011964 | 3512 MILL PL S | LOT 48 CEDAR AVENUE |  |  | Non-Lead - Other | No |  | 0.75 | Installation date is after the lead ban |  |  |  |  | Non-Lead - Other |  |  | Installation date is after the lead ban |  |  |  |  | Non-Lead |  |  |  | Assumed
MTR_014962 | 16958 121ST AVE SE | L11 BL4 CASCADE VISTA#1 |  |  | Non-Lead - Other | No | 2002-05-02 | 0 | Rectified Plan |  |  |  |  | Non-Lead - Other |  |  | Statistical analysis |  |  |  |  | Non-Lead |  |  |  | Domestic
MTR_028628 | 21724 124TH AVE SE | LOT 32 PARKWAY ESTATES |  |  | Non-Lead - Other | No | 1978-07-26 | 0 | Installation date is after the lead ban |  |  |  |  | Non-Lead - Other |  |  | Installation date is after the lead ban |  |  |  |  | Non-Lead |  |  |  | Domestic
MTR_010895 | 19422 108TH AVE SE | 9919-003990 |  |  | Non-Lead - Other | Unknown |  | 0 | Statistical analysis |  |  |  |  | Non-Lead - Other |  |  | Statistical analysis |  |  |  |  | Non-Lead |  |  |  | Assumed
MTR_027126 | 22806 135TH AVE SE | LOT 6 BLK 2 STARCREST DIVISION 2 |  |  | Non-Lead - Other | No | 2005-06-17 | 0 | Installation date is after the lead ban |  |  |  |  | Non-Lead - Other |  |  | Installation date is after the lead ban |  |  |  |  | Non-Lead |  |  |  | Domestic
MTR_028629 | 12405 SE 218TH PL | LOT 26 PARKWAY EST |  |  | Non-Lead Plastic | No | 1978-07-26 | 0 | Field inspection only with no records | Yes | Visual inspection at meter pit | 2023-10-21 |  | Non-Lead Plastic |  |  | Field inspection only with no records | Yes | Visual inspection at meter pit | 2023-10-21 |  | Non-Lead |  |  |  | Domestic
MTR_022037 | 19038 120TH AVE SE | 9921-004580 |  |  | Non-Lead - Other | Unknown |  | 0 | Relative Placement | No |  |  |  | Non-Lead - Other |  |  | Statistical analysis |  |  |  |  | Non-Lead |  |  |  | Assumed
MTR_022941 | 19607 122ND PL SE | L39 VISTA VIEW HGTS #2 |  |  | Non-Lead - Other | No |  | 0 | Installation date is after the lead ban |  |  |  |  | Non-Lead Plastic |  |  | Field inspection only with no records | Yes | Visual inspection at meter pit | 2023-01-14 |  | Non-Lead |  |  |  | Domestic
MTR_028630 | 12411 SE 218TH PL | LOT 27 PARKWAY EST. |  |  | Non-Lead Plastic | No | 1978-07-26 | 0 | Field inspection only with no records | Yes | Visual inspection at meter pit | 2023-10-21 |  | Non-Lead Plastic |  |  | Field inspection only with no records | Yes | Visual inspection at meter pit | 2023-10-21 |  | Non-Lead |  |  |  | Domestic
MTR_022060 | 11711 SE 189TH PL | LOT 29 JESSIE GLEN |  |  | Non-Lead Plastic | No | 2007-07-19 | 0 | Field inspection only with no records | Yes | Visual inspection at meter pit | 2023-10-07 |  | Non-Lead Plastic |  |  | Field inspection only with no records | Yes | Visual inspection at meter pit | 2023-10-07 |  | Non-Lead |  |  |  | Domestic
MTR_018421 | 20327 91ST PL S | LOT 19 SOPHIA GLEN |  |  | Non-Lead - Other | No | 2009-07-07 | 0 | Installation date is after the lead ban |  |  |  |  | Non-Lead - Other |  |  | Installation date is after the lead ban |  |  |  |  | Non-Lead |  |  |  | Domestic
MTR_030135 | 15815 124TH AVE SE | L9 B4 CASCADE VILLAGE 2 |  |  | Non-Lead - Other | No | 2016-06-22 | 0.75 | Rectified Plan |  |  |  |  | Non-Lead - Other |  |  | Statistical analysis |  |  |  |  | Non-Lead |  |  |  | Domestic
MTR_027609 | 12306 SE 217TH PL | LOT 34 GLEN MAR |  |  | Non-Lead Plastic | No | 1975-04-29 | 1 | Field inspection only with no records | Yes | Visual inspection at meter pit | 2023-01-06 |  | Non-Lead Plastic |  |  | Field inspection only with no records | Yes | Visual inspection at meter pit | 2023-01-06 |  | Non-Lead |  |  |  | Domestic
MTR_022170 | 11820 SE 188TH ST | LOT B S91LO189 |  |  | Non-Lead - Other | No |  | 0 | Installation date is after the lead ban |  |  |  |  | Non-Lead - Other |  |  | Installation date is after the lead ban |  |  |  |  | Non-Lead |  |  |  | Assumed
MTR_027127 | 23149 128TH PL SE | LOT 26 MISTY MEADOWS #1 |  |  | Non-Lead Plastic | No |  | 0 | Field inspection only with no records | Yes | Visual inspection at meter pit | 2023-09-01 |  | Non-Lead Plastic |  |  | Field inspection only with no records | Yes | Visual inspection at meter pit | 2023-09-01 |  | Non-Lead |  |  |  | Domestic
MTR_011738 | 12831 SE 161ST ST | L4 STAFFORD HANSELL #10 |  |  | Non-Lead - Other | No | 2016-06-22 | 0.75 | Installation date is after the lead ban |  |  |  |  | Non-Lead - Other |  |  | Installation date is after the lead ban |  |  |  |  | Non-Lead |  |  |  | Domestic
MTR_011739 | 12837 SE 161ST ST | L5 STAFFORD HANSELL #10 |  |  | Non-Lead Plastic | No | 2016-06-22 | 0.75 | Field inspection only with no records | Yes | Visual inspection at meter pit | 2023-01-06 |  | Galvanized Requiring Replacement |  |  | Field inspection only with no records | Yes | Visual inspection at meter pit | 2023-01-06 |  | Galvanized Requiring Replacement |  |  |  | Domestic
MTR_015468 | 12747 SE 173RD PL | UNIT 7A LA FORTUNA TOWNHOMES |  |  | Non-Lead Plastic | No | 2007-05-29 | 0 | Field inspection only with no records | Yes | Visual inspection at meter pit | 2023-08-19 |  | Non-Lead Plastic |  |  | Field inspection only with no records | Yes | Visual inspection at meter pit | 2023-08-19 |  | Non-Lead |  |  |  | Domestic
MTR_021812 | 13329 SE 196TH ST | TAX LOT 33 OF 3-22-5 |  |  | Non-Lead - Other | Unknown |  | 0 | Rectified Plan | No |  |  |  | Non-Lead - Other |  |  | Statistical analysis |  |  |  |  | Non-Lead |  |  |  | Domestic
MTR_027611 | 12226 SE 217TH PL | LOT 32 GLEN MAR |  |  | Non-Lead - Plastic | No | 1975-04-29 | 1 | Rectified Plan | No |  |  |  | Non-Lead Plastic |  |  | Field inspection only with no records | Yes | Visual inspection at meter pit | 2022-12-23 |  | Non-Lead |  |  |  | Domestic
MTR_024744 | 13915 SE 201ST CT | LOT 12 KENTRIDGE PLACE |  |  | Non-Lead - Other | No | 1997-01-08 | 0 | Installation date is after the lead ban |  |  |  |  | Non-Lead - Other |  |  | Installation date is after the lead ban |  |  |  |  | Non-Lead |  |  |  | Domestic
MTR_011743 | 12855 SE 161ST ST | L9 STAFFORD HANSELL #10 |  |  | Non-Lead - Other | No | 2016-06-22 | 0.75 | Installation date is after the lead ban |  |  |  |  | Non-Lead - Other |  |  | Installation date is after the lead ban |  |  |  |  | Non-Lead |  |  |  | Domestic
MTR_010443 | 23624 126TH PL SE | LOT 22 WINSBERG HAVEN (FIELDSTONE) |  |  | Non-Lead Plastic | No | 1995-08-22 | 0 | Field inspection only with no records | Yes | Visual inspection at meter pit | 2023-09-15 |  | Non-Lead Plastic |  |  | Field inspection only with no records | Yes | Visual inspection at meter pit | 2023-09-15 |  | Non-Lead |  |  |  | Domestic
MTR_027608 | 12312 SE 217TH PL | LOT 35 GLEN MAR |  |  | Non-Lead Plastic | No | 1975-04-29 | 1 | Field inspection only with no records | Yes | Visual inspection at meter pit | 2023-09-16 |  | Non-Lead Plastic |  |  | Field inspection only with no records | Yes | Visual inspection at meter pit | 2023-09-16 |  | Non-Lead |  |  |  | Domestic
MTR_019923 | 11205 SE 190TH PL | LOT 3 KCSP S90S0211 (CHINQUAPIN RIDGE) |  |  | Non-Lead Plastic | No | 1995-09-19 | 0 | Field inspection only with no records | Yes | Visual inspection at meter pit | 2023-01-27 |  | Non-Lead Plastic |  |  | Field inspection only with no records | Yes | Visual inspection at meter pit | 2023-01-27 |  | Non-Lead |  |  |  | Domestic
MTR_011737 | 12825 SE 161ST ST | L3 STAFFORD HANSELL #10 |  |  | Non-Lead - Other | No | 2016-06-22 | 0.75 | Installation date is after the lead ban |  |  |  |  | Non-Lead - Other |  |  | Installation date is after the lead ban |  |  |  |  | Non-Lead |  |  |  | Domestic
MTR_020052 | 20425 105TH AVE SE | LOT 4 KAYWOOD ESTATES 2 |  |  | Non-Lead - Other | No | 1998-02-02 | 0 | Installation date is after the lead ban |  |  |  |  | Non-Lead - Other |  |  | Installation date is after the lead ban |  |  |  |  | Non-Lead |  |  |  | Domestic
MTR_027583 | 12213 SE 217TH PL | LOT 39 GLEN MAR |  |  | Non-Lead - Plastic | No | 1975-04-29 | 1 | Rectified Plan | No |  |  |  | Non-Lead - Other |  |  | Installation date is after the lead ban |  |  |  |  | Non-Lead |  |  |  | Domestic
MTR_010904 | 12302 SE 237TH PL | LOT 16 OAKDALE |  |  | Non-Lead Plastic | No | 1989-04-20 | 0 | Field inspection only with no records | Yes | Visual inspection at meter pit | 2023-06-15 |  | Non-Lead Plastic |  |  | Field inspection only with no records | Yes | Visual inspection at meter pit | 2023-06-15 |  | Non-Lead |  |  |  | Domestic
MTR_011740 | 12843 SE 161ST ST | L6 STAFFORD HANSELL#10 |  |  | Non-Lead Plastic | No | 2016-06-22 | 0.75 | Field inspection only with no records | Yes | Visual inspection at meter pit | 2023-01-06 |  | Galvanized Requiring Replacement |  |  | Field inspection only with no records | Yes | Visual inspection at meter pit | 2023-01-06 |  | Galvanized Requiring Replacement |  |  |  | Domestic
MTR_028862 | 10840 SE 217TH ST | L2 B3 TWIN MAPLES |  |  | Non-Lead - Other | Unknown |  | 0 | Statistical analysis |  |  |  |  | Non-Lead Plastic |  |  | Field inspection only with no records | Yes | Visual inspection at meter pit | 2023-01-14 |  | Non-Lead |  |  |  | Assumed
MTR_010448 | 23601 126TH PL SE | LOT 28 WINSBERG HAVEN (FIELDSTONE) |  |  | Non-Lead Plastic | No | 1995-08-22 | 0 | Field inspection only with no records | Yes | Visual inspection at meter pit | 2023-09-15 |  | Non-Lead Plastic |  |  | Field inspection only with no records | Yes | Visual inspection at meter pit | 2023-09-15 |  | Non-Lead |  |  |  | Domestic
MTR_020486 | 20402 104TH AVE SE | LOT 21 TODDS ADDITION |  |  | Non-Lead - Other | No |  | 0 | Installation date is after the lead ban |  |  |  |  | Non-Lead - Other |  |  | Installation date is after the lead ban |  |  |  |  | Non-Lead |  |  |  | Domestic
MTR_030066 | 12389 SE 160TH ST | L1 BK4 CASCADE VILLAGE#3 |  |  | Non-Lead Plastic | No | 2016-06-22 | 0.75 | Field inspection only with no records | Yes | Visual inspection at meter pit | 2023-01-06 |  | Galvanized Requiring Replacement |  |  | Field inspection only with no records | Yes | Visual inspection at meter pit | 2023-01-06 |  | Galvanized Requiring Replacement |  |  |  | Domestic
MTR_018469 | 20029 95TH PL S | LOT 2 BRIARMOUNT |  |  | Non-Lead - Other | No | 1998-08-21 | 0 | Installation date is after the lead ban |  |  |  |  | Non-Lead - Other |  |  | Installation date is after the lead ban |  |  |  |  | Non-Lead |  |  |  | Domestic
MTR_026953 | 13269 SE 225TH PL | LOT 47 FERN CREST 2 |  |  | Non-Lead Plastic | No | 2005-09-02 | 0 | Field inspection only with no records | Yes | Visual inspection at meter pit | 2023-10-27 |  | Non-Lead Plastic |  |  | Field inspection only with no records | Yes | Visual inspection at meter pit | 2023-10-27 |  | Non-Lead |  |  |  | Domestic
MTR_014201 | 10821 SE 172ND ST #4D | UNIT D KELSEY CT CONDOS |  |  | Non-Lead - Copper | No |  | 1 | Converted CAD | No |  |  |  | Non-Lead - Other |  |  | Installation date is after the lead ban |  |  |  |  | Non-Lead |  |  |  | Domestic
MTR_014753 | 12901 SE 158TH PL | LOT 71 FAIRLANE WOODS |  |  | Non-Lead - Other | No | 1978-09-22 | 0 | Installation date is after the lead ban |  |  |  |  | Non-Lead - Other |  |  | Installation date is after the lead ban |  |  |  |  | Non-Lead |  |  |  | Domestic
MTR_010907 | 20015 124TH AVE SE | TAX LOTS 110 & 128 SECTION 4-22-5 |  |  | Non-Lead - Other | No |  | 0 | Installation date is after the lead ban |  |  |  |  | Non-Lead - Other |  |  | Installation date is after the lead ban |  |  |  |  | Non-Lead |  |  |  | Assumed
MTR_026954 | 13221 SE 225TH PL | LOT 53 FERN CREST 2 |  |  | Non-Lead - Other | No | 2005-09-02 | 0 | Installation date is after the lead ban |  |  |  |  | Non-Lead - Other |  |  | Installation date is after the lead ban |  |  |  |  | Non-Lead |  |  |  | Domestic
MTR_010452 | 20301 91ST PL S | LOT 14 SOPHIA GLEN |  |  | Non-Lead - Other | No |  |  | Installation date is after the lead ban |  |  |  |  | Non-Lead - Other |  |  | Installation date is after the lead ban |  |  |  |  | Non-Lead
MTR_015150 | 16024 123RD AVE SE | L3 B3 CASCADE VILLAGE 2 |  |  | Non-Lead Plastic | No | 2014-04-16 | 1 | Field inspection only with no records | Yes | Visual inspection at meter pit | 2023-01-06 |  | Galvanized Requiring Replacement |  |  | Field inspection only with no records | Yes | Visual inspection at meter pit | 2023-01-06 |  | Galvanized Requiring Replacement |  |  |  | Domestic
MTR_022673 | 19528 120TH PL SE | LOT 4 SPRINGBROOK PH 2 |  |  | Non-Lead - Other | No | 2013-04-30 | 0 | Installation date is after the lead ban |  |  |  |  | Non-Lead - Other |  |  | Installation date is after the lead ban |  |  |  |  | Non-Lead |  |  |  | Domestic
MTR_026955 | 22457 133RD AVE SE | LOT 69 FERN CREST 2 |  |  | Non-Lead Plastic | No | 2005-09-02 | 0 | Field inspection only with no records | Yes | Visual inspection at meter pit | 2022-12-31 |  | Non-Lead Plastic |  |  | Field inspection only with no records | Yes | Visual inspection at meter pit | 2022-12-31 |  | Non-Lead |  |  |  | Domestic
MTR_015090 | 11860 SE 160TH ST | L13 BLK5 CASCADE VISTA#2 |  |  | Non-Lead - Other | No | 2014-04-16 | 0 | Rectified Plan |  |  |  |  | Non-Lead - Other |  |  | Statistical analysis |  |  |  |  | Non-Lead |  |  |  | Domestic
MTR_029916 | 12325 SE 160TH ST | L5 BK3 CASCADE VILLAGE#2 |  |  | Non-Lead Plastic | No | 2016-06-22 | 0.75 | Field inspection only with no records | Yes | Visual inspection at meter pit | 2023-01-06 |  | Galvanized Requiring Replacement |  |  | Field inspection only with no records | Yes | Visual inspection at meter pit | 2023-01-06 |  | Galvanized Requiring Replacement |  |  |  | Domestic
MTR_018602 | 20422 96TH WAY S | LOT 31 CHESTNUT RIDGE #2 |  |  | Non-Lead - Other | No |  | 0 | Installation date is after the lead ban |  |  |  |  | Non-Lead - Other |  |  | Installation date is after the lead ban |  |  |  |  | Non-Lead |  |  |  | Domestic
MTR_016928 | 17803 152ND PL SE | LOT 63 CANDLEWOOD RIDGE #5 |  |  | Non-Lead - Other | No | 1978-02-01 | 0 | Installation date is after the lead ban |  |  |  |  | Non-Lead - Other |  |  | Installation date is after the lead ban |  |  |  |  | Non-Lead |  |  |  | Domestic
MTR_029922 | 16029 123RD PL SE | L7 BK3 CASCADE VILLAGE#2 |  |  | Non-Lead - Other | No | 2016-06-22 | 0.75 | Rectified Plan |  |  |  |  | Non-Lead - Other |  |  | Statistical analysis |  |  |  |  | Non-Lead |  |  |  | Domestic
MTR_010455 | 12852 SE 235TH PL | LOT 14 SINGLE CREEK #1 |  |  | Non-Lead - Plastic | No | 1978-04-01 | 1 | Rectified Plan |  |  |  |  | Non-Lead - Other |  |  | Installation date is after the lead ban |  |  |  |  | Non-Lead |  |  |  | Domestic
MTR_029767 | 11506 SE 226TH PL | L53 KENTON FIRS |  |  | Non-Lead - Other | Unknown |  | 0 | Statistical analysis |  |  |  |  | Non-Lead - Other |  |  | Statistical analysis |  |  |  |  | Non-Lead |  |  |  | Domestic
MTR_028349 | 21722 129TH CT SE | LOT 16 WIMBLEDON RIDGE |  |  | Non-Lead - Other | No | 1995-08-28 | 0 | Installation date is after the lead ban |  |  |  |  | Non-Lead - Other |  |  | Installation date is after the lead ban |  |  |  |  | Non-Lead |  |  |  | Domestic
MTR_027055 | 12880 SE 225TH CT | LOT 16 FERN CREST WEST |  |  | Non-Lead - Other | No | 2006-04-28 | 0 | Installation date is after the lead ban |  |  |  |  | Non-Lead - Other |  |  | Installation date is after the lead ban |  |  |  |  | Non-Lead |  |  |  | Domestic
MTR_010457 | 12557 SE 233RD ST | LOT 26 MERIDIAN VILLA ESTATES |  |  | Non-Lead Plastic | Unknown |  | 0 | Field inspection only with no records | Yes | Visual inspection at meter pit | 2023-09-09 |  | Non-Lead Plastic |  |  | Field inspection only with no records | Yes | Visual inspection at meter pit | 2023-09-09 |  | Non-Lead |  |  |  | Assumed
MTR_025468 | 12607 SE 211TH ST | LOT 26 SHADOW RUN |  |  | Non-Lead - Other | No | 1987-11-25 | 0 | Installation date is after the lead ban |  |  |  |  | Non-Lead Plastic |  |  | Field inspection only with no records | Yes | Visual inspection at meter pit | 2023-01-20 |  | Non-Lead |  |  |  | Domestic
MTR_014391 | 11404 SE 169TH ST | E80 OF THE W105 LOT 8 BLK 2 GREEN |  |  | Non-Lead - Other | Unknown |  | 1 | Statistical analysis |  |  |  |  | Non-Lead - Other |  |  | Statistical analysis |  |  |  |  | Non-Lead |  |  |  | Domestic
MTR_027056 | 22682 128TH PL SE | LOT 55 FERN CREST WEST |  |  | Non-Lead - Other | No | 2006-04-28 | 0 | Installation date is after the lead ban |  |  |  |  | Non-Lead - Other |  |  | Installation date is after the lead ban |  |  |  |  | Non-Lead |  |  |  | Domestic
MTR_015502 | 17356 125TH AVE SE | LOT 1 DO SHORT PLAT |  |  | Non-Lead - Copper | No | 2006-09-01 | 0 | Rectified Plan | No |  |  |  | Non-Lead - Other |  |  | Installation date is after the lead ban |  |  |  |  | Non-Lead |  |  |  | Domestic
MTR_026062 | 11711 SE 203RD ST | LOT 14 HEDLUND MEADOWS |  |  | Non-Lead - Other | No | 1995-08-01 | 0 | Installation date is after the lead ban |  |  |  |  | Non-Lead Plastic |  |  | Field inspection only with no records | Yes | Visual inspection at meter pit | 2022-12-30 |  | Non-Lead |  |  |  | Domestic
MTR_019881 | 11420 SE 186TH ST | LOT 6 BLOCK 1 WALHAVEN |  |  | Non-Lead - Other | Unknown |  | 0 | Statistical analysis |  |  |  |  | Non-Lead - Other |  |  | Statistical analysis |  |  |  |  | Non-Lead |  |  |  | Domestic
MTR_027057 | 12814 SE 225TH CT | LOT 8 FERN CREST WEST |  |  | Non-Lead Plastic | No | 2006-04-28 | 0 | Field inspection only with no records | Yes | Visual inspection at meter pit | 2023-08-26 |  | Non-Lead Plastic |  |  | Field inspection only with no records | Yes | Visual inspection at meter pit | 2023-08-26 |  | Non-Lead |  |  |  | Domestic
MTR_027059 | 22646 128TH PL SE | LOT 61 FERN CREST WEST |  |  | Non-Lead - Other | No | 2006-04-28 | 0 | Installation date is after the lead ban |  |  |  |  | Non-Lead - Other |  |  | Installation date is after the lead ban |  |  |  |  | Non-Lead |  |  |  | Domestic
MTR_028705 | 11234 SE 216TH ST | LOT 33 WEST CREEK MEADOWS |  |  | Non-Lead - Other | No |  | 0 | Installation date is after the lead ban |  |  |  |  | Non-Lead - Other |  |  | Installation date is after the lead ban |  |  |  |  | Non-Lead |  |  |  | Domestic
MTR_016480 | 15949 SE 176TH PL | L84 CANDLEWOOD RIDGE #1 |  |  | Non-Lead - Other | No |  | 0 | Installation date is after the lead ban |  |  |  |  | Non-Lead - Other |  |  | Installation date is after the lead ban |  |  |  |  | Non-Lead |  |  |  | Domestic
MTR_028033 | 22128 123RD AVE SE | LOT 26 GLENCARIN SOUTH |  |  | Non-Lead Plastic | No |  | 0 | Field inspection only with no records | Yes | Visual inspection at meter pit | 2023-09-02 |  | Non-Lead Plastic |  |  | Field inspection only with no records | Yes | Visual inspection at meter pit | 2023-09-02 |  | Non-Lead |  |  |  | Domestic
MTR_026073 | 20551 121ST WAY SE | LOT 30 FENTON RIDGE AKA WILLOW RIDGE |  |  | Non-Lead - Other | No | 1995-08-31 | 0 | Installation date is after the lead ban |  |  |  |  | Non-Lead - Other |  |  | Installation date is after the lead ban |  |  |  |  | Non-Lead |  |  |  | Domestic
MTR_028124 | 11630 SE 219TH PL | LOT 72 CROWN ROYAL |  |  | Non-Lead Plastic | No |  | 0 | Field inspection only with no records | Yes | Visual inspection at meter pit | 2023-09-16 |  | Non-Lead Plastic |  |  | Field inspection only with no records | Yes | Visual inspection at meter pit | 2023-09-16 |  | Non-Lead |  |  |  | Assumed
MTR_016481 | 15944 SE 177TH ST | L85 CANDLEWOOD RIDGE #1 |  |  | Non-Lead Plastic | No |  | 0 | Field inspection only with no records | Yes | Visual inspection at meter pit | 2023-11-30 |  | Non-Lead Plastic |  |  | Field inspection only with no records | Yes | Visual inspection at meter pit | 2023-11-30 |  | Non-Lead |  |  |  | Domestic
MTR_028034 | 22156 123RD AVE SE | LOT 20 GLENCARIN SOUTH |  |  | Non-Lead - Other | No |  | 0 | Installation date is after the lead ban |  |  |  |  | Non-Lead - Other |  |  | Installation date is after the lead ban |  |  |  |  | Non-Lead |  |  |  | Domestic
MTR_022731 | 11629 SE 199TH ST | LOT 20 SPRING HILL WEST |  |  | Non-Lead - Other | No | 2004-03-09 | 0 | Installation date is after the lead ban |  |  |  |  | Non-Lead - Other |  |  | Installation date is after the lead ban |  |  |  |  | Non-Lead |  |  |  | Domestic
MTR_022573 | 19418 115TH PL SE | LOT 107 PLATEAU @ PANTHER LAKE |  |  | Non-Lead - Other | No | 2007-03-05 | 0 | Installation date is after the lead ban |  |  |  |  | Non-Lead - Other |  |  | Installation date is after the lead ban |  |  |  |  | Non-Lead |  |  |  | Domestic
MTR_016482 | 17705 160TH AVE SE | L99 CANDLEWOOD RIDGE #1 |  |  | Non-Lead - Other | No |  | 0 | Installation date is after the lead ban |  |  |  |  | Non-Lead - Other |  |  | Installation date is after the lead ban |  |  |  |  | Non-Lead |  |  |  | Domestic
MTR_028040 | 22003 117TH AVE SE | LOT 21 MEADOW GLEN #1 |  |  | Non-Lead - Other | No |  | 0 | Installation date is after the lead ban |  |  |  |  | Non-Lead - Other |  |  | Installation date is after the lead ban |  |  |  |  | Non-Lead |  |  |  | Domestic
MTR_010922 | 23218 118TH PL SE | LOT 11 PINERIDGE |  |  | Non-Lead Plastic | No | 2008-09-03 | 0 | Field inspection only with no records | Yes | Visual inspection at meter pit | 2023-10-21 |  | Non-Lead Plastic |  |  | Field inspection only with no records | Yes | Visual inspection at meter pit | 2023-10-21 |  | Non-Lead |  |  |  | Domestic
MTR_019902 | 19148 108TH LN SE | LOT 8 CABIAO TOWNHOMES |  |  | Non-Lead Plastic | No | 2009-01-05 | 0 | Field inspection only with no records | Yes | Visual inspection at meter pit | 2023-09-29 |  | Non-Lead Plastic |  |  | Field inspection only with no records | Yes | Visual inspection at meter pit | 2023-09-29 |  | Non-Lead |  |  |  | Domestic
MTR_016483 | 17711 160TH AVE SE | L100 CANDLEWOOD RIDGE #1 |  |  | Non-Lead Plastic | No |  | 0 | Field inspection only with no records | Yes | Visual inspection at meter pit | 2023-11-30 |  | Non-Lead Plastic |  |  | Field inspection only with no records | Yes | Visual inspection at meter pit | 2023-11-30 |  | Non-Lead |  |  |  | Domestic
MTR_016484 | 17717 160TH AVE SE | LOT 101 CANDLEWOOD RIDGE #1 |  |  | Non-Lead Plastic | No |  | 0 | Field inspection only with no records | Yes | Visual inspection at meter pit | 2023-11-30 |  | Non-Lead Plastic |  |  | Field inspection only with no records | Yes | Visual inspection at meter pit | 2023-11-30 |  | Non-Lead |  |  |  | Domestic
MTR_011934 | 3304 MAIN AVE S | LOT 18 WINSPER II |  |  | Non-Lead - Other | No | 1998-02-25 | 0 | Installation date is after the lead ban |  |  |  |  | Non-Lead - Other |  |  | Installation date is after the lead ban |  |  |  |  | Non-Lead |  |  |  | Domestic
MTR_011074 | 10650 SE 174TH ST | TAX LOT 178 29-23-05 |  |  | Non-Lead - Other | No | 2013-05-12 | 0 | Installation date is after the lead ban |  |  |  |  | Non-Lead - Other |  |  | Installation date is after the lead ban |  |  |  |  | Non-Lead |  |  |  | Domestic
MTR_019904 | 19150 108TH LN SE | LOT 9 CABIAO TOWNHOMES |  |  | Non-Lead - Other | No | 2009-01-05 | 0 | Installation date is after the lead ban |  |  |  |  | Non-Lead - Other |  |  | Installation date is after the lead ban |  |  |  |  | Non-Lead |  |  |  | Domestic
MTR_028042 | 22007 117TH AVE SE | LOT 22 MEADOW GLEN #1 |  |  | Non-Lead - Other | No |  | 0 | Installation date is after the lead ban |  |  |  |  | Non-Lead - Other |  |  | Installation date is after the lead ban |  |  |  |  | Non-Lead |  |  |  | Domestic
MTR_010927 | 12525 SE 236TH PL | LOT 8 GAGES GROVE |  |  | Non-Lead Plastic | No | 2005-08-18 | 1 | Field inspection only with no records | Yes | Visual inspection at meter pit | 2023-09-09 |  | Non-Lead Plastic |  |  | Field inspection only with no records | Yes | Visual inspection at meter pit | 2023-09-09 |  | Non-Lead |  |  |  | Domestic
MTR_016485 | 17723 160TH AVE SE | LOT 102 CANDLEWOOD RIDGE #1 |  |  | Non-Lead Plastic | No |  | 0 | Field inspection only with no records | Yes | Visual inspection at meter pit | 2023-11-30 |  | Non-Lead Plastic |  |  | Field inspection only with no records | Yes | Visual inspection at meter pit | 2023-11-30 |  | Non-Lead |  |  |  | Domestic
MTR_019905 | 19146 108TH LN SE | LOT 7 CABIAO TOWNHOMES |  |  | Non-Lead - Other | No | 2009-01-05 | 0 | Installation date is after the lead ban |  |  |  |  | Non-Lead - Other |  |  | Installation date is after the lead ban |  |  |  |  | Non-Lead |  |  |  | Domestic
MTR_028044 | 11811 SE 221ST ST | LOT 2 MEADOW GLEN #2 |  |  | Non-Lead Plastic | No |  | 0 | Field inspection only with no records | Yes | Visual inspection at meter pit | 2023-09-02 |  | Non-Lead Plastic |  |  | Field inspection only with no records | Yes | Visual inspection at meter pit | 2023-09-02 |  | Non-Lead |  |  |  | Domestic
MTR_010928 | 10014 SE 192ND PL | LOT 11 TALBOT RIDGE ESTATES |  |  | Non-Lead - Other | No |  |  | Installation date is after the lead ban |  |  |  |  | Non-Lead - Other |  |  | Installation date is after the lead ban |  |  |  |  | Non-Lead
MTR_011546 | 16377 130TH AVE SE | L 95 FAIRWOOD 9 |  |  | Non-Lead - Other | No | 2007-10-01 | 0 | Installation date is after the lead ban |  |  |  |  | Non-Lead - Other |  |  | Installation date is after the lead ban |  |  |  |  | Non-Lead |  |  |  | Domestic
MTR_019906 | 19136 108TH LN SE | LOT 5 CABIAO TOWNHOMES |  |  | Non-Lead - Other | No | 2009-01-05 | 0 | Installation date is after the lead ban |  |  |  |  | Non-Lead - Other |  |  | Installation date is after the lead ban |  |  |  |  | Non-Lead |  |  |  | Domestic
MTR_028045 | 11717 SE 221ST ST | L8 MEADOWGLEN DIV I |  |  | Non-Lead - Other | No |  | 0 | Installation date is after the lead ban |  |  |  |  | Non-Lead - Other |  |  | Installation date is after the lead ban |  |  |  |  | Non-Lead |  |  |  | Domestic
MTR_022675 | 19516 120TH PL SE | LOT 6 SPRINGBROOK PH 2 |  |  | Non-Lead - Other | No | 2013-04-30 | 0 | Installation date is after the lead ban |  |  |  |  | Non-Lead - Other |  |  | Installation date is after the lead ban |  |  |  |  | Non-Lead |  |  |  | Domestic
MTR_011540 | 16370 130TH AVE SE | L 89 FAIRWOOD 9 |  |  | Non-Lead - Other | No | 2007-10-01 | 0 | Installation date is after the lead ban |  |  |  |  | Non-Lead - Other |  |  | Installation date is after the lead ban |  |  |  |  | Non-Lead |  |  |  | Domestic
MTR_028046 | 11815 SE 221ST ST | LOT 3 MEADOW GLEN #2 |  |  | Non-Lead - Other | No |  | 0 | Installation date is after the lead ban |  |  |  |  | Non-Lead - Other |  |  | Installation date is after the lead ban |  |  |  |  | Non-Lead |  |  |  | Domestic
MTR_017017 | 14810 SE PETROVITSKY RD | FIRE METER-TWO BACKFLOW DEVICES |  |  | Non-Lead - Other | No | 1999-12-30 | 0 | Installation date is after the lead ban |  |  |  |  | Non-Lead - Other |  |  | Installation date is after the lead ban |  |  |  |  | Non-Lead |  |  |  | Fire
MTR_011544 | 16363 130TH AVE SE | L 93 FAIRWOOD 9 |  |  | Non-Lead - Other | No | 2007-10-01 | 0 | Installation date is after the lead ban |  |  |  |  | Non-Lead - Other |  |  | Installation date is after the lead ban |  |  |  |  | Non-Lead |  |  |  | Domestic
MTR_011979 | 3609 MILL PL S | LOT 7 CEDAR AVENUE |  |  | Non-Lead - Other | No | 2004-12-14 | 0 | Installation date is after the lead ban |  |  |  |  | Non-Lead - Other |  |  | Installation date is after the lead ban |  |  |  |  | Non-Lead |  |  |  | Domestic
MTR_019907 | 19154 108TH LN SE | LOT 11 CABIAO TOWNHOMES |  |  | Non-Lead - Other | No | 2009-01-05 | 0 | Installation date is after the lead ban |  |  |  |  | Non-Lead - Other |  |  | Installation date is after the lead ban |  |  |  |  | Non-Lead |  |  |  | Domestic
MTR_028047 | 11803 SE 221ST ST | LOT 1 MEADOW GLEN #2 |  |  | Non-Lead - Other | No |  | 0 | Installation date is after the lead ban |  |  |  |  | Non-Lead - Other |  |  | Installation date is after the lead ban |  |  |  |  | Non-Lead |  |  |  | Domestic
MTR_016310 | 15616 SE 177TH PL | L36 CANDLEWOOD RIDGE #2 |  |  | Non-Lead - Other | No | 1976-05-06 | 0 | Installation date is after the lead ban |  |  |  |  | Non-Lead - Other |  |  | Installation date is after the lead ban |  |  |  |  | Non-Lead |  |  |  | Domestic
MTR_010932 | 20913 123RD PL SE | LOT 7 GLACIER III-EAST |  |  | Non-Lead - Other | No |  | 0 | Installation date is after the lead ban |  |  |  |  | Non-Lead - Other |  |  | Installation date is after the lead ban |  |  |  |  | Non-Lead |  |  |  | Assumed
MTR_022074 | 11633 SE 189TH PL | LOT 4 JESSIE GLEN |  |  | Non-Lead - Other | No | 2007-07-19 | 0 | Rectified Plan | No |  |  |  | Non-Lead - Other |  |  | Installation date is after the lead ban |  |  |  |  | Non-Lead |  |  |  | Domestic
MTR_028048 | 11723 SE 221ST ST | L9 MEADOWGLEN DIV 1 |  |  | Non-Lead - Other | No |  | 0 | Installation date is after the lead ban |  |  |  |  | Non-Lead - Other |  |  | Installation date is after the lead ban |  |  |  |  | Non-Lead |  |  |  | Domestic
MTR_016311 | 15618 SE 178TH ST | L41 CANDLEWOOD RIDGE #2 |  |  | Non-Lead - Other | No | 1976-05-06 | 0 | Installation date is after the lead ban |  |  |  |  | Non-Lead - Other |  |  | Installation date is after the lead ban |  |  |  |  | Non-Lead |  |  |  | Domestic
MTR_010934 | 12055 SE 210TH ST | LOT 4 AKA LOT 12 GLACIER III-WEST |  |  | Non-Lead - Other | No |  | 0 | Installation date is after the lead ban |  |  |  |  | Non-Lead Plastic |  |  | Field inspection only with no records | Yes | Visual inspection at meter pit | 2023-01-28 |  | Non-Lead |  |  |  | Assumed
MTR_014080 | 16810 108TH AVE SE | TAX LOT 66 29-23-5 |  |  | Non-Lead - Other | No |  | 0.75 | Installation date is after the lead ban |  |  |  |  | Non-Lead - Other |  |  | Installation date is after the lead ban |  |  |  |  | Non-Lead |  |  |  | Assumed
MTR_028632 | 12337 SE 219TH PL | LOT 14 PARKWAY ESTATES |  |  | Non-Lead Plastic | No | 1978-07-26 | 0 | Field inspection only with no records | Yes | Visual inspection at meter pit | 2023-09-16 |  | Non-Lead Plastic |  |  | Field inspection only with no records | Yes | Visual inspection at meter pit | 2023-09-16 |  | Non-Lead |  |  |  | Domestic
MTR_016312 | 15636 SE 178TH ST | L38 CANDLEWOOD RIDGE #2 |  |  | Non-Lead - Other | No | 1976-05-06 | 0 | Installation date is after the lead ban |  |  |  |  | Non-Lead - Other |  |  | Installation date is after the lead ban |  |  |  |  | Non-Lead |  |  |  | Domestic
MTR_016313 | 15612 SE 178TH ST | L42 CANDLEWOOD RIDGE #2 |  |  | Non-Lead - Other | No | 1976-05-06 | 0 | Installation date is after the lead ban |  |  |  |  | Non-Lead - Other |  |  | Installation date is after the lead ban |  |  |  |  | Non-Lead |  |  |  | Domestic
MTR_022575 | 19436 115TH PL SE | LOT 104 PLATEAU @ PANTHER LAKE |  |  | Non-Lead - Other | No | 2007-03-05 | 0 | Installation date is after the lead ban |  |  |  |  | Non-Lead - Other |  |  | Installation date is after the lead ban |  |  |  |  | Non-Lead |  |  |  | Domestic
MTR_028633 | 12331 SE 219TH PL | LOT13 PARKWAY ESTATES |  |  | Non-Lead - Other | No | 1978-07-26 | 0 | Installation date is after the lead ban |  |  |  |  | Non-Lead Plastic |  |  | Field inspection only with no records | Yes | Visual inspection at meter pit | 2023-02-10 |  | Non-Lead |  |  |  | Domestic
MTR_022577 | 19313 114TH PL SE | LOT 41 PLATEAU @ PANTHER LAKE |  |  | Non-Lead - Other | No | 2007-03-05 | 0 | Installation date is after the lead ban |  |  |  |  | Non-Lead - Other |  |  | Installation date is after the lead ban |  |  |  |  | Non-Lead |  |  |  | Domestic
MTR_018452 | 9302 S 203RD PL | LOT 11 WHITNEY HEIGHTS |  |  | Non-Lead - Other | No | 1995-11-22 | 0 | Installation date is after the lead ban |  |  |  |  | Non-Lead - Other |  |  | Installation date is after the lead ban |  |  |  |  | Non-Lead |  |  |  | Domestic
MTR_011591 | 16214 128TH PL SE | L 117 FAIRWOOD 9 |  |  | Non-Lead - Other | No |  | 1 | Installation date is after the lead ban |  |  |  |  | Non-Lead - Other |  |  | Installation date is after the lead ban |  |  |  |  | Non-Lead |  |  |  | Domestic
MTR_028052 | 22313 122ND AVE SE | L27 MEADOWGREEN ESTATES |  |  | Non-Lead - Other | No |  | 5.25 | Installation date is after the lead ban |  |  |  |  | Non-Lead - Other |  |  | Installation date is after the lead ban |  |  |  |  | Non-Lead |  |  |  | Hydrant
MTR_022578 | 19406 115TH PL SE | LOT 109 PLATEAU @ PANTHER LAKE |  |  | Non-Lead Plastic | No | 2007-03-05 | 0 | Field inspection only with no records | Yes | Visual inspection at meter pit | 2023-09-29 |  | Non-Lead Plastic |  |  | Field inspection only with no records | Yes | Visual inspection at meter pit | 2023-09-29 |  | Non-Lead |  |  |  | Domestic
MTR_012568 | 16920 SE 183RD PL | LOT 50 TROVITSKY PARK 2 |  |  | Non-Lead - Other | No | 2003-03-14 | 4 | Rectified Plan | No |  |  |  | Non-Lead Plastic |  |  | Field inspection only with no records | Yes | Visual inspection at meter pit | 2023-11-11 |  | Non-Lead |  |  |  | Domestic
MTR_011594 | 12817 SE 162ND ST | L 120 FAIRWOOD 9 |  |  | Non-Lead - Other | No |  | 1 | Installation date is after the lead ban |  |  |  |  | Non-Lead - Other |  |  | Installation date is after the lead ban |  |  |  |  | Non-Lead |  |  |  | Domestic
MTR_028053 | 22301 122ND AVE SE | L25 MEADOWGREEN |  |  | Non-Lead - Other | No |  | 5.25 | Installation date is after the lead ban |  |  |  |  | Non-Lead - Other |  |  | Installation date is after the lead ban |  |  |  |  | Non-Lead |  |  |  | Hydrant
MTR_022579 | 19325 114TH PL SE | LOT 43 PLATEAU @ PANTHER LAKE |  |  | Non-Lead - Other | No | 2007-03-05 | 0 | Installation date is after the lead ban |  |  |  |  | Non-Lead - Other |  |  | Installation date is after the lead ban |  |  |  |  | Non-Lead |  |  |  | Domestic
MTR_010936 | 11631 SE 163RD ST | L5 BL1 CASCADE HILLS #1 |  |  | Non-Lead - Other | No | 2006-08-31 | 0 | Rectified Plan |  |  |  |  | Non-Lead - Other |  |  | Statistical analysis |  |  |  |  | Non-Lead |  |  |  | Domestic
MTR_011590 | 16222 128TH PL SE | L 116 FAIRWOOD 9 |  |  | Non-Lead - Other | No |  | 1 | Installation date is after the lead ban |  |  |  |  | Non-Lead - Other |  |  | Installation date is after the lead ban |  |  |  |  | Non-Lead |  |  |  | Domestic
MTR_028056 | 22209 122ND AVE SE | L66 MEADOWGREEN EST |  |  | Non-Lead - Other | No |  | 0 | Installation date is after the lead ban |  |  |  |  | Galvanized Requiring Replacement |  |  | Field inspection only with no records | Yes | Visual inspection at meter pit | 2023-08-17 |  | Galvanized Requiring Replacement |  |  |  | Domestic
MTR_018971 | 1209 S 47TH PL | LOT 11 PANTHER RIDGE |  |  | Non-Lead Plastic | No | 2012-08-28 | 0 | Field inspection only with no records | Yes | Visual inspection at meter pit | 2023-08-19 |  | Non-Lead Plastic |  |  | Field inspection only with no records | Yes | Visual inspection at meter pit | 2023-08-19 |  | Non-Lead |  |  |  | Domestic
MTR_011597 | 16205 131ST AVE SE | L 123 FAIRWOOD 9 |  |  | Non-Lead - Other | No |  | 1 | Installation date is after the lead ban |  |  |  |  | Non-Lead - Other |  |  | Installation date is after the lead ban |  |  |  |  | Non-Lead |  |  |  | Domestic
MTR_028059 | 22217 122ND AVE SE | L67 MEADOWGREEN EST |  |  | Non-Lead Plastic | No |  | 0 | Field inspection only with no records | Yes | Visual inspection at meter pit | 2023-09-15 |  | Non-Lead Plastic |  |  | Field inspection only with no records | Yes | Visual inspection at meter pit | 2023-09-15 |  | Non-Lead |  |  |  | Domestic
MTR_026068 | 20714 122ND PL SE | LOT 37 FENTON RIDGE AKA WILLOW RIDGE |  |  | Non-Lead - Other | No | 1995-08-31 | 0 | Installation date is after the lead ban |  |  |  |  | Non-Lead - Other |  |  | Installation date is after the lead ban |  |  |  |  | Non-Lead |  |  |  | Domestic
MTR_022580 | 19412 115TH PL SE | LOT 108 PLATEAU @ PANTHER LAKE |  |  | Non-Lead Plastic | No | 2007-03-05 | 0 | Field inspection only with no records | Yes | Visual inspection at meter pit | 2023-09-29 |  | Non-Lead Plastic |  |  | Field inspection only with no records | Yes | Visual inspection at meter pit | 2023-09-29 |  | Non-Lead |  |  |  | Domestic
MTR_022677 | 19502 120TH PL SE | LOT 8 SPRINGBROOK PH 2 |  |  | Non-Lead Plastic | No | 2013-04-30 | 0 | Field inspection only with no records | Yes | Visual inspection at meter pit | 2023-09-30 |  | Non-Lead Plastic |  |  | Field inspection only with no records | Yes | Visual inspection at meter pit | 2023-09-30 |  | Non-Lead |  |  |  | Domestic
MTR_028060 | 22105 122ND AVE SE | L7 GLENCARIN SOUTH |  |  | Non-Lead - Other | No |  | 0 | Installation date is after the lead ban |  |  |  |  | Non-Lead - Other |  |  | Installation date is after the lead ban |  |  |  |  | Non-Lead |  |  |  | Domestic
MTR_029751 | 11731 SE 225TH CT | LOT 27 MAPLEWOOD EAST |  |  | Non-Lead - Other | No |  | 0 | Installation date is after the lead ban |  |  |  |  | Non-Lead - Other |  |  | Installation date is after the lead ban |  |  |  |  | Non-Lead |  |  |  | Domestic
MTR_022582 | 19382 114TH PL SE | LOT 10 PLATEAU @ PANTHER LAKE |  |  | Non-Lead Plastic | No | 2007-03-05 | 0 | Field inspection only with no records | Yes | Visual inspection at meter pit | 2023-09-29 |  | Non-Lead Plastic |  |  | Field inspection only with no records | Yes | Visual inspection at meter pit | 2023-09-29 |  | Non-Lead |  |  |  | Domestic
MTR_018973 | 1216 S 47TH PL | LOT 16 PANTHER RIDGE |  |  | Non-Lead Plastic | No | 2012-08-28 | 0 | Field inspection only with no records | Yes | Visual inspection at meter pit | 2023-08-19 |  | Non-Lead Plastic |  |  | Field inspection only with no records | Yes | Visual inspection at meter pit | 2023-08-19 |  | Non-Lead |  |  |  | Domestic
MTR_026957 | 22474 133RD AVE SE | LOT 40 FERN CREST 2 |  |  | Non-Lead Plastic | No | 2005-09-02 | 0 | Field inspection only with no records | Yes | Visual inspection at meter pit | 2023-10-27 |  | Non-Lead Plastic |  |  | Field inspection only with no records | Yes | Visual inspection at meter pit | 2023-10-27 |  | Non-Lead |  |  |  | Domestic
MTR_027061 | 12805 SE 227TH ST | LOT 47 FERN CREST WEST |  |  | Non-Lead Plastic | No | 2006-04-28 | 0 | Field inspection only with no records | Yes | Visual inspection at meter pit | 2023-08-26 |  | Non-Lead Plastic |  |  | Field inspection only with no records | Yes | Visual inspection at meter pit | 2023-08-26 |  | Non-Lead |  |  |  | Domestic
MTR_010480 | 12330 SE 238TH PL | TAX LOT 68 STR 16-22-05 |  |  | Non-Lead Plastic | No | 1999-09-09 | 4 | Field inspection only with no records | Yes | Visual inspection at meter pit | 2023-10-21 |  | Non-Lead Plastic |  |  | Field inspection only with no records | Yes | Visual inspection at meter pit | 2023-10-21 |  | Non-Lead |  |  |  | Fire
MTR_010944 | 10712 SE CARR RD | FIRE METER-CVS PHARMACY |  |  | Non-Lead - Plastic | No | 2014-08-25 | 1.5 | Rectified Plan |  |  |  |  | Galvanized Requiring Replacement |  |  | Field inspection only with no records | Yes | Visual inspection at meter pit | 2023-08-18 |  | Galvanized Requiring Replacement |  |  |  | Domestic
MTR_026958 | 22466 133RD AVE SE | LOT 39 FERN CREST 2 |  |  | Non-Lead Plastic | No | 2005-09-02 | 0 | Field inspection only with no records | Yes | Visual inspection at meter pit | 2023-10-27 |  | Non-Lead Plastic |  |  | Field inspection only with no records | Yes | Visual inspection at meter pit | 2023-10-27 |  | Non-Lead |  |  |  | Domestic
MTR_016300 | 17859 156TH PL SE | L73 CANDLEWOOD RIDGE #2 |  |  | Non-Lead Plastic | No | 1976-05-06 | 0 | Field inspection only with no records | Yes | Visual inspection at meter pit | 2023-11-30 |  | Non-Lead Plastic |  |  | Field inspection only with no records | Yes | Visual inspection at meter pit | 2023-11-30 |  | Non-Lead |  |  |  | Domestic
MTR_022583 | 19376 114TH PL SE | LOT 11 PLATEAU @ PANTHER LAKE |  |  | Non-Lead - Other | No | 2007-03-05 | 0 | Installation date is after the lead ban |  |  |  |  | Non-Lead - Other |  |  | Installation date is after the lead ban |  |  |  |  | Non-Lead |  |  |  | Domestic
MTR_010947 | 10715 SE 174TH ST | FIRE METER-MCDONALDS RESTAURANT |  |  | Non-Lead - Other | No |  | 0.75 | Installation date is after the lead ban |  |  |  |  | Galvanized Requiring Replacement |  |  | Field inspection only with no records | Yes | Visual inspection at meter pit | 2023-08-18 |  | Galvanized Requiring Replacement |  |  |  | Assumed
MTR_028429 | 12532 SE 217TH ST | L 98 PARKWAY ESTATES |  |  | Non-Lead Plastic | No | 1978-07-26 | 0 | Field inspection only with no records | Yes | Visual inspection at meter pit | 2023-09-09 |  | Non-Lead Plastic |  |  | Field inspection only with no records | Yes | Visual inspection at meter pit | 2023-09-09 |  | Non-Lead |  |  |  | Domestic
MTR_020094 | 20352 105TH CT SE | LOT 2 CODY'S PLACE |  |  | Non-Lead - Other | No | 2007-10-26 | 0 | Installation date is after the lead ban |  |  |  |  | Non-Lead Plastic |  |  | Field inspection only with no records | Yes | Visual inspection at meter pit | 2023-01-07 |  | Non-Lead |  |  |  | Domestic
MTR_023963 | 10105 SE 212TH ST | L 22 OLYMPIC VIEW HTS. |  |  | Non-Lead - Other | No |  | 0 | Installation date is after the lead ban |  |  |  |  | Non-Lead - Other |  |  | Installation date is after the lead ban |  |  |  |  | Non-Lead |  |  |  | Domestic
MTR_028430 | 12520 SE 217TH ST | L 100 PARKWAY ESTATES |  |  | Non-Lead - Other | No | 1978-07-26 | 0 | Installation date is after the lead ban |  |  |  |  | Non-Lead - Other |  |  | Installation date is after the lead ban |  |  |  |  | Non-Lead |  |  |  | Domestic
MTR_010483 | 23634 127TH CT SE | LOT 7 WINSBERG HAVEN (FIELDSTONE) |  |  | Non-Lead Plastic | No | 1995-08-22 | 0 | Field inspection only with no records | Yes | Visual inspection at meter pit | 2023-09-15 |  | Non-Lead Plastic |  |  | Field inspection only with no records | Yes | Visual inspection at meter pit | 2023-09-15 |  | Non-Lead |  |  |  | Domestic
MTR_018453 | 9407 S 202ND ST | LOT 1 WHITNEY HEIGHTS |  |  | Non-Lead - Other | No | 1995-11-22 | 0 | Installation date is after the lead ban |  |  |  |  | Non-Lead - Other |  |  | Installation date is after the lead ban |  |  |  |  | Non-Lead |  |  |  | Domestic
MTR_028431 | 12526 SE 217TH ST | L 99 PARKWAY ESTATES |  |  | Non-Lead - Other | No | 1978-07-26 | 0 | Installation date is after the lead ban |  |  |  |  | Non-Lead - Other |  |  | Installation date is after the lead ban |  |  |  |  | Non-Lead |  |  |  | Domestic
MTR_023176 | 9622 S 214TH ST | L 59 WESTVIEW TERRACE 3 |  |  | Non-Lead - Other | No | 2008-10-29 | 0 | Rectified Plan |  |  |  |  | Non-Lead - Other |  |  | Statistical analysis |  |  |  |  | Non-Lead |  |  |  | Domestic
MTR_023558 | 11217 SE 216TH ST | LOT 10 WEST CREEK COURT |  |  | Non-Lead - Other | No | 2006-01-24 | 0 | Installation date is after the lead ban |  |  |  |  | Non-Lead - Other |  |  | Installation date is after the lead ban |  |  |  |  | Non-Lead |  |  |  | Domestic
MTR_028434 | 12514 SE 217TH ST | LOT 101 PARKWAY ESTATES |  |  | Non-Lead - Other | No | 1978-07-26 | 0 | Installation date is after the lead ban |  |  |  |  | Non-Lead - Other |  |  | Installation date is after the lead ban |  |  |  |  | Non-Lead |  |  |  | Domestic
MTR_021253 | 14313 SE 200TH ST | LOT 2 BLK 5 FOWLERS ADDITION |  |  | Non-Lead - Other | No | 2004-04-16 | 0 | Rectified Plan |  |  |  |  | Non-Lead - Other |  |  | Statistical analysis |  |  |  |  | Non-Lead |  |  |  | Domestic
MTR_028697 | 21737 113TH PL SE | LOT 2 KING CO SHORT PLAT S90S0192 |  |  | Non-Lead - Other | No | 1995-09-20 | 0 | Installation date is after the lead ban |  |  |  |  | Non-Lead - Other |  |  | Installation date is after the lead ban |  |  |  |  | Non-Lead |  |  |  | Domestic
MTR_027633 | 11647 SE 217TH PL | LOT 13 ROYAL CREST ESTATES |  |  | Non-Lead - Other | No | 2005-12-20 | 0 | Installation date is after the lead ban |  |  |  |  | Non-Lead - Other |  |  | Installation date is after the lead ban |  |  |  |  | Non-Lead |  |  |  | Domestic
MTR_023072 | 21030 100TH AVE SE | L 49 GUINN CREST |  |  | Non-Lead - Other | No | 2003-04-23 | 0 | Installation date is after the lead ban |  |  |  |  | Non-Lead Plastic |  |  | Field inspection only with no records | Yes | Visual inspection at meter pit | 2023-08-17 |  | Non-Lead |  |  |  | Domestic
MTR_011402 | 16433 128TH AVE SE | L 58 CASCADE HILLS 8 |  |  | Non-Lead - Other | No |  | 1 | Installation date is after the lead ban |  |  |  |  | Non-Lead - Other |  |  | Installation date is after the lead ban |  |  |  |  | Non-Lead |  |  |  | Domestic
MTR_028061 | 22323 117TH AVE SE | L 7 MEADOWGREEN EST |  |  | Non-Lead - Other | No |  | 0 | Installation date is after the lead ban |  |  |  |  | Non-Lead - Other |  |  | Installation date is after the lead ban |  |  |  |  | Non-Lead |  |  |  | Domestic
MTR_019914 | 19132 108TH LN SE | LOT 3 CABIAO TOWNHOMES |  |  | Non-Lead - Other | No | 2009-01-05 | 0 | Installation date is after the lead ban |  |  |  |  | Non-Lead - Other |  |  | Installation date is after the lead ban |  |  |  |  | Non-Lead |  |  |  | Domestic
MTR_028126 | 12020 SE 223RD DR | LOT 80 MEADOWGREEN EST |  |  | Non-Lead - Other | No |  | 0 | Installation date is after the lead ban |  |  |  |  | Non-Lead - Other |  |  | Installation date is after the lead ban |  |  |  |  | Non-Lead |  |  |  | Domestic
MTR_016486 | 17536 157TH PL SE | L73 CANDLEWOOD RIDGE #1 |  |  | Non-Lead - Other | No |  | 0 | Installation date is after the lead ban |  |  |  |  | Non-Lead - Other |  |  | Installation date is after the lead ban |  |  |  |  | Non-Lead |  |  |  | Domestic
MTR_028062 | 22324 117TH AVE SE | L 10 MEADOWGREEN EST |  |  | Non-Lead Plastic | No |  | 0 | Field inspection only with no records | Yes | Visual inspection at meter pit | 2023-09-01 |  | Non-Lead Plastic |  |  | Field inspection only with no records | Yes | Visual inspection at meter pit | 2023-09-01 |  | Non-Lead |  |  |  | Domestic
MTR_022584 | 19387 114TH PL SE | LOT 53 PLATEAU @ PANTHER LAKE |  |  | Non-Lead Plastic | No | 2007-03-05 | 0 | Field inspection only with no records | Yes | Visual inspection at meter pit | 2023-09-29 |  | Non-Lead Plastic |  |  | Field inspection only with no records | Yes | Visual inspection at meter pit | 2023-09-29 |  | Non-Lead |  |  |  | Domestic
MTR_019926 | 18551 115TH PL SE | LOT 8 WELMAN PLAT |  |  | Non-Lead - Other | No | 2014-10-23 | 0 | Installation date is after the lead ban |  |  |  |  | Non-Lead - Other |  |  | Installation date is after the lead ban |  |  |  |  | Non-Lead |  |  |  | Domestic
MTR_016487 | 17552 157TH PL SE | L75 CANDLEWOOD RIDGE #1 |  |  | Non-Lead - Other | No |  | 0 | Installation date is after the lead ban |  |  |  |  | Non-Lead - Other |  |  | Installation date is after the lead ban |  |  |  |  | Non-Lead |  |  |  | Domestic
MTR_028065 | 22327 117TH AVE SE | L 8 MEADOWGREEN EST |  |  | Non-Lead Plastic | No |  | 0 | Field inspection only with no records | Yes | Visual inspection at meter pit | 2023-09-01 |  | Non-Lead Plastic |  |  | Field inspection only with no records | Yes | Visual inspection at meter pit | 2023-09-01 |  | Non-Lead |  |  |  | Domestic
MTR_022586 | 19454 115TH PL SE | LOT 101 PLATEAU @ PANTHER LAKE |  |  | Non-Lead Plastic | No | 2007-03-05 | 0 | Field inspection only with no records | Yes | Visual inspection at meter pit | 2023-01-27 |  | Non-Lead Plastic |  |  | Field inspection only with no records | Yes | Visual inspection at meter pit | 2023-01-27 |  | Non-Lead |  |  |  | Domestic
MTR_011801 | 16014 131ST PL SE | L8 FAIRWOOD #9 |  |  | Non-Lead Plastic | No |  | 1 | Field inspection only with no records | Yes | Visual inspection at meter pit | 2023-01-06 |  | Galvanized Requiring Replacement |  |  | Field inspection only with no records | Yes | Visual inspection at meter pit | 2023-01-06 |  | Galvanized Requiring Replacement |  |  |  | Domestic
MTR_016274 | 17605 162ND AVE SE | LOT 36 CANDLEWOOD RIDGE #3 |  |  | Non-Lead - Other | No | 1977-07-13 | 1 | Installation date is after the lead ban |  |  |  |  | Non-Lead - Other |  |  | Installation date is after the lead ban |  |  |  |  | Non-Lead |  |  |  | Domestic
MTR_028066 | 22328 117TH AVE SE | L9 MEADOWGREEN EST |  |  | Non-Lead Plastic | No |  | 0 | Field inspection only with no records | Yes | Visual inspection at meter pit | 2023-09-01 |  | Non-Lead Plastic |  |  | Field inspection only with no records | Yes | Visual inspection at meter pit | 2023-09-01 |  | Non-Lead |  |  |  | Domestic
MTR_023891 | 10212 SE 217TH ST | LOT 8 GARRISON GLEN |  |  | Non-Lead - Other | No | 2014-01-15 | 0 | Installation date is after the lead ban |  |  |  |  | Non-Lead - Other |  |  | Installation date is after the lead ban |  |  |  |  | Non-Lead |  |  |  | Domestic
MTR_019224 | 19242 98TH AVE S | L14 SPRINGBROOK TERR |  |  | Non-Lead - Other | No |  | 0 | Installation date is after the lead ban |  |  |  |  | Non-Lead - Other |  |  | Installation date is after the lead ban |  |  |  |  | Non-Lead |  |  |  | Assumed
MTR_027551 | 12230 SE 219TH PL | LOT 70 GLEN MAR |  |  | Non-Lead - Plastic | No | 1975-04-29 | 1 | Rectified Plan | No |  |  |  | Non-Lead - Other |  |  | Installation date is after the lead ban |  |  |  |  | Non-Lead |  |  |  | Domestic
MTR_011400 | 16417 128TH AVE SE | L 56 CASCADE HILLS 8 |  |  | Non-Lead - Other | No |  | 1 | Installation date is after the lead ban |  |  |  |  | Non-Lead - Other |  |  | Installation date is after the lead ban |  |  |  |  | Non-Lead |  |  |  | Domestic
MTR_020095 | 20357 105TH CT SE | LOT 9 CODY'S PLACE |  |  | Non-Lead - Other | No | 2007-10-26 | 0 | Installation date is after the lead ban |  |  |  |  | Non-Lead Plastic |  |  | Field inspection only with no records | Yes | Visual inspection at meter pit | 2023-01-07 |  | Non-Lead |  |  |  | Domestic
MTR_011375 | 1512 S 28TH ST | LOT 8 ROSA MEADOWS |  |  | Non-Lead Plastic | No | 2014-09-02 | 0 | Field inspection only with no records | Yes | Visual inspection at meter pit | 2022-12-31 |  | Non-Lead Plastic |  |  | Field inspection only with no records | Yes | Visual inspection at meter pit | 2022-12-31 |  | Non-Lead |  |  |  | Domestic
MTR_027554 | 12236 SE 219TH PL | LOT 69 GLEN MAR |  |  | Non-Lead - Plastic | No | 1975-04-29 | 1 | Rectified Plan | No |  |  |  | Non-Lead - Other |  |  | Installation date is after the lead ban |  |  |  |  | Non-Lead |  |  |  | Domestic
MTR_027062 | 22729 129TH PL SE | LOT 122 FERN CREST WEST |  |  | Non-Lead - Other | No | 2006-04-28 | 0 | Installation date is after the lead ban |  |  |  |  | Non-Lead - Other |  |  | Installation date is after the lead ban |  |  |  |  | Non-Lead |  |  |  | Domestic
MTR_022091 | 19141 117TH PL SE | LOT 4 RATHINAM PLAT |  |  | Non-Lead Plastic | No | 2007-09-28 | 0 | Field inspection only with no records | Yes | Visual inspection at meter pit | 2023-10-13 |  | Non-Lead Plastic |  |  | Field inspection only with no records | Yes | Visual inspection at meter pit | 2023-10-13 |  | Non-Lead |  |  |  | Domestic
MTR_019928 | 115TH PL SE & SE 184TH ST |  |  |  | Non-Lead Plastic | Unknown |  | 0.75 | Field inspection only with no records | Yes | Visual inspection at meter pit | 2023-08-10 |  | Non-Lead - Other |  |  | Statistical analysis |  |  |  |  | Non-Lead |  |  |  | Assumed
MTR_027563 | 21820 123RD PL SE | LOT 66 GLEN MAR |  |  | Non-Lead - Plastic | No | 1975-04-29 | 1 | Rectified Plan | No |  |  |  | Non-Lead - Other |  |  | Installation date is after the lead ban |  |  |  |  | Non-Lead |  |  |  | Domestic
MTR_029144 | 10212 SE 225TH PL | LOT 18 COPPER HILL |  |  | Non-Lead - Other | No | 2006-03-28 | 0 | Installation date is after the lead ban |  |  |  |  | Non-Lead Plastic |  |  | Field inspection only with no records | Yes | Visual inspection at meter pit | 2023-01-14 |  | Non-Lead |  |  |  | Domestic
MTR_022588 | 19355 114TH PL SE | LOT 48 PLATEAU @ PANTHER LAKE |  |  | Non-Lead Plastic | No | 2007-03-05 | 0 | Field inspection only with no records | Yes | Visual inspection at meter pit | 2023-09-29 |  | Non-Lead Plastic |  |  | Field inspection only with no records | Yes | Visual inspection at meter pit | 2023-09-29 |  | Non-Lead |  |  |  | Domestic
MTR_011368 | 1503 S 28TH ST | LOT 15 ROSA MEADOWS |  |  | Non-Lead - Other | No | 2014-09-02 | 0 | Installation date is after the lead ban |  |  |  |  | Non-Lead - Other |  |  | Installation date is after the lead ban |  |  |  |  | Non-Lead |  |  |  | Domestic
MTR_027549 | 12222 SE 219TH PL | LOT 71 GLEN MAR |  |  | Non-Lead - Plastic | No | 1975-04-29 | 1 | Rectified Plan | No |  |  |  | Non-Lead - Other |  |  | Installation date is after the lead ban |  |  |  |  | Non-Lead |  |  |  | Domestic
MTR_028529 | 12348 SE 223RD DR | LOT 20 SUMMERGLEN #1 |  |  | Non-Lead - Other | No |  | 0 | Installation date is after the lead ban |  |  |  |  | Non-Lead - Other |  |  | Installation date is after the lead ban |  |  |  |  | Non-Lead |  |  |  | Domestic
MTR_021960 | 19436 136TH PL SE | L12 BLK2 ALPINE MANOR |  |  | Non-Lead - Other | Unknown |  | 0 | Statistical analysis |  |  |  |  | Non-Lead - Other |  |  | Statistical analysis |  |  |  |  | Non-Lead |  |  |  | Assumed
MTR_011367 | 1431 S 28TH ST | LOT 16 ROSA MEADOWS |  |  | Non-Lead Plastic | No | 2014-09-02 | 0 | Field inspection only with no records | Yes | Visual inspection at meter pit | 2022-12-31 |  | Non-Lead Plastic |  |  | Field inspection only with no records | Yes | Visual inspection at meter pit | 2022-12-31 |  | Non-Lead |  |  |  | Domestic
MTR_022112 | 19101 117TH PL SE | LOT 32 JESSIE GLEN |  |  | Non-Lead Plastic | No | 2007-07-19 | 0 | Field inspection only with no records | Yes | Visual inspection at meter pit | 2023-11-30 |  | Non-Lead Plastic |  |  | Field inspection only with no records | Yes | Visual inspection at meter pit | 2023-11-30 |  | Non-Lead |  |  |  | Domestic
MTR_015531 | 17025 125TH AVE SE | L22 BL1 CASCADE VISTA #1 |  |  | Non-Lead - Other | No | 2010-10-25 | 0 | Rectified Plan |  |  |  |  | Non-Lead - Other |  |  | Statistical analysis |  |  |  |  | Non-Lead |  |  |  | Domestic
MTR_028510 | 22137 124TH AVE SE | LOT 16 SUMMERGLEN #1 |  |  | Non-Lead - Other | No |  | 0 | Installation date is after the lead ban |  |  |  |  | Non-Lead - Other |  |  | Installation date is after the lead ban |  |  |  |  | Non-Lead |  |  |  | Domestic
MTR_011377 | 1500 S 28TH ST | LOT 6 ROSA MEADOWS |  |  | Non-Lead - Other | No | 2014-09-02 | 0 | Installation date is after the lead ban |  |  |  |  | Non-Lead - Other |  |  | Installation date is after the lead ban |  |  |  |  | Non-Lead |  |  |  | Domestic
MTR_022068 | 18944 117TH LN SE | LOT 17 JESSIE GLEN |  |  | Non-Lead - Other | No | 2007-07-19 | 0 | Rectified Plan | No |  |  |  | Non-Lead - Other |  |  | Installation date is after the lead ban |  |  |  |  | Non-Lead |  |  |  | Domestic
MTR_027064 | 22718 135TH AVE SE | LOT 16 FERN CREST 3 |  |  | Non-Lead - Other | No | 2006-10-17 | 0 | Installation date is after the lead ban |  |  |  |  | Non-Lead - Other |  |  | Installation date is after the lead ban |  |  |  |  | Non-Lead |  |  |  | Domestic
MTR_028511 | 22131 124TH AVE SE | LOT 15 SUMMERGLEN #1 |  |  | Non-Lead - Other | No |  | 0 | Installation date is after the lead ban |  |  |  |  | Non-Lead - Other |  |  | Installation date is after the lead ban |  |  |  |  | Non-Lead |  |  |  | Domestic
MTR_022100 | 11719 SE 191ST ST | LOT 37 JESSIE GLEN |  |  | Non-Lead - Other | No | 2007-07-19 | 0 | Rectified Plan | No |  |  |  | Non-Lead - Other |  |  | Installation date is after the lead ban |  |  |  |  | Non-Lead |  |  |  | Domestic
MTR_011365 | 1423 S 28TH ST | LOT 18 ROSA MEADOWS |  |  | Non-Lead Plastic | No | 2014-09-02 | 0 | Field inspection only with no records | Yes | Visual inspection at meter pit | 2022-12-31 |  | Non-Lead Plastic |  |  | Field inspection only with no records | Yes | Visual inspection at meter pit | 2022-12-31 |  | Non-Lead |  |  |  | Domestic
MTR_021195 | 19837 148TH AVE SE | TAX LOT 143 S-T-R 03-22-5 |  |  | Non-Lead - Other | No | 1995-08-14 | 0 | Rectified Plan |  |  |  |  | Non-Lead - Other |  |  | Statistical analysis |  |  |  |  | Non-Lead |  |  |  | Domestic
MTR_028490 | 22211 124TH AVE SE | LOT 18 SUMMERGLEN #1 |  |  | Non-Lead Plastic | No |  | 0 | Field inspection only with no records | Yes | Visual inspection at meter pit | 2023-09-02 |  | Non-Lead Copper |  |  | Field inspection only with no records | Yes | Visual inspection at meter pit | 2023-09-02 |  | Non-Lead |  |  |  | Domestic
MTR_018449 | 9308 S 203RD PL | LOT 10 WHITNEY HEIGHTS |  |  | Non-Lead - Other | No | 1995-11-22 | 0 | Installation date is after the lead ban |  |  |  |  | Non-Lead - Other |  |  | Installation date is after the lead ban |  |  |  |  | Non-Lead |  |  |  | Domestic
MTR_022590 | 19442 115TH PL SE | LOT 103 PLATEAU @ PANTHER LAKE |  |  | Non-Lead Plastic | No | 2007-03-05 | 0 | Field inspection only with no records | Yes | Visual inspection at meter pit | 2023-09-29 |  | Non-Lead Plastic |  |  | Field inspection only with no records | Yes | Visual inspection at meter pit | 2023-09-29 |  | Non-Lead |  |  |  | Domestic
MTR_018003 | 18305 134TH AVE SE | LOT 333 FOREST ESTATES 3 |  |  | Non-Lead - Other | No | 1983-08-01 | 0 | Installation date is after the lead ban |  |  |  |  | Non-Lead - Other |  |  | Installation date is after the lead ban |  |  |  |  | Non-Lead |  |  |  | Domestic
MTR_028491 | 22205 124TH AVE SE | LOT 17 SUMMERGLEN #1 |  |  | Non-Lead Plastic | No |  | 0 | Field inspection only with no records | Yes | Visual inspection at meter pit | 2023-09-02 |  | Non-Lead Plastic |  |  | Field inspection only with no records | Yes | Visual inspection at meter pit | 2023-09-02 |  | Non-Lead |  |  |  | Domestic
MTR_023889 | 21722 103RD PL SE | LOT 21 GARRISON GLEN |  |  | Non-Lead - Other | No | 2014-01-15 | 0 | Installation date is after the lead ban |  |  |  |  | Non-Lead - Other |  |  | Installation date is after the lead ban |  |  |  |  | Non-Lead |  |  |  | Domestic
MTR_014365 | 17010 114TH LN SE | LOT 19 GLACIER VIEW TOWNHOMES |  |  | Non-Lead - Other | No | 2005-10-28 | 1 | Installation date is after the lead ban |  |  |  |  | Non-Lead - Other |  |  | Installation date is after the lead ban |  |  |  |  | Non-Lead |  |  |  | Domestic
MTR_014994 | 11934 SE 169TH PL | L5 BL6 CASCADE VISTA #1 |  |  | Non-Lead - Other | No | 2002-05-02 | 0 | Rectified Plan |  |  |  |  | Non-Lead - Other |  |  | Statistical analysis |  |  |  |  | Non-Lead |  |  |  | Domestic
MTR_028494 | 12413 SE 223RD DR | LOT 100 SUMMERGLEN #3 |  |  | Non-Lead Plastic | No |  | 0 | Field inspection only with no records | Yes | Visual inspection at meter pit | 2023-09-02 |  | Non-Lead Plastic |  |  | Field inspection only with no records | Yes | Visual inspection at meter pit | 2023-09-02 |  | Non-Lead |  |  |  | Domestic
MTR_017469 | 11849 SE 184TH ST | 9921-010610 |  |  | Non-Lead - Other | No | 1975-09-11 | 0 | Installation date is after the lead ban |  |  |  |  | Non-Lead - Other |  |  | Installation date is after the lead ban |  |  |  |  | Non-Lead |  |  |  | Assumed
MTR_014361 | 17120 114TH LN SE | LOT 23 GLACIER VIEW TOWNHOMES |  |  | Non-Lead - Other | No | 2005-10-28 | 1 | Installation date is after the lead ban |  |  |  |  | Non-Lead - Other |  |  | Installation date is after the lead ban |  |  |  |  | Non-Lead |  |  |  | Domestic
MTR_024402 | 12430 SE 208TH ST | KENTRIDGE HIGH SCHOOL DETECTOR CHECK |  |  | Non-Lead - Other | No | 2010-02-23 | 6 | Rectified Plan | No |  |  |  | Non-Lead - Other |  |  | Installation date is after the lead ban |  |  |  |  | Non-Lead |  |  |  | Hydrant
MTR_019930 | 18504 115TH PL SE | LOT 21 WELMAN PLAT |  |  | Non-Lead - Other | No | 2014-10-23 | 0 | Installation date is after the lead ban |  |  |  |  | Non-Lead - Other |  |  | Installation date is after the lead ban |  |  |  |  | Non-Lead |  |  |  | Domestic
MTR_028067 | 22332 122ND AVE SE | LOT 40 MEADOWGREEN EST. |  |  | Non-Lead - Other | No |  | 5.25 | Installation date is after the lead ban |  |  |  |  | Non-Lead - Other |  |  | Installation date is after the lead ban |  |  |  |  | Non-Lead |  |  |  | Hydrant
MTR_027066 | 22670 128TH PL SE | LOT 57 FERN CREST WEST |  |  | Non-Lead - Other | No |  | 0 | Installation date is after the lead ban |  |  |  |  | Non-Lead - Other |  |  | Installation date is after the lead ban |  |  |  |  | Non-Lead |  |  |  | Assumed
MTR_022591 | 19300 108TH AVE FIRE SE | DETECTOR CK-NEW BEGINNINGS CHRISTIAN |  |  | Non-Lead - Other | No | 2010-03-19 | 0 | Installation date is after the lead ban |  |  |  |  | Non-Lead - Other |  |  | Installation date is after the lead ban |  |  |  |  | Non-Lead |  |  |  | Fire
MTR_025469 | 21012 126TH AVE SE | LOT 28 SHADOW RUN |  |  | Non-Lead - Other | No | 1987-11-25 | 0 | Installation date is after the lead ban |  |  |  |  | Non-Lead Plastic |  |  | Field inspection only with no records | Yes | Visual inspection at meter pit | 2023-01-20 |  | Non-Lead |  |  |  | Domestic
MTR_029768 | 22620 112TH AVE SE | LOT 136 KENTON FIRS |  |  | Non-Lead - Other | Unknown |  | 0 | Statistical analysis |  |  |  |  | Non-Lead Plastic |  |  | Field inspection only with no records | Yes | Visual inspection at meter pit | 2023-01-29 |  | Non-Lead |  |  |  | Domestic
MTR_016986 | 15603 SE 177TH PL | LOT 37 CANDLEWOOD RIDGE #4 |  |  | Non-Lead - Other | No | 1977-07-01 | 0 | Installation date is after the lead ban |  |  |  |  | Non-Lead - Other |  |  | Installation date is after the lead ban |  |  |  |  | Non-Lead |  |  |  | Domestic
MTR_022592 | 19448 115TH PL SE | LOT 102 PLATEAU @ PANTHER LAKE |  |  | Non-Lead - Other | No | 2007-03-05 | 0 | Installation date is after the lead ban |  |  |  |  | Non-Lead - Other |  |  | Installation date is after the lead ban |  |  |  |  | Non-Lead |  |  |  | Domestic
MTR_016988 | 15606 SE 177TH PL | LOT 39 CANDLEWOOD RIDGE #4 |  |  | Non-Lead - Other | No | 1977-07-01 | 0 | Installation date is after the lead ban |  |  |  |  | Non-Lead - Other |  |  | Installation date is after the lead ban |  |  |  |  | Non-Lead |  |  |  | Domestic
MTR_026962 | 22547 134TH PL SE | LOT 24 FERN CREST |  |  | Non-Lead - Other | No | 2005-06-17 | 0 | Installation date is after the lead ban |  |  |  |  | Non-Lead - Other |  |  | Installation date is after the lead ban |  |  |  |  | Non-Lead |  |  |  | Domestic
MTR_027528 | 23250 133RD AVE SE | L 53 WILDWOOD EST 1 |  |  | Non-Lead - Other | No |  | 0 | Installation date is after the lead ban |  |  |  |  | Non-Lead - Other |  |  | Installation date is after the lead ban |  |  |  |  | Non-Lead |  |  |  | Domestic
MTR_022098 | 19140 117TH PL SE | LOT 7 RATHINAM PLAT |  |  | Non-Lead - Other | No | 2007-09-28 | 0 | Rectified Plan | No |  |  |  | Non-Lead - Other |  |  | Installation date is after the lead ban |  |  |  |  | Non-Lead |  |  |  | Domestic
MTR_016989 | 17648 156TH AVE SE | L41 CANDLEWOOD RIDGE #4 |  |  | Non-Lead - Other | No | 1977-07-01 | 0 | Installation date is after the lead ban |  |  |  |  | Non-Lead - Other |  |  | Installation date is after the lead ban |  |  |  |  | Non-Lead |  |  |  | Domestic
MTR_026964 | 22435 134TH PL SE | LOT 28 FERN CREST 2 |  |  | Non-Lead - Other | No | 2005-09-02 | 0 | Installation date is after the lead ban |  |  |  |  | Non-Lead - Other |  |  | Installation date is after the lead ban |  |  |  |  | Non-Lead |  |  |  | Domestic
MTR_021978 | 19405 140TH AVE SE | LOT A FAIRWOOD 11 |  |  | Non-Lead - Other | No |  | 0 | Rectified Plan | No |  |  |  | Non-Lead - Other |  |  | Installation date is after the lead ban |  |  |  |  | Non-Lead |  |  |  | Assumed
MTR_022593 | 19430 115TH PL SE | LOT 105 PLATEAU @ PANTHER LAKE |  |  | Non-Lead Plastic | No | 2007-03-05 | 0 | Field inspection only with no records | Yes | Visual inspection at meter pit | 2023-09-29 |  | Non-Lead Plastic |  |  | Field inspection only with no records | Yes | Visual inspection at meter pit | 2023-09-29 |  | Non-Lead |  |  |  | Domestic
MTR_016990 | 17654 156TH AVE SE | LOT 40 CANDLEWOOD RIDGE #4 |  |  | Non-Lead - Other | No | 1977-07-01 | 0 | Installation date is after the lead ban |  |  |  |  | Non-Lead - Other |  |  | Installation date is after the lead ban |  |  |  |  | Non-Lead |  |  |  | Domestic
MTR_026965 | 22605 134TH PL SE | LOT 23 FERN CREST |  |  | Non-Lead Plastic | No | 2005-06-17 | 0 | Field inspection only with no records | Yes | Visual inspection at meter pit | 2023-10-27 |  | Non-Lead Plastic |  |  | Field inspection only with no records | Yes | Visual inspection at meter pit | 2023-10-27 |  | Non-Lead |  |  |  | Domestic
MTR_021980 | 19415 140TH AVE SE | LOT C FAIRWOOD 11 |  |  | Non-Lead - Other | No |  | 0 | Rectified Plan | No |  |  |  | Non-Lead - Other |  |  | Installation date is after the lead ban |  |  |  |  | Non-Lead |  |  |  | Assumed
MTR_011163 | 11457 SE 162ND ST | LOT 4 BLK 4 AKERS FARMS 6 |  |  | Non-Lead - Other | No |  | 0 | Installation date is after the lead ban |  |  |  |  | Non-Lead - Other |  |  | Installation date is after the lead ban |  |  |  |  | Non-Lead |  |  |  | Domestic
MTR_028068 | 11609 SE 218TH PL | L2 CROWN TERRACE |  |  | Non-Lead Plastic | No |  | 0 | Field inspection only with no records | Yes | Visual inspection at meter pit | 2023-09-16 |  | Non-Lead Plastic |  |  | Field inspection only with no records | Yes | Visual inspection at meter pit | 2023-09-16 |  | Non-Lead |  |  |  | Domestic
MTR_021979 | 19409 140TH AVE SE | LOT B FAIRWOOD 11 |  |  | Non-Lead - Other | No |  | 0 | Rectified Plan | No |  |  |  | Non-Lead - Other |  |  | Installation date is after the lead ban |  |  |  |  | Non-Lead |  |  |  | Assumed
MTR_015669 | 937 SE CARR RD | TAX LOT 19 32-23-5 |  |  | Non-Lead - Copper | Unknown |  | 1 | Statistical analysis | No |  |  |  | Non-Lead - Other |  |  | Statistical analysis |  |  |  |  | Non-Lead |  |  |  | Domestic
MTR_028069 | 11601 SE 218TH PL | LOT 1 CROWN TERRACE |  |  | Non-Lead - Other | No |  | 0 | Installation date is after the lead ban |  |  |  |  | Non-Lead Plastic |  |  | Field inspection only with no records | Yes | Visual inspection at meter pit | 2022-12-30 |  | Non-Lead |  |  |  | Domestic
MTR_023703 | 22425 BENSON RD SE | 0708-019100 |  |  | Non-Lead - Other | Unknown |  | 0 | Statistical analysis |  |  |  |  | Non-Lead - Other |  |  | Statistical analysis |  |  |  |  | Non-Lead |  |  |  | Assumed
MTR_025180 | 20814 125TH AVE SE | L66 GLENCARIN # 1 |  |  | Non-Lead - Other | No | 1968-03-08 | 0 | Installation date is after the lead ban |  |  |  |  | Non-Lead - Other |  |  | Installation date is after the lead ban |  |  |  |  | Non-Lead |  |  |  | Domestic
MTR_026339 | 20611 119TH AVE SE | LOT 8 PANTHER LAKE TERRACE 4 |  |  | Non-Lead - Other | No |  | 0 | Installation date is after the lead ban |  |  |  |  | Non-Lead - Other |  |  | Installation date is after the lead ban |  |  |  |  | Non-Lead |  |  |  | Assumed
MTR_028071 | 11636 SE 218TH PL | L 12 CROWN TERRACE |  |  | Non-Lead - Other | No |  | 0 | Installation date is after the lead ban |  |  |  |  | Non-Lead - Other |  |  | Installation date is after the lead ban |  |  |  |  | Non-Lead |  |  |  | Domestic
MTR_010980 | 16305 126TH AVE SE | L1 BLK2 CASCADE VISTA #7 |  |  | Non-Lead - Other | No | 2016-06-22 | 0.75 | Statistical analysis |  |  |  |  | Non-Lead - Other |  |  | Statistical analysis |  |  |  |  | Non-Lead |  |  |  | Domestic
MTR_025181 | 12421 SE 209TH ST | L40 GLENCARIN # 1 |  |  | Non-Lead - Other | No | 1968-03-08 | 0 | Installation date is after the lead ban |  |  |  |  | Non-Lead Plastic |  |  | Field inspection only with no records | Yes | Visual inspection at meter pit | 2023-01-21 |  | Non-Lead |  |  |  | Domestic
MTR_029755 | 11630 SE 228TH PL | LOT 39 HUNTERS RUN |  |  | Non-Lead - Other | No |  | 0 | Installation date is after the lead ban |  |  |  |  | Non-Lead - Other |  |  | Installation date is after the lead ban |  |  |  |  | Non-Lead |  |  |  | Domestic
MTR_028072 | 11617 SE 218TH PL | L3 CROWN TERRACE |  |  | Non-Lead Plastic | No |  | 0 | Field inspection only with no records | Yes | Visual inspection at meter pit | 2023-09-16 |  | Non-Lead Plastic |  |  | Field inspection only with no records | Yes | Visual inspection at meter pit | 2023-09-16 |  | Non-Lead |  |  |  | Domestic
MTR_025998 | 11243 SE 204TH ST | TL 157 5-22-5 |  |  | Non-Lead - Other | Unknown |  | 0 | Statistical analysis |  |  |  |  | Non-Lead - Other |  |  | Statistical analysis |  |  |  |  | Non-Lead |  |  |  | Assumed
MTR_025542 | 12626 SE 214TH ST | L 45 GLENCARIN #3 |  |  | Non-Lead - Other | No |  | 0 | Installation date is after the lead ban |  |  |  |  | Non-Lead - Other |  |  | Installation date is after the lead ban |  |  |  |  | Non-Lead |  |  |  | Domestic
MTR_022595 | 11442 SE 193RD TER | LOT 34 PLATEAU @ PANTHER LAKE |  |  | Non-Lead - Other | No | 2007-03-05 | 0 | Installation date is after the lead ban |  |  |  |  | Non-Lead - Other |  |  | Installation date is after the lead ban |  |  |  |  | Non-Lead |  |  |  | Domestic
MTR_022596 | 11424 SE 193RD TER | LOT 37 PLATEAU @ PANTHER LAKE |  |  | Non-Lead Plastic | No | 2007-03-05 | 0 | Field inspection only with no records | Yes | Visual inspection at meter pit | 2023-09-29 |  | Non-Lead Plastic |  |  | Field inspection only with no records | Yes | Visual inspection at meter pit | 2023-09-29 |  | Non-Lead |  |  |  | Domestic
MTR_011077 | 20057 120TH AVE SE | L79 W1/2 SEC 4-22-5 |  |  | Non-Lead - Other | Unknown |  | 0 | Statistical analysis |  |  |  |  | Non-Lead - Other |  |  | Statistical analysis |  |  |  |  | Non-Lead |  |  |  | Assumed
MTR_018518 | 9631 S 208TH ST | TAX LOT 66 7-22-5 |  |  | Non-Lead Plastic | Unknown |  | 0 | Rectified Plan | Yes | Visual inspection at the meter pit | 2024-01-31 |  | Non-Lead Plastic |  |  | Field inspection only with no records | Yes | Visual inspection at the meter pit | 2024-01-31 |  | Non-Lead |  |  |  | Domestic
MTR_016315 | 17639 157TH AVE SE | L34 CANDLEWOOD RIDGE#2 |  |  | Non-Lead Plastic | No | 1976-05-06 | 0 | Field inspection only with no records | Yes | Visual inspection at meter pit | 2023-11-30 |  | Non-Lead Plastic |  |  | Field inspection only with no records | Yes | Visual inspection at meter pit | 2023-11-30 |  | Non-Lead |  |  |  | Domestic
MTR_022597 | 19398 115TH PL SE | LOT 1 PLATEAU @ PANTHER LAKE |  |  | Non-Lead - Other | No | 2007-03-05 | 0 | Installation date is after the lead ban |  |  |  |  | Non-Lead - Other |  |  | Installation date is after the lead ban |  |  |  |  | Non-Lead |  |  |  | Domestic
MTR_028073 | 11618 SE 218TH PL | LOT 3 TR A CROWN TERR |  |  | Non-Lead Plastic | No |  | 0 | Field inspection only with no records | Yes | Visual inspection at meter pit | 2023-09-16 |  | Non-Lead Plastic |  |  | Field inspection only with no records | Yes | Visual inspection at meter pit | 2023-09-16 |  | Non-Lead |  |  |  | Domestic
MTR_014094 | 11503 SE 169TH ST | LOT 42 GLACIER VIEW TOWNHOMES IRRIGATION |  |  | Non-Lead - Other | No |  | 1.5 | Installation date is after the lead ban |  |  |  |  | Non-Lead - Other |  |  | Installation date is after the lead ban |  |  |  |  | Non-Lead |  |  |  | Irrigation
MTR_016318 | 17633 157TH AVE SE | LOT 33 CANDLEWOOD #2 |  |  | Non-Lead - Other | No | 1976-05-06 | 0 | Installation date is after the lead ban |  |  |  |  | Non-Lead - Other |  |  | Installation date is after the lead ban |  |  |  |  | Non-Lead |  |  |  | Domestic
MTR_022598 | 11436 SE 193RD TER | LOT 35 PLATEAU @ PANTHER LAKE |  |  | Non-Lead - Other | No | 2007-03-05 | 0 | Installation date is after the lead ban |  |  |  |  | Non-Lead - Other |  |  | Installation date is after the lead ban |  |  |  |  | Non-Lead |  |  |  | Domestic
MTR_028075 | 12025 SE 223RD DR | LOT 19 MEADOWGREEN EST. |  |  | Non-Lead - Other | No |  | 0 | Installation date is after the lead ban |  |  |  |  | Non-Lead - Other |  |  | Installation date is after the lead ban |  |  |  |  | Non-Lead |  |  |  | Domestic
MTR_010987 | 12315 SE 209TH ST | L7 GLENCARIN #1 |  |  | Non-Lead - Other | No | 1968-03-08 | 0 | Statistical analysis |  |  |  |  | Non-Lead - Other |  |  | Statistical analysis |  |  |  |  | Non-Lead |  |  |  | Domestic
MTR_016319 | 15517 SE 176TH PL | L30 CANDLEWOOD RIDGE #2 |  |  | Non-Lead Plastic | No | 1976-05-06 | 0 | Field inspection only with no records | Yes | Visual inspection at meter pit | 2023-11-30 |  | Non-Lead Plastic |  |  | Field inspection only with no records | Yes | Visual inspection at meter pit | 2023-11-30 |  | Non-Lead |  |  |  | Domestic
MTR_022103 | 11737 SE 191ST ST | LOT 40 JESSIE GLEN |  |  | Non-Lead Plastic | No | 2007-07-19 | 0 | Field inspection only with no records | Yes | Visual inspection at meter pit | 2023-10-07 |  | Non-Lead Plastic |  |  | Field inspection only with no records | Yes | Visual inspection at meter pit | 2023-10-07 |  | Non-Lead |  |  |  | Domestic
MTR_028077 | 12017 SE 223RD DR | L17 MEADOWGREEN ESTATES |  |  | Non-Lead Plastic | No |  | 0 | Field inspection only with no records | Yes | Visual inspection at meter pit | 2023-09-01 |  | Non-Lead Plastic |  |  | Field inspection only with no records | Yes | Visual inspection at meter pit | 2023-09-01 |  | Non-Lead |  |  |  | Domestic
MTR_019174 | 18855 102ND AVE SE | PORTION OF TAX LOT 28 32-23-5 |  |  | Non-Lead - Other | Unknown |  | 0 | Statistical analysis |  |  |  |  | Non-Lead - Other |  |  | Statistical analysis |  |  |  |  | Non-Lead |  |  |  | Assumed
MTR_020327 | 20011 106TH AVE SE | L2 MEADOWLARK LANE |  |  | Non-Lead - Other | Unknown |  | 0 | Statistical analysis |  |  |  |  | Non-Lead - Other |  |  | Statistical analysis |  |  |  |  | Non-Lead |  |  |  | Assumed
MTR_028078 | 12033 SE 223RD DR | LOT 21 MEADOWGREEN ESTATES |  |  | Non-Lead Plastic | No |  | 0 | Field inspection only with no records | Yes | Visual inspection at meter pit | 2023-09-01 |  | Non-Lead Plastic |  |  | Field inspection only with no records | Yes | Visual inspection at meter pit | 2023-09-01 |  | Non-Lead |  |  |  | Domestic
MTR_028079 | 12029 SE 223RD DR | LOT 20 MEADOWGREEN EST. |  |  | Non-Lead Plastic | No |  | 0 | Field inspection only with no records | Yes | Visual inspection at meter pit | 2023-09-01 |  | Non-Lead Plastic |  |  | Field inspection only with no records | Yes | Visual inspection at meter pit | 2023-09-01 |  | Non-Lead |  |  |  | Domestic
MTR_022644 | 19206 108TH AVE SE | 9919-002730 |  |  | Non-Lead - Other | Unknown |  | 0 | Statistical analysis |  |  |  |  | Non-Lead - Other |  |  | Statistical analysis |  |  |  |  | Non-Lead |  |  |  | Assumed
MTR_022601 | 11415 SE 193RD TER | LOT 18 PLATEAU @ PANTHER LAKE |  |  | Non-Lead - Other | No | 2007-03-05 | 0 | Installation date is after the lead ban |  |  |  |  | Non-Lead - Other |  |  | Installation date is after the lead ban |  |  |  |  | Non-Lead |  |  |  | Domestic
MTR_028080 | 11847 SE 221ST ST | LOT 10 MEADOW GLEN #2 |  |  | Non-Lead - Other | No |  | 0 | Installation date is after the lead ban |  |  |  |  | Non-Lead - Other |  |  | Installation date is after the lead ban |  |  |  |  | Non-Lead |  |  |  | Domestic
MTR_022645 | 19121 124TH AVE SE | 9921-000570 |  |  | Non-Lead - Other | Unknown |  |  | Statistical analysis | Yes | Visual inspection at the meter pit |  |  | Non-Lead - Other |  |  | Statistical analysis | Yes | Visual inspection at the meter pit |  |  | Non-Lead
MTR_017547 | 18306 121ST PL SE | LOT 9 BENSON TRAILS |  |  | Non-Lead Plastic | No | 2010-01-14 | 0 | Field inspection only with no records | Yes | Visual inspection at meter pit | 2023-11-30 |  | Non-Lead Plastic |  |  | Field inspection only with no records | Yes | Visual inspection at meter pit | 2023-11-30 |  | Non-Lead |  |  |  | Domestic
MTR_028082 | 11835 SE 221ST ST | LOT 8 MEADOW GLEN #2 |  |  | Non-Lead - Other | No |  | 0 | Installation date is after the lead ban |  |  |  |  | Non-Lead Plastic |  |  | Field inspection only with no records | Yes | Visual inspection at meter pit | 2023-06-20 |  | Non-Lead |  |  |  | Domestic
MTR_017564 | 18320 124TH AVE SE | TL 52 E1/2 SEC 33-23-5 |  |  | Non-Lead - Other | No |  | 0 | Installation date is after the lead ban |  |  |  |  | Non-Lead - Other |  |  | Installation date is after the lead ban |  |  |  |  | Non-Lead |  |  |  | Assumed
MTR_018379 | 20215 91ST PL S | LOT 11 SOPHIA GLEN |  |  | Non-Lead - Other | No | 2009-07-07 | 0 | Installation date is after the lead ban |  |  |  |  | Non-Lead - Other |  |  | Installation date is after the lead ban |  |  |  |  | Non-Lead |  |  |  | Domestic
MTR_028085 | 12116 SE 223RD DR | L70 MEADOWGREEN EST |  |  | Non-Lead Plastic | No |  | 5.25 | Field inspection only with no records | Yes | Visual inspection at meter pit | 2023-09-15 |  | Non-Lead Plastic |  |  | Field inspection only with no records | Yes | Visual inspection at meter pit | 2023-09-15 |  | Non-Lead |  |  |  | Hydrant
MTR_022013 | 19106 116TH AVE SE | 9921-011975 |  |  | Non-Lead - Other | Unknown |  | 0 | Relative Placement | No |  |  |  | Non-Lead - Other |  |  | Statistical analysis |  |  |  |  | Non-Lead |  |  |  | Assumed
MTR_029756 | 22622 111TH CT SE | LOT 25 CLARKS GLEN |  |  | Non-Lead - Other | Unknown |  | 0 | Statistical analysis |  |  |  |  | Non-Lead - Other |  |  | Statistical analysis |  |  |  |  | Non-Lead |  |  |  | Assumed
MTR_028086 | 12028 SE 223RD DR | LOT 76 MEADOWGREEN ESTATES |  |  | Non-Lead - Other | No |  | 0 | Installation date is after the lead ban |  |  |  |  | Non-Lead - Other |  |  | Installation date is after the lead ban |  |  |  |  | Non-Lead |  |  |  | Domestic
MTR_028089 | 22233 122ND AVE SE | L69 MEADOWGREEN EST |  |  | Non-Lead - Other | No |  | 5.25 | Installation date is after the lead ban |  |  |  |  | Non-Lead - Other |  |  | Installation date is after the lead ban |  |  |  |  | Non-Lead |  |  |  | Hydrant
MTR_023244 | 21037 99TH AVE S | LOT 5 BLOCK 3 WESTVIEW TERRACE #2 |  |  | Non-Lead - Other | No | 2008-10-29 | 0 | Rectified Plan |  |  |  |  | Non-Lead - Other |  |  | Statistical analysis |  |  |  |  | Non-Lead |  |  |  | Domestic
MTR_016320 | 17627 157TH AVE SE | L32 CANDLEWOOD RIDGE #2 |  |  | Non-Lead - Other | No | 1976-05-06 | 0 | Installation date is after the lead ban |  |  |  |  | Non-Lead - Other |  |  | Installation date is after the lead ban |  |  |  |  | Non-Lead |  |  |  | Domestic
MTR_015456 | 12517 SE PETROVITSKY RD | L6 BLK2 BENSON HEIGHTS |  |  | Non-Lead - Other | Unknown |  | 0 | Statistical analysis |  |  |  |  | Non-Lead - Other |  |  | Statistical analysis |  |  |  |  | Non-Lead |  |  |  | Domestic
MTR_028090 | 12108 SE 223RD DR | LOT 73 MEADOWGREEN EST. |  |  | Non-Lead - Other | No |  | 5.25 | Installation date is after the lead ban |  |  |  |  | Non-Lead - Other |  |  | Installation date is after the lead ban |  |  |  |  | Non-Lead |  |  |  | Hydrant
MTR_022073 | 11651 SE 189TH PL | LOT 23 JESSIE GLEN |  |  | Non-Lead Plastic | No | 2007-07-19 | 0 | Field inspection only with no records | Yes | Visual inspection at meter pit | 2023-10-07 |  | Non-Lead Plastic |  |  | Field inspection only with no records | Yes | Visual inspection at meter pit | 2023-10-07 |  | Non-Lead |  |  |  | Domestic
MTR_018006 | 13446 SE 183RD ST | L 324 FOREST EST 3 |  |  | Non-Lead - Other | No | 1983-08-01 | 0 | Installation date is after the lead ban |  |  |  |  | Non-Lead - Other |  |  | Installation date is after the lead ban |  |  |  |  | Non-Lead |  |  |  | Domestic
MTR_022709 | 17833 140TH AVE SE | TL 34 SEC. 34-23-5 |  |  | Non-Lead - Other | Unknown |  |  | Statistical analysis |  |  |  |  | Non-Lead - Other |  |  | Statistical analysis |  |  |  |  | Non-Lead
MTR_008870 | 23620 124TH AVE SE | LOT 16 GAGES GROVE |  |  | Non-Lead - Other | No | 2005-08-18 | 0 | Rectified Plan | No |  |  |  | Non-Lead - Other |  |  | Installation date is after the lead ban |  |  |  |  | Non-Lead |  |  |  | Domestic
MTR_022077 | 11657 SE 189TH PL | LOT 24 JESSIE GLEN |  |  | Non-Lead - Other | No | 2007-07-19 | 0 | Rectified Plan | No |  |  |  | Non-Lead - Other |  |  | Installation date is after the lead ban |  |  |  |  | Non-Lead |  |  |  | Domestic
MTR_027070 | 12833 SE 227TH ST | LOT 52 FERN CREST WEST |  |  | Non-Lead Plastic | No | 2006-04-28 | 0 | Field inspection only with no records | Yes | Visual inspection at meter pit | 2023-08-26 |  | Non-Lead Plastic |  |  | Field inspection only with no records | Yes | Visual inspection at meter pit | 2023-08-26 |  | Non-Lead |  |  |  | Domestic
MTR_012616 | 17609 E LK DESIRE DR SE |  |  |  | Non-Lead - Plastic | No | 2010-01-19 | 1 | Rectified Plan |  |  |  |  | Non-Lead - Other |  |  | Installation date is after the lead ban |  |  |  |  | Non-Lead |  |  |  | Domestic
MTR_008872 | 23616 124TH AVE SE | LOT 15 GAGES GROVE |  |  | Non-Lead Plastic | No | 2005-08-18 | 0 | Field inspection only with no records | Yes | Visual inspection at meter pit | 2023-10-21 |  | Non-Lead Plastic |  |  | Field inspection only with no records | Yes | Visual inspection at meter pit | 2023-10-21 |  | Non-Lead |  |  |  | Domestic
MTR_022070 | 18937 117TH LN SE | LOT 15 JESSIE GLEN |  |  | Non-Lead - Other | No | 2007-07-19 | 0 | Rectified Plan | No |  |  |  | Non-Lead - Other |  |  | Installation date is after the lead ban |  |  |  |  | Non-Lead |  |  |  | Domestic
MTR_027071 | 12839 SE 227TH ST | LOT 53 FERN CREST WEST |  |  | Non-Lead Plastic | No |  | 0 | Field inspection only with no records | Yes | Visual inspection at meter pit | 2023-08-26 |  | Non-Lead Plastic |  |  | Field inspection only with no records | Yes | Visual inspection at meter pit | 2023-08-26 |  | Non-Lead |  |  |  | Assumed
MTR_021973 | 13827 SE 192ND ST | TL 28 W1/2 SEC 3-22-5 |  |  | Non-Lead - Other | Unknown |  | 0 | Statistical analysis |  |  |  |  | Non-Lead - Other |  |  | Statistical analysis |  |  |  |  | Non-Lead |  |  |  | Assumed
MTR_016489 | 15919 SE 176TH PL | L 79 CANDLEWOOD 1 |  |  | Non-Lead - Other | No |  | 0 | Installation date is after the lead ban |  |  |  |  | Non-Lead - Other |  |  | Installation date is after the lead ban |  |  |  |  | Non-Lead |  |  |  | Domestic
MTR_022078 | 11663 SE 189TH PL | LOT 25 JESSIE GLEN |  |  | Non-Lead - Other | No | 2007-07-19 | 0 | Rectified Plan | No |  |  |  | Non-Lead - Other |  |  | Installation date is after the lead ban |  |  |  |  | Non-Lead |  |  |  | Domestic
MTR_021506 | 19203 140TH AVE SE | TL27 W1/2 SEC 3-22-5 |  |  | Non-Lead - Other | Unknown |  | 0 | Statistical analysis |  |  |  |  | Non-Lead - Other |  |  | Statistical analysis |  |  |  |  | Non-Lead |  |  |  | Assumed
MTR_016490 | 15925 SE 176TH PL | L80 CANDLEWOOD RIDGE #1 |  |  | Non-Lead - Other | No |  | 0 | Installation date is after the lead ban |  |  |  |  | Non-Lead - Other |  |  | Installation date is after the lead ban |  |  |  |  | Non-Lead |  |  |  | Domestic
MTR_028125 | 11724 SE 221ST ST | L12 MEADOW GLEN 1 |  |  | Non-Lead Plastic | No |  | 0 | Field inspection only with no records | Yes | Visual inspection at meter pit | 2023-09-16 |  | Non-Lead Plastic |  |  | Field inspection only with no records | Yes | Visual inspection at meter pit | 2023-09-16 |  | Non-Lead |  |  |  | Domestic
MTR_008873 | 23714 124TH AVE SE | LOT 22 GAGES GROVE |  |  | Non-Lead - Other | No | 2005-08-18 | 0 | Rectified Plan | No |  |  |  | Non-Lead - Other |  |  | Installation date is after the lead ban |  |  |  |  | Non-Lead |  |  |  | Domestic
MTR_021975 | 19211 140TH AVE SE | TL 27 W1/2 SEC. 3-22-5 |  |  | Non-Lead - Other | No | 2004-11-04 | 0 | Rectified Plan | No |  |  |  | Non-Lead - Other |  |  | Statistical analysis |  |  |  |  | Non-Lead |  |  |  | Domestic
MTR_016491 | 15931 SE 176TH PL | L81 CANDLEWOOD RIDGE #1 |  |  | Non-Lead - Other | No |  | 0 | Installation date is after the lead ban |  |  |  |  | Non-Lead - Other |  |  | Installation date is after the lead ban |  |  |  |  | Non-Lead |  |  |  | Domestic
MTR_027128 | 23034 128TH PL SE | LOT 36 MISTY MEADOWS #3 |  |  | Non-Lead Plastic | No |  | 0 | Field inspection only with no records | Yes | Visual inspection at meter pit | 2023-08-26 |  | Non-Lead Plastic |  |  | Field inspection only with no records | Yes | Visual inspection at meter pit | 2023-08-26 |  | Non-Lead |  |  |  | Domestic
MTR_026967 | 22471 132ND PL SE | LOT 57 FERN CREST 2 |  |  | Non-Lead - Other | No | 2005-09-02 | 0 | Installation date is after the lead ban |  |  |  |  | Non-Lead - Other |  |  | Installation date is after the lead ban |  |  |  |  | Non-Lead |  |  |  | Domestic
MTR_021976 | 19245 140TH AVE SE | TL 113 W1/2 SEC 3-22-5 |  |  | Non-Lead - Other | Unknown |  | 0 | Rectified Plan | No |  |  |  | Non-Lead - Other |  |  | Statistical analysis |  |  |  |  | Non-Lead |  |  |  | Domestic
MTR_016492 | 15937 SE 176TH PL | L82 CANDLEWOOD RIDGE #1 |  |  | Non-Lead - Other | No |  | 0 | Installation date is after the lead ban |  |  |  |  | Non-Lead - Other |  |  | Installation date is after the lead ban |  |  |  |  | Non-Lead |  |  |  | Domestic
MTR_022604 | 19375 114TH PL SE | LOT 51 PLATEAU @ PANTHER LAKE |  |  | Non-Lead - Other | No | 2007-03-05 | 0 | Installation date is after the lead ban |  |  |  |  | Non-Lead - Other |  |  | Installation date is after the lead ban |  |  |  |  | Non-Lead |  |  |  | Domestic
MTR_008875 | 12524 SE 236TH PL | LOT 11 GAGES GROVE |  |  | Non-Lead - Other | No | 2005-08-18 | 1 | Rectified Plan | No |  |  |  | Non-Lead - Other |  |  | Installation date is after the lead ban |  |  |  |  | Non-Lead |  |  |  | Domestic
MTR_030374 | 21021 142ND AVE SE | LOT 6 HOMESTEAD HILLS |  |  | Non-Lead Plastic | No |  | 1.25 | Field inspection only with no records | Yes | Visual inspection at meter pit | 2023-11-30 |  | Non-Lead - Other |  |  | Installation date is after the lead ban |  |  |  |  | Non-Lead |  |  |  | Domestic
MTR_028581 | 22020 127TH CT SE | LOT 77 SUMMERGLEN #2 |  |  | Non-Lead - Other | No |  | 5.25 | Installation date is after the lead ban |  |  |  |  | Non-Lead - Other |  |  | Installation date is after the lead ban |  |  |  |  | Non-Lead |  |  |  | Hydrant
MTR_008876 | 12516 SE 236TH PL | LOT 10 GAGES GROVE |  |  | Non-Lead - Other | No | 2005-08-18 | 1 | Rectified Plan | No |  |  |  | Non-Lead - Other |  |  | Installation date is after the lead ban |  |  |  |  | Non-Lead |  |  |  | Domestic
MTR_030375 |  |  |  |  | Non-Lead - Other | Unknown |  | 1 | Statistical analysis |  |  |  |  | Non-Lead - Other |  |  | Statistical analysis |  |  |  |  | Non-Lead |  |  |  | Domestic
MTR_026968 | 22473 133RD AVE SE | LOT 71 FERN CREST 2 |  |  | Non-Lead - Other | No | 2005-09-02 | 0 | Installation date is after the lead ban |  |  |  |  | Non-Lead - Other |  |  | Installation date is after the lead ban |  |  |  |  | Non-Lead |  |  |  | Domestic
MTR_021260 | 19660 142ND AVE SE | LAKE YOUNGS ELEMENTARY DETECTOR CHECK |  |  | Copper | Unknown |  | 0.75 | Relative Placement | Yes | Visual inspection at the meter pit | 2024-01-26 |  | Copper |  |  | Field inspection only with no records | Yes | Visual inspection at the meter pit | 2024-01-26 |  | Non-Lead |  |  |  | Assumed
MTR_028509 | 12407 SE 223RD DR | LOT 53 SUMMERGLEN #1 |  |  | Non-Lead - Other | No |  | 0 | Installation date is after the lead ban |  |  |  |  | Non-Lead - Other |  |  | Installation date is after the lead ban |  |  |  |  | Non-Lead |  |  |  | Domestic
MTR_015490 | 12328 PETROVITSKY RD | L9 BLK 1 BENSON HEIGHTS |  |  | Non-Lead - Other | Unknown |  | 0 | Statistical analysis |  |  |  |  | Non-Lead - Other |  |  | Statistical analysis |  |  |  |  | Non-Lead |  |  |  | Domestic
MTR_026969 | 13254 SE 225TH PL | LOT 73 FERN CREST 2 |  |  | Non-Lead - Other | No | 2005-09-02 | 0 | Installation date is after the lead ban |  |  |  |  | Non-Lead - Other |  |  | Installation date is after the lead ban |  |  |  |  | Non-Lead |  |  |  | Domestic
MTR_027075 | 12840 SE 226TH PL | LOT 82 FERN CREST WEST |  |  | Non-Lead Plastic | No | 2006-04-28 | 0 | Field inspection only with no records | Yes | Visual inspection at meter pit | 2023-08-26 |  | Non-Lead Plastic |  |  | Field inspection only with no records | Yes | Visual inspection at meter pit | 2023-08-26 |  | Non-Lead |  |  |  | Domestic
MTR_022605 | 19363 114TH PL SE | LOT 49 PLATEAU @ PANTHER LAKE |  |  | Non-Lead - Other | No | 2007-03-05 | 0 | Installation date is after the lead ban |  |  |  |  | Non-Lead - Other |  |  | Installation date is after the lead ban |  |  |  |  | Non-Lead |  |  |  | Domestic
MTR_014761 | 12122 SE PETROVITSKY RD | LOT 13 B1 BENSON HEIGHTS |  |  | Non-Lead Plastic | Unknown |  | 0 | Field inspection only with no records | Yes | Visual inspection at meter pit | 2023-08-23 |  | Non-Lead Copper |  |  | Field inspection only with no records | Yes | Visual inspection at meter pit | 2023-08-23 |  | Non-Lead |  |  |  | Domestic
MTR_022538 | 19410 113TH AVE SE | LOT 78 PANTHER MEADOWS |  |  | Non-Lead - Other | No | 2004-07-26 | 0 | Installation date is after the lead ban |  |  |  |  | Non-Lead - Other |  |  | Installation date is after the lead ban |  |  |  |  | Non-Lead |  |  |  | Domestic
MTR_016877 | 15238 SE 178TH PL | LOT 14 CANDLEWOOD RIDGE #5 |  |  | Non-Lead Plastic | No | 1978-02-01 | 0 | Field inspection only with no records | Yes | Visual inspection at meter pit | 2023-11-30 |  | Non-Lead Plastic |  |  | Field inspection only with no records | Yes | Visual inspection at meter pit | 2023-11-30 |  | Non-Lead |  |  |  | Domestic
MTR_022092 | 19147 117TH PL SE | LOT 3 RATHINAM PLAT |  |  | Non-Lead Plastic | No | 2007-09-28 | 0 | Field inspection only with no records | Yes | Visual inspection at meter pit | 2023-10-13 |  | Non-Lead Plastic |  |  | Field inspection only with no records | Yes | Visual inspection at meter pit | 2023-10-13 |  | Non-Lead |  |  |  | Domestic
MTR_030245 |  |  |  |  | Non-Lead - Other | No | 2018-06-05 | 0.75 | Statistical analysis |  |  |  |  | Non-Lead - Other |  |  | Statistical analysis |  |  |  |  | Non-Lead |  |  |  | Domestic
MTR_030376 |  |  |  |  | Non-Lead - Other | No | 2018-10-31 | 1 | Statistical analysis |  |  |  |  | Non-Lead - Other |  |  | Statistical analysis |  |  |  |  | Non-Lead |  |  |  | Domestic
MTR_016881 | 17654 152ND PL SE | LOT 42 CANDLEWOOD RIDGE #5 |  |  | Non-Lead Plastic | No | 1978-02-01 | 0 | Field inspection only with no records | Yes | Visual inspection at meter pit | 2023-11-30 |  | Non-Lead Plastic |  |  | Field inspection only with no records | Yes | Visual inspection at meter pit | 2023-11-30 |  | Non-Lead |  |  |  | Domestic
MTR_022093 | 19153 117TH PL SE | LOT 2 RATHINAM PLAT |  |  | Non-Lead - Other | No | 2007-09-28 | 0 | Rectified Plan | No |  |  |  | Non-Lead - Other |  |  | Installation date is after the lead ban |  |  |  |  | Non-Lead |  |  |  | Domestic
MTR_016882 | 15209 SE 178TH ST | LOT 21 CANDLEWOOD RIDGE #5 |  |  | Non-Lead - Other | No | 1978-02-01 | 0 | Installation date is after the lead ban |  |  |  |  | Non-Lead - Other |  |  | Installation date is after the lead ban |  |  |  |  | Non-Lead |  |  |  | Domestic
MTR_022539 | 19416 113TH AVE SE | LOT 79 PANTHER MEADOWS |  |  | Non-Lead Plastic | No | 2004-07-26 | 0 | Field inspection only with no records | Yes | Visual inspection at meter pit | 2023-09-29 |  | Non-Lead Plastic |  |  | Field inspection only with no records | Yes | Visual inspection at meter pit | 2023-09-29 |  | Non-Lead |  |  |  | Domestic
MTR_030377 |  |  |  |  | Non-Lead - Other | No | 2018-10-31 | 1 | Statistical analysis |  |  |  |  | Non-Lead - Other |  |  | Statistical analysis |  |  |  |  | Non-Lead |  |  |  | Domestic
MTR_022606 | 11422 SE 195TH PL | LOT 62 PLATEAU @ PANTHER LAKE |  |  | Non-Lead Plastic | No | 2007-03-05 | 0 | Field inspection only with no records | Yes | Visual inspection at meter pit | 2023-09-29 |  | Non-Lead Plastic |  |  | Field inspection only with no records | Yes | Visual inspection at meter pit | 2023-09-29 |  | Non-Lead |  |  |  | Domestic
MTR_016883 | 15233 SE 176TH PL | LOT 49 CANDLEWOOD RIDGE #5 |  |  | Non-Lead Plastic | No | 1978-02-01 | 0 | Field inspection only with no records | Yes | Visual inspection at meter pit | 2023-11-30 |  | Non-Lead Plastic |  |  | Field inspection only with no records | Yes | Visual inspection at meter pit | 2023-11-30 |  | Non-Lead |  |  |  | Domestic
MTR_022541 | 19380 113TH AVE SE | LOT 75 PANTHER MEADOWS |  |  | Non-Lead - Other | No | 2004-07-26 | 0 | Installation date is after the lead ban |  |  |  |  | Non-Lead - Other |  |  | Installation date is after the lead ban |  |  |  |  | Non-Lead |  |  |  | Domestic
MTR_030235 |  |  |  |  | Non-Lead - Other | No | 2018-04-10 | 0 | Installation date is after the lead ban |  |  |  |  | Non-Lead - Other |  |  | Installation date is after the lead ban |  |  |  |  | Non-Lead |  |  |  | Domestic
MTR_022607 | 19364 114TH PL SE | LOT 13 PLATEAU @ PANTHER LAKE |  |  | Non-Lead - Other | No | 2007-03-05 | 0 | Installation date is after the lead ban |  |  |  |  | Non-Lead - Other |  |  | Installation date is after the lead ban |  |  |  |  | Non-Lead |  |  |  | Domestic
MTR_016884 | 15417 SE 176TH PL | LOT 89 CANDLEWOOD RIDGE #4 |  |  | Non-Lead - Other | No | 1977-07-01 | 0 | Installation date is after the lead ban |  |  |  |  | Non-Lead - Other |  |  | Installation date is after the lead ban |  |  |  |  | Non-Lead |  |  |  | Domestic
MTR_014351 | 11419 SE 171ST PL | LOT 39 GLACIER VIEW TOWNHOMES |  |  | Non-Lead Plastic | No | 2005-10-28 | 1 | Field inspection only with no records | Yes | Visual inspection at meter pit | 2023-02-04 |  | Non-Lead Plastic |  |  | Field inspection only with no records | Yes | Visual inspection at meter pit | 2023-02-04 |  | Non-Lead |  |  |  | Domestic
MTR_030239 |  |  |  |  | Non-Lead - Other | No | 2018-04-10 | 0 | Installation date is after the lead ban |  |  |  |  | Non-Lead - Other |  |  | Installation date is after the lead ban |  |  |  |  | Non-Lead |  |  |  | Domestic
MTR_023177 | 9815 S 212TH ST | L52 WESTVIEW TERR. #2 |  |  | Non-Lead - Other | No | 2008-10-29 | 0 | Rectified Plan |  |  |  |  | Non-Lead - Other |  |  | Statistical analysis |  |  |  |  | Non-Lead |  |  |  | Domestic
MTR_017013 | 15411 SE 176TH PL | LOT 88 CANDLEWOOD RIDGE #4 |  |  | Non-Lead Plastic | No | 1977-07-01 | 0 | Field inspection only with no records | Yes | Visual inspection at meter pit | 2023-11-30 |  | Non-Lead Plastic |  |  | Field inspection only with no records | Yes | Visual inspection at meter pit | 2023-11-30 |  | Non-Lead |  |  |  | Domestic
MTR_030238 |  |  |  |  | Non-Lead - Other | No | 2018-04-10 | 0 | Installation date is after the lead ban |  |  |  |  | Non-Lead - Other |  |  | Installation date is after the lead ban |  |  |  |  | Non-Lead |  |  |  | Domestic
MTR_014353 | 11429 SE 171ST PL | LOT 41 GLACIER VIEW TOWNHOMES |  |  | Non-Lead - Other | No | 2005-10-28 | 1 | Installation date is after the lead ban |  |  |  |  | Non-Lead - Other |  |  | Installation date is after the lead ban |  |  |  |  | Non-Lead |  |  |  | Domestic
MTR_016885 | 15204 SE 176TH PL | LOT 55 CANDLEWOOD RIDGE #5 |  |  | Non-Lead - Other | No | 1978-02-01 | 0 | Installation date is after the lead ban |  |  |  |  | Non-Lead - Other |  |  | Installation date is after the lead ban |  |  |  |  | Non-Lead |  |  |  | Domestic
MTR_023116 | 21413 99TH AVE S | L 15 MCCANNS WESTVIEW |  |  | Non-Lead - Other | No | 2008-10-29 | 0 | Rectified Plan |  |  |  |  | Non-Lead - Other |  |  | Statistical analysis |  |  |  |  | Non-Lead |  |  |  | Domestic
MTR_016321 | 15425 SE 176TH PL | L28 CANDLEWOOD RIDGE #2 |  |  | Non-Lead - Other | No | 1976-05-06 | 0 | Installation date is after the lead ban |  |  |  |  | Non-Lead - Other |  |  | Installation date is after the lead ban |  |  |  |  | Non-Lead |  |  |  | Domestic
MTR_030237 |  |  |  |  | Non-Lead - Other | No |  | 0 | Installation date is after the lead ban |  |  |  |  | Non-Lead - Other |  |  | Installation date is after the lead ban |  |  |  |  | Non-Lead |  |  |  | Domestic
MTR_014373 | 11417 SE 171ST ST | LOT 32 GLACIER VIEW TOWNHOMES |  |  | Non-Lead Plastic | No | 2005-10-28 | 1 | Field inspection only with no records | Yes | Visual inspection at meter pit | 2023-02-04 |  | Non-Lead Plastic |  |  | Field inspection only with no records | Yes | Visual inspection at meter pit | 2023-02-04 |  | Non-Lead |  |  |  | Domestic
MTR_026309 | 12005 SE 204TH ST | L9 PANTHER LK TERR 2 |  |  | Non-Lead - Other | No |  | 0 | Installation date is after the lead ban |  |  |  |  | Non-Lead - Other |  |  | Installation date is after the lead ban |  |  |  |  | Non-Lead |  |  |  | Assumed
MTR_016322 | 15507 SE 176TH PL | L29 CANDLEWOOD RIDGE #2 |  |  | Non-Lead - Other | No | 1976-05-06 | 0 | Installation date is after the lead ban |  |  |  |  | Non-Lead - Other |  |  | Installation date is after the lead ban |  |  |  |  | Non-Lead |  |  |  | Domestic
MTR_030236 |  |  |  |  | Non-Lead - Other | No | 2018-04-10 | 0 | Installation date is after the lead ban |  |  |  |  | Non-Lead - Other |  |  | Installation date is after the lead ban |  |  |  |  | Non-Lead |  |  |  | Domestic
MTR_014372 | 11409 SE 171ST ST | LOT 31 GLACIER VIEW TOWNHOMES |  |  | Non-Lead - Other | No | 2005-10-28 | 1 | Installation date is after the lead ban |  |  |  |  | Non-Lead - Other |  |  | Installation date is after the lead ban |  |  |  |  | Non-Lead |  |  |  | Domestic
MTR_025714 | 13118 SE 210TH ST | LOT 194 STR 09-22-05 |  |  | Non-Lead - Other | No | 2005-01-13 | 0 | Installation date is after the lead ban |  |  |  |  | Non-Lead Plastic |  |  | Field inspection only with no records | Yes | Visual inspection at meter pit | 2023-01-29 |  | Non-Lead |  |  |  | Assumed
MTR_016323 | 15615 SE 178TH ST | L47 CANDLEWOOD RIDGE #2 |  |  | Non-Lead - Other | No | 1976-05-06 | 0 | Installation date is after the lead ban |  |  |  |  | Non-Lead - Other |  |  | Installation date is after the lead ban |  |  |  |  | Non-Lead |  |  |  | Domestic
MTR_030233 | 16818 108TH AVE SE | 0708-004352-TAX LOT 19 S-T-R SE 2-23-5 |  |  | Non-Lead - Other | No |  | 1 | Installation date is after the lead ban |  |  |  |  | Non-Lead - Other |  |  | Installation date is after the lead ban |  |  |  |  | Non-Lead |  |  |  | Assumed
MTR_028092 | 11812 SE 219TH PL | LOT 66 CROWN ROYAL |  |  | Non-Lead Plastic | No |  | 0 | Field inspection only with no records | Yes | Visual inspection at meter pit | 2023-09-16 |  | Non-Lead Plastic |  |  | Field inspection only with no records | Yes | Visual inspection at meter pit | 2023-09-16 |  | Non-Lead |  |  |  | Assumed
MTR_025715 | 13130 SE 210TH ST | LOT 73 of 09-22-05 |  |  | Non-Lead - Other | No | 2005-01-13 | 0 | Installation date is after the lead ban |  |  |  |  | Non-Lead Plastic |  |  | Field inspection only with no records | Yes | Visual inspection at meter pit | 2023-01-29 |  | Non-Lead |  |  |  | Assumed
MTR_030378 |  |  |  |  | Non-Lead - Other | No | 2020-10-02 | 1 | Installation date is after the lead ban |  |  |  |  | Non-Lead - Other |  |  | Installation date is after the lead ban |  |  |  |  | Non-Lead |  |  |  | Domestic
MTR_028095 | 11836 SE 219TH PL | LOT 63 CROWN ROYAL |  |  | Non-Lead - Other | No |  | 0 | Installation date is after the lead ban |  |  |  |  | Non-Lead - Other |  |  | Installation date is after the lead ban |  |  |  |  | Non-Lead |  |  |  | Assumed
MTR_018964 | 1149 S 47TH PL | LOT 9 PANTHER RIDGE |  |  | Non-Lead Plastic | No | 2012-08-28 | 0 | Field inspection only with no records | Yes | Visual inspection at meter pit | 2023-08-19 |  | Non-Lead Plastic |  |  | Field inspection only with no records | Yes | Visual inspection at meter pit | 2023-08-19 |  | Non-Lead |  |  |  | Domestic
MTR_028634 | 21922 124TH AVE SE | LOT 62 SUMMERGLEN #1 |  |  | Non-Lead Plastic | No |  | 0 | Field inspection only with no records | Yes | Visual inspection at meter pit | 2023-09-02 |  | Non-Lead Copper |  |  | Field inspection only with no records | Yes | Visual inspection at meter pit | 2023-09-02 |  | Non-Lead |  |  |  | Domestic
MTR_016324 | 15621 SE 178TH ST | L48 CANDLEWOOD RIDGE #2 |  |  | Non-Lead - Other | No | 1976-05-06 | 0 | Installation date is after the lead ban |  |  |  |  | Non-Lead - Other |  |  | Installation date is after the lead ban |  |  |  |  | Non-Lead |  |  |  | Domestic
MTR_030379 |  |  |  |  | Non-Lead - Other | No | 2020-10-02 | 1 | Installation date is after the lead ban |  |  |  |  | Non-Lead - Other |  |  | Installation date is after the lead ban |  |  |  |  | Non-Lead |  |  |  | Domestic
MTR_025731 | 13124 SE 210TH ST | LOT 193 of STR 09-22-05 |  |  | Non-Lead - Other | No | 2005-01-13 | 0 | Installation date is after the lead ban |  |  |  |  | Non-Lead - Other |  |  | Installation date is after the lead ban |  |  |  |  | Non-Lead |  |  |  | Assumed
MTR_028512 | 22125 124TH AVE SE | LOT 14 SUMMERGLEN #1 |  |  | Non-Lead - Other | No |  | 0 | Installation date is after the lead ban |  |  |  |  | Non-Lead - Other |  |  | Installation date is after the lead ban |  |  |  |  | Non-Lead |  |  |  | Assumed
MTR_021214 | 19844 142ND AVE SE | LOT 25 COUNTRY GATE |  |  | Non-Lead - Other | No | 2001-02-01 | 0 | Installation date is after the lead ban |  |  |  |  | Non-Lead - Other |  |  | Installation date is after the lead ban |  |  |  |  | Non-Lead |  |  |  | Domestic
MTR_030380 |  |  |  |  | Non-Lead - Other | No | 2020-10-02 | 1 | Installation date is after the lead ban |  |  |  |  | Non-Lead - Other |  |  | Installation date is after the lead ban |  |  |  |  | Non-Lead |  |  |  | Domestic
MTR_011850 | 3213 CEDAR AVE S | LOT 14 KRISTEN WOODS |  |  | Non-Lead - Other | No | 2007-10-01 | 0 | Installation date is after the lead ban |  |  |  |  | Non-Lead - Other |  |  | Installation date is after the lead ban |  |  |  |  | Non-Lead |  |  |  | Domestic
MTR_028635 | 21916 124TH AVE SE | LOT 63 SUMMERGLEN #1 |  |  | Non-Lead Plastic | No |  | 0 | Field inspection only with no records | Yes | Visual inspection at meter pit | 2023-03-13 |  | Non-Lead Plastic |  |  | Field inspection only with no records | Yes | Visual inspection at meter pit | 2023-03-13 |  | Non-Lead |  |  |  | Domestic
MTR_016326 | 15635 SE 178TH ST | L50 CANDLEWOOD RIDGE #2 |  |  | Non-Lead Plastic | No | 1976-05-06 | 0 | Field inspection only with no records | Yes | Visual inspection at meter pit | 2023-11-30 |  | Non-Lead Plastic |  |  | Field inspection only with no records | Yes | Visual inspection at meter pit | 2023-11-30 |  | Non-Lead |  |  |  | Domestic
MTR_030381 |  |  |  |  | Non-Lead - Other | No | 2020-10-02 | 1 | Installation date is after the lead ban |  |  |  |  | Non-Lead - Other |  |  | Installation date is after the lead ban |  |  |  |  | Non-Lead |  |  |  | Domestic
MTR_026974 | 12881 SE 225TH CT | LOT 34 FERN CREST WEST |  |  | Non-Lead - Other | No | 2006-04-28 | 0 | Installation date is after the lead ban |  |  |  |  | Non-Lead - Other |  |  | Installation date is after the lead ban |  |  |  |  | Non-Lead |  |  |  | Domestic
MTR_022609 | 19349 114TH PL SE | LOT 47 PLATEAU @ PANTHER LAKE |  |  | Non-Lead Plastic | No | 2007-03-05 | 0 | Field inspection only with no records | Yes | Visual inspection at meter pit | 2023-08-10 |  | Non-Lead Plastic |  |  | Field inspection only with no records | Yes | Visual inspection at meter pit | 2023-08-10 |  | Non-Lead |  |  |  | Domestic
MTR_030382 |  |  |  |  | Non-Lead - Other | No | 2020-10-02 | 1 | Installation date is after the lead ban |  |  |  |  | Non-Lead - Other |  |  | Installation date is after the lead ban |  |  |  |  | Non-Lead |  |  |  | Domestic
MTR_026976 | 12863 SE 225TH CT | LOT 37 FERN CREST WEST |  |  | Non-Lead - Other | No | 2006-04-28 | 0 | Installation date is after the lead ban |  |  |  |  | Non-Lead - Other |  |  | Installation date is after the lead ban |  |  |  |  | Non-Lead |  |  |  | Domestic
MTR_022612 | 19343 114TH PL SE | LOT 46 PLATEAU @ PANTHER LAKE |  |  | Non-Lead Plastic | No | 2007-03-05 | 0 | Field inspection only with no records | Yes | Visual inspection at meter pit | 2023-09-29 |  | Non-Lead Plastic |  |  | Field inspection only with no records | Yes | Visual inspection at meter pit | 2023-09-29 |  | Non-Lead |  |  |  | Domestic
MTR_028097 | 12323 SE 223RD DR | LOT 51 MEADOWGREEN EST |  |  | Non-Lead - Other | No |  | 5.25 | Installation date is after the lead ban |  |  |  |  | Non-Lead Plastic |  |  | Field inspection only with no records | Yes | Visual inspection at meter pit | 2022-12-23 |  | Non-Lead |  |  |  | Hydrant
MTR_030383 |  |  |  |  | Non-Lead - Other | No | 2020-10-02 | 1 | Installation date is after the lead ban |  |  |  |  | Non-Lead - Other |  |  | Installation date is after the lead ban |  |  |  |  | Non-Lead |  |  |  | Domestic
MTR_018482 | 20316 97TH PL S | LOT 4 PAZOOKI SHORT PLAT |  |  | Non-Lead - Other | No | 2009-03-27 | 0 | Installation date is after the lead ban |  |  |  |  | Non-Lead - Other |  |  | Installation date is after the lead ban |  |  |  |  | Non-Lead |  |  |  | Domestic
MTR_028098 | 12317 SE 223RD DR | LOT 50 MEADOWGREEN EST |  |  | Non-Lead - Other | No |  | 5.25 | Installation date is after the lead ban |  |  |  |  | Non-Lead - Other |  |  | Installation date is after the lead ban |  |  |  |  | Non-Lead |  |  |  | Hydrant
MTR_030384 |  |  |  |  | Non-Lead - Other | No | 2020-10-02 | 1 | Installation date is after the lead ban |  |  |  |  | Non-Lead - Other |  |  | Installation date is after the lead ban |  |  |  |  | Non-Lead |  |  |  | Domestic
MTR_016327 | 15603 SE 178TH ST | L45 CANDLEWOOD RIDGE #2 |  |  | Non-Lead Plastic | No | 1976-05-06 | 0 | Field inspection only with no records | Yes | Visual inspection at meter pit | 2023-11-30 |  | Non-Lead Plastic |  |  | Field inspection only with no records | Yes | Visual inspection at meter pit | 2023-11-30 |  | Non-Lead |  |  |  | Domestic
MTR_011192 | 1710 S 27TH ST |  |  |  | Non-Lead Plastic | No |  | 0.75 | Field inspection only with no records | Yes | Visual inspection at meter pit | 2022-12-31 |  | Non-Lead Plastic |  |  | Field inspection only with no records | Yes | Visual inspection at meter pit | 2022-12-31 |  | Non-Lead |  |  |  | Assumed
MTR_028531 | 22315 123RD PL SE | LOT 37 SUMMERGLEN #1 |  |  | Non-Lead - Other | No |  | 0 | Installation date is after the lead ban |  |  |  |  | Non-Lead - Other |  |  | Installation date is after the lead ban |  |  |  |  | Non-Lead |  |  |  | Domestic
MTR_030385 |  |  |  |  | Non-Lead - Other | No | 2020-10-02 | 1 | Installation date is after the lead ban |  |  |  |  | Non-Lead - Other |  |  | Installation date is after the lead ban |  |  |  |  | Non-Lead |  |  |  | Domestic
MTR_016498 | 17825 160TH AVE SE | L108 CANDLEWOOD RIDGE #1 |  |  | Non-Lead - Other | No |  | 0 | Installation date is after the lead ban |  |  |  |  | Non-Lead - Other |  |  | Installation date is after the lead ban |  |  |  |  | Non-Lead |  |  |  | Domestic
MTR_011961 | 3511 CEDAR AVE S | LOT 50 CEDAR AVENUE |  |  | Non-Lead Plastic | No | 2004-12-14 | 0 | Field inspection only with no records | Yes | Visual inspection at meter pit | 2023-02-03 |  | Non-Lead Plastic |  |  | Field inspection only with no records | Yes | Visual inspection at meter pit | 2023-02-03 |  | Non-Lead |  |  |  | Domestic
MTR_028099 | 12303 SE 223RD DR | LOT 48 MEADOWGREEN EST |  |  | Non-Lead - Other | No |  | 5.25 | Installation date is after the lead ban |  |  |  |  | Non-Lead - Other |  |  | Installation date is after the lead ban |  |  |  |  | Non-Lead |  |  |  | Hydrant
MTR_030386 |  |  |  |  | Non-Lead - Other | No | 2020-10-02 | 1 | Installation date is after the lead ban |  |  |  |  | Non-Lead - Other |  |  | Installation date is after the lead ban |  |  |  |  | Non-Lead |  |  |  | Domestic
MTR_030387 |  |  |  |  | Non-Lead - Other | No | 2020-10-02 | 1 | Installation date is after the lead ban |  |  |  |  | Non-Lead - Other |  |  | Installation date is after the lead ban |  |  |  |  | Non-Lead |  |  |  | Domestic
MTR_026017 | 20120 111TH WAY SE | LOT 43 VILA REAL |  |  | Non-Lead - Other | No | 2007-05-03 | 0 | Installation date is after the lead ban |  |  |  |  | Non-Lead - Other |  |  | Installation date is after the lead ban |  |  |  |  | Non-Lead |  |  |  | Domestic
MTR_028533 | 22303 123RD PL SE | LOT 35 SUMMERGLEN #1 |  |  | Non-Lead - Other | No |  | 0 | Installation date is after the lead ban |  |  |  |  | Non-Lead - Other |  |  | Installation date is after the lead ban |  |  |  |  | Non-Lead |  |  |  | Domestic
MTR_011968 | 3507 MILL PL S | LOT 44 CEDAR AVENUE |  |  | Non-Lead - Other | No | 2004-12-14 | 0 | Installation date is after the lead ban |  |  |  |  | Non-Lead - Other |  |  | Installation date is after the lead ban |  |  |  |  | Non-Lead |  |  |  | Domestic
MTR_016499 | 17833 160TH AVE SE | L109 CANDLEWOOD RIDGE #1 |  |  | Non-Lead - Other | No |  | 0 | Installation date is after the lead ban |  |  |  |  | Non-Lead - Other |  |  | Installation date is after the lead ban |  |  |  |  | Non-Lead |  |  |  | Domestic
MTR_030388 |  |  |  |  | Non-Lead - Other | No | 2020-10-02 | 1 | Installation date is after the lead ban |  |  |  |  | Non-Lead - Other |  |  | Installation date is after the lead ban |  |  |  |  | Non-Lead |  |  |  | Domestic
MTR_017103 | 11039 SE 182ND ST | LOT 13 MAPLE GLEN |  |  | Non-Lead - Other | No |  | 0 | Installation date is after the lead ban |  |  |  |  | Non-Lead - Other |  |  | Installation date is after the lead ban |  |  |  |  | Non-Lead |  |  |  | Domestic
MTR_023557 | 11207 SE 216TH ST | LOT 6 WEST CREEK COURT |  |  | Non-Lead - Other | No | 2006-01-24 | 0 | Installation date is after the lead ban |  |  |  |  | Non-Lead - Other |  |  | Installation date is after the lead ban |  |  |  |  | Non-Lead |  |  |  | Domestic
MTR_016502 | 15912 SE 177TH ST | LOT 91 CANDLEWOOD RIDGE #1 |  |  | Non-Lead - Other | No |  | 0 | Installation date is after the lead ban |  |  |  |  | Non-Lead - Other |  |  | Installation date is after the lead ban |  |  |  |  | Non-Lead |  |  |  | Domestic
MTR_030389 |  |  |  |  | Non-Lead - Other | No | 2020-10-02 | 1 | Installation date is after the lead ban |  |  |  |  | Non-Lead - Other |  |  | Installation date is after the lead ban |  |  |  |  | Non-Lead |  |  |  | Domestic
MTR_028100 | 22316 122ND AVE SE | LOT 42 MEADOWGREEN EST. |  |  | Non-Lead Plastic | No |  | 5.25 | Field inspection only with no records | Yes | Visual inspection at meter pit | 2023-09-02 |  | Non-Lead Copper |  |  | Field inspection only with no records | Yes | Visual inspection at meter pit | 2023-09-02 |  | Non-Lead |  |  |  | Hydrant
MTR_022613 | 11478 SE 193RD TER | LOT 28 PLATEAU @ PANTHER LAKE |  |  | Non-Lead - Other | No | 2007-03-05 | 0 | Installation date is after the lead ban |  |  |  |  | Non-Lead - Other |  |  | Installation date is after the lead ban |  |  |  |  | Non-Lead |  |  |  | Domestic
MTR_016505 | 15907 SE 176TH PL | LOT 77 CANDLEWOOD RIDGE #1 |  |  | Non-Lead - Other | No |  | 0 | Installation date is after the lead ban |  |  |  |  | Non-Lead - Other |  |  | Installation date is after the lead ban |  |  |  |  | Non-Lead |  |  |  | Domestic
MTR_030390 |  |  |  |  | Non-Lead - Other | No | 2020-10-02 | 1 | Installation date is after the lead ban |  |  |  |  | Non-Lead - Other |  |  | Installation date is after the lead ban |  |  |  |  | Non-Lead |  |  |  | Domestic
MTR_019089 | 10037 SE 190TH ST | L8 HI VIEW HTS |  |  | Non-Lead - Other | No |  | 0 | Installation date is after the lead ban |  |  |  |  | Non-Lead - Other |  |  | Installation date is after the lead ban |  |  |  |  | Non-Lead |  |  |  | Assumed
MTR_022614 | 11484 SE 193RD TER | LOT 27 PLATEAU @ PANTHER LAKE |  |  | Non-Lead - Other | No | 2007-03-05 | 0 | Installation date is after the lead ban |  |  |  |  | Non-Lead - Other |  |  | Installation date is after the lead ban |  |  |  |  | Non-Lead |  |  |  | Domestic
MTR_030391 |  |  |  |  | Non-Lead - Other | No | 2020-10-02 | 1 | Installation date is after the lead ban |  |  |  |  | Non-Lead - Other |  |  | Installation date is after the lead ban |  |  |  |  | Non-Lead |  |  |  | Domestic
MTR_019090 | 10033 SE 190TH ST | L7 HIVIEW HEIGHTS |  |  | Non-Lead Plastic | No |  | 0 | Field inspection only with no records | Yes | Visual inspection at meter pit | 2023-11-30 |  | Non-Lead Plastic |  |  | Field inspection only with no records | Yes | Visual inspection at meter pit | 2023-11-30 |  | Non-Lead |  |  |  | Assumed
MTR_022616 | 11456 SE 194TH ST | LOT 5 PLATEAU @ PANTHER LAKE |  |  | Non-Lead - Other | No | 2007-03-05 | 0 | Installation date is after the lead ban |  |  |  |  | Non-Lead - Other |  |  | Installation date is after the lead ban |  |  |  |  | Non-Lead |  |  |  | Domestic
MTR_019171 | 18861 102ND AVE SE | TL 310 SEC 32-23-5 |  |  | Non-Lead - Other | Unknown |  | 0 | Statistical analysis |  |  |  |  | Non-Lead - Other |  |  | Statistical analysis |  |  |  |  | Non-Lead |  |  |  | Assumed
MTR_030392 |  |  |  |  | Non-Lead - Other | No | 2020-10-02 | 1 | Installation date is after the lead ban |  |  |  |  | Non-Lead - Other |  |  | Installation date is after the lead ban |  |  |  |  | Non-Lead |  |  |  | Domestic
MTR_028192 | 12823 SE 223RD PL | LOT 35 MATHESON PARK #1 |  |  | Non-Lead - Other | No | 1995-07-21 | 0 | Installation date is after the lead ban |  |  |  |  | Non-Lead - Other |  |  | Installation date is after the lead ban |  |  |  |  | Non-Lead |  |  |  | Domestic
MTR_008920 | 12005 SE 210TH ST | L 31 HARMONELL ADD. |  |  | Non-Lead - Other | Unknown |  | 0 | Statistical analysis |  |  |  |  | Non-Lead - Other |  |  | Statistical analysis |  |  |  |  | Non-Lead |  |  |  | Assumed
MTR_030393 |  |  |  |  | Non-Lead - Other | No | 2020-10-02 | 1 | Installation date is after the lead ban |  |  |  |  | Non-Lead - Other |  |  | Installation date is after the lead ban |  |  |  |  | Non-Lead |  |  |  | Domestic
MTR_022617 | 11444 SE 194TH PL | LOT 7 PLATEAU @ PANTHER LAKE |  |  | Non-Lead Plastic | No | 2007-03-05 | 0 | Field inspection only with no records | Yes | Visual inspection at meter pit | 2023-09-29 |  | Non-Lead Plastic |  |  | Field inspection only with no records | Yes | Visual inspection at meter pit | 2023-09-29 |  | Non-Lead |  |  |  | Domestic
MTR_008924 | 16142 119TH AVE SE | L10 BL2 CASCADE HILLS #2 |  |  | Non-Lead - Other | No | 2006-08-31 | 1 | Rectified Plan |  |  |  |  | Non-Lead - Other |  |  | Statistical analysis |  |  |  |  | Non-Lead |  |  |  | Domestic
MTR_030394 |  |  |  |  | Non-Lead - Other | No | 2020-10-02 | 1 | Installation date is after the lead ban |  |  |  |  | Non-Lead - Other |  |  | Installation date is after the lead ban |  |  |  |  | Non-Lead |  |  |  | Domestic
MTR_027129 | 22506 126TH AVE SE | LOT 49 PHEASANTS HOLLOW |  |  | Non-Lead Plastic | No | 1996-02-26 | 0 | Field inspection only with no records | Yes | Visual inspection at meter pit | 2023-09-01 |  | Non-Lead Copper |  |  | Field inspection only with no records | Yes | Visual inspection at meter pit | 2023-09-01 |  | Non-Lead |  |  |  | Domestic
MTR_028538 | 22339 123RD PL SE | LOT 42 SUMMERGLEN #1 |  |  | Non-Lead Plastic | No |  | 0 | Field inspection only with no records | Yes | Visual inspection at meter pit | 2023-09-02 |  | Non-Lead Plastic |  |  | Field inspection only with no records | Yes | Visual inspection at meter pit | 2023-09-02 |  | Non-Lead |  |  |  | Domestic
MTR_030395 |  |  |  |  | Non-Lead - Other | No | 2020-10-02 | 1 | Installation date is after the lead ban |  |  |  |  | Non-Lead - Other |  |  | Installation date is after the lead ban |  |  |  |  | Non-Lead |  |  |  | Domestic
MTR_022618 | 11450 SE 194TH ST | LOT 6 PLATEAU @ PANTHER LAKE |  |  | Non-Lead - Other | No | 2007-03-05 | 0 | Installation date is after the lead ban |  |  |  |  | Non-Lead - Other |  |  | Installation date is after the lead ban |  |  |  |  | Non-Lead |  |  |  | Domestic
MTR_028540 | 22333 123RD PL SE | LOT 40 SUMMERGLEN #1 |  |  | Non-Lead Plastic | No |  | 0 | Field inspection only with no records | Yes | Visual inspection at meter pit | 2023-09-02 |  | Non-Lead Copper |  |  | Field inspection only with no records | Yes | Visual inspection at meter pit | 2023-09-02 |  | Non-Lead |  |  |  | Domestic
MTR_030396 |  |  |  |  | Non-Lead - Other | No | 2020-10-02 | 1 | Installation date is after the lead ban |  |  |  |  | Non-Lead - Other |  |  | Installation date is after the lead ban |  |  |  |  | Non-Lead |  |  |  | Domestic
MTR_030397 |  |  |  |  | Non-Lead - Other | No | 2020-10-02 | 1 | Installation date is after the lead ban |  |  |  |  | Non-Lead - Other |  |  | Installation date is after the lead ban |  |  |  |  | Non-Lead |  |  |  | Domestic
MTR_025487 | 21018 127TH PL SE | LOT 38 JASON LANE |  |  | Non-Lead - Other | No |  | 0 | Installation date is after the lead ban |  |  |  |  | Non-Lead Copper |  |  | Field inspection only with no records | Yes | Visual inspection at meter pit | 2023-01-20 |  | Non-Lead |  |  |  | Domestic
MTR_020097 | 20356 105TH CT SE | LOT 1 CODY'S PLACE |  |  | Non-Lead - Other | No | 2007-10-26 | 0 | Installation date is after the lead ban |  |  |  |  | Non-Lead Plastic |  |  | Field inspection only with no records | Yes | Visual inspection at meter pit | 2023-01-07 |  | Non-Lead |  |  |  | Domestic
MTR_016939 | 15524 SE 178TH PL | LOT 16 CANDLEWOOD RIDGE #4 |  |  | Non-Lead - Other | No | 1977-07-01 | 0 | Installation date is after the lead ban |  |  |  |  | Non-Lead - Other |  |  | Installation date is after the lead ban |  |  |  |  | Non-Lead |  |  |  | Domestic
MTR_030398 |  |  |  |  | Non-Lead - Other | No | 2020-10-02 | 1 | Installation date is after the lead ban |  |  |  |  | Non-Lead - Other |  |  | Installation date is after the lead ban |  |  |  |  | Non-Lead |  |  |  | Domestic
MTR_025484 | 20807 127TH PL SE | LOT 1 JASON LANE |  |  | Non-Lead - Other | No |  | 0 | Installation date is after the lead ban |  |  |  |  | Non-Lead Copper |  |  | Field inspection only with no records | Yes | Visual inspection at meter pit | 2023-01-20 |  | Non-Lead |  |  |  | Domestic
MTR_020098 | 20340 105TH CT SE | LOT 5 CODY'S PLACE |  |  | Non-Lead - Other | No | 2007-10-26 | 0 | Installation date is after the lead ban |  |  |  |  | Non-Lead Plastic |  |  | Field inspection only with no records | Yes | Visual inspection at meter pit | 2023-01-07 |  | Non-Lead |  |  |  | Domestic
MTR_016940 | 15518 SE 178TH PL | LOT 17 CANDLEWOOD RIDGE #4 |  |  | Non-Lead - Other | No | 1977-07-01 | 0 | Installation date is after the lead ban |  |  |  |  | Non-Lead - Other |  |  | Installation date is after the lead ban |  |  |  |  | Non-Lead |  |  |  | Domestic
MTR_030399 |  |  |  |  | Non-Lead - Other | No | 2020-10-02 | 1 | Installation date is after the lead ban |  |  |  |  | Non-Lead - Other |  |  | Installation date is after the lead ban |  |  |  |  | Non-Lead |  |  |  | Domestic
MTR_025499 | 21120 127TH PL SE | L34 JASON LANE |  |  | Non-Lead - Other | No |  | 0 | Installation date is after the lead ban |  |  |  |  | Non-Lead Copper |  |  | Field inspection only with no records | Yes | Visual inspection at meter pit | 2023-01-20 |  | Non-Lead |  |  |  | Domestic
MTR_020099 | 20345 105TH CT SE | LOT 7 CODY'S PLACE |  |  | Non-Lead - Other | No | 2007-10-26 | 0 | Installation date is after the lead ban |  |  |  |  | Non-Lead Plastic |  |  | Field inspection only with no records | Yes | Visual inspection at meter pit | 2023-01-07 |  | Non-Lead |  |  |  | Domestic
MTR_016942 | 15504 SE 178TH PL | LOT 19 CANDLEWOOD RIDGE #4 |  |  | Non-Lead - Other | No | 1977-07-01 | 0 | Installation date is after the lead ban |  |  |  |  | Non-Lead - Other |  |  | Installation date is after the lead ban |  |  |  |  | Non-Lead |  |  |  | Domestic
MTR_030400 |  |  |  |  | Non-Lead - Other | No | 2020-10-02 | 1 | Installation date is after the lead ban |  |  |  |  | Non-Lead - Other |  |  | Installation date is after the lead ban |  |  |  |  | Non-Lead |  |  |  | Domestic
MTR_028574 | 12409 SE 221ST PL | LOT 64 SUMMERGLEN #2 |  |  | Non-Lead Plastic | No |  | 5.25 | Field inspection only with no records | Yes | Visual inspection at meter pit | 2023-09-02 |  | Non-Lead Plastic |  |  | Field inspection only with no records | Yes | Visual inspection at meter pit | 2023-09-02 |  | Non-Lead |  |  |  | Hydrant
MTR_030068 | 12409 SE 160TH ST | L3 BK4 CASCADE VILLAGE#3 |  |  | Non-Lead - Other | No | 2016-06-22 | 0.75 | Rectified Plan |  |  |  |  | Non-Lead - Other |  |  | Statistical analysis |  |  |  |  | Non-Lead |  |  |  | Domestic
MTR_016943 | 15500 SE 178TH PL | LOT 20 CANDLEWOOD RIDGE #4 |  |  | Non-Lead - Other | No | 1977-07-01 | 0 | Installation date is after the lead ban |  |  |  |  | Non-Lead - Other |  |  | Installation date is after the lead ban |  |  |  |  | Non-Lead |  |  |  | Domestic
MTR_030401 |  |  |  |  | Non-Lead - Other | No | 2020-10-02 | 1 | Installation date is after the lead ban |  |  |  |  | Non-Lead - Other |  |  | Installation date is after the lead ban |  |  |  |  | Non-Lead |  |  |  | Domestic
MTR_030402 |  |  |  |  | Non-Lead - Other | No | 2020-10-02 | 1 | Installation date is after the lead ban |  |  |  |  | Non-Lead - Other |  |  | Installation date is after the lead ban |  |  |  |  | Non-Lead |  |  |  | Domestic
MTR_020100 | 20344 105TH CT SE | LOT 4 CODY'S PLACE |  |  | Non-Lead - Other | No | 2007-10-26 | 0 | Installation date is after the lead ban |  |  |  |  | Non-Lead - Other |  |  | Installation date is after the lead ban |  |  |  |  | Non-Lead |  |  |  | Domestic
MTR_030008 | 12666 SE 161ST ST | L 12 B 1 CASCADE VISTA 4 |  |  | Non-Lead Plastic | No | 2016-06-22 | 0.75 | Field inspection only with no records | Yes | Visual inspection at meter pit | 2023-01-06 |  | Non-Lead Plastic |  |  | Field inspection only with no records | Yes | Visual inspection at meter pit | 2023-01-06 |  | Non-Lead |  |  |  | Domestic
MTR_028495 | 22214 124TH AVE SE | LOT 55 SUMMERGLEN #1 |  |  | Non-Lead - Other | No |  | 0 | Installation date is after the lead ban |  |  |  |  | Galvanized Requiring Replacement |  |  | Field inspection only with no records | Yes | Visual inspection at meter pit | 2023-06-20 |  | Galvanized Requiring Replacement |  |  |  | Domestic
MTR_030403 |  |  |  |  | Non-Lead - Other | No | 2020-10-02 | 1 | Installation date is after the lead ban |  |  |  |  | Non-Lead - Other |  |  | Installation date is after the lead ban |  |  |  |  | Non-Lead |  |  |  | Domestic
MTR_029852 | 14006 SE 238TH LN | LOT 26 THE VILLAGE AT SOOS CREEK |  |  | Non-Lead - Other | No |  | 0 | Installation date is after the lead ban |  |  |  |  | Non-Lead Plastic |  |  | Field inspection only with no records | Yes | Visual inspection at meter pit | 2023-01-06 |  | Non-Lead |  |  |  | Assumed
MTR_030052 | 12690 SE 161ST ST | L 16 B 1 CASCADE VISTA 4 |  |  | Non-Lead Plastic | No | 2016-06-22 | 0.75 | Field inspection only with no records | Yes | Visual inspection at meter pit | 2023-01-06 |  | Non-Lead Plastic |  |  | Field inspection only with no records | Yes | Visual inspection at meter pit | 2023-01-06 |  | Non-Lead |  |  |  | Domestic
MTR_028513 | 22132 124TH AVE SE | LOT 58 SUMMERGLEN #1 |  |  | Non-Lead - Other | No |  | 0 | Installation date is after the lead ban |  |  |  |  | Non-Lead - Other |  |  | Installation date is after the lead ban |  |  |  |  | Non-Lead |  |  |  | Domestic
MTR_030404 |  |  |  |  | Non-Lead - Other | No | 2020-10-02 | 1 | Installation date is after the lead ban |  |  |  |  | Non-Lead - Other |  |  | Installation date is after the lead ban |  |  |  |  | Non-Lead |  |  |  | Domestic
MTR_011151 | 16245 114TH AVE SE | LOT 6 LUND SHORT PLAT |  |  | Non-Lead - Other | No |  | 0 | Installation date is after the lead ban |  |  |  |  | Non-Lead - Other |  |  | Installation date is after the lead ban |  |  |  |  | Non-Lead |  |  |  | Domestic
MTR_029987 | 12659 SE 162ND ST | L11 BK4 CASCADE VISTA #4 |  |  | Non-Lead Plastic | No | 2016-06-22 | 0.75 | Field inspection only with no records | Yes | Visual inspection at meter pit | 2023-01-06 |  | Galvanized Requiring Replacement |  |  | Field inspection only with no records | Yes | Visual inspection at meter pit | 2023-01-06 |  | Galvanized Requiring Replacement |  |  |  | Domestic
MTR_019219 | 19231 98TH PL S | L 19 SPRINGBROOK TERRACE |  |  | Non-Lead - Other | No | 1984-06-01 | 0 | Installation date is after the lead ban |  |  |  |  | Non-Lead - Other |  |  | Installation date is after the lead ban |  |  |  |  | Non-Lead |  |  |  | Assumed
MTR_030405 |  |  |  |  | Non-Lead - Other | No | 2020-10-02 | 1 | Installation date is after the lead ban |  |  |  |  | Non-Lead - Other |  |  | Installation date is after the lead ban |  |  |  |  | Non-Lead |  |  |  | Domestic
MTR_019916 | 11218 SE 188TH PL | LOT 40 CHINQUAPIN RIDGE |  |  | Non-Lead - Other | No | 1995-09-19 | 0 | Installation date is after the lead ban |  |  |  |  | Non-Lead - Other |  |  | Installation date is after the lead ban |  |  |  |  | Non-Lead |  |  |  | Domestic
MTR_019220 | 19243 98TH PL S | L21 SPRINGBROOK TERR |  |  | Non-Lead - Other | No | 1984-06-01 | 0 | Installation date is after the lead ban |  |  |  |  | Non-Lead - Other |  |  | Installation date is after the lead ban |  |  |  |  | Non-Lead |  |  |  | Assumed
MTR_030057 | 12630 SE 161ST ST | L 6 B 1 CASCADE VISTA 4 |  |  | Non-Lead Plastic | No | 2016-06-22 | 0.75 | Field inspection only with no records | Yes | Visual inspection at meter pit | 2023-01-06 |  | Non-Lead Plastic |  |  | Field inspection only with no records | Yes | Visual inspection at meter pit | 2023-01-06 |  | Non-Lead |  |  |  | Domestic
MTR_030406 |  |  |  |  | Non-Lead - Other | No | 2020-10-02 | 1 | Installation date is after the lead ban |  |  |  |  | Non-Lead - Other |  |  | Installation date is after the lead ban |  |  |  |  | Non-Lead |  |  |  | Domestic
MTR_016506 | 17712 159TH AVE SE | LOT 125 CANDLEWOOD RIDGE #1 |  |  | Non-Lead - Other | No |  | 0 | Installation date is after the lead ban |  |  |  |  | Non-Lead - Other |  |  | Installation date is after the lead ban |  |  |  |  | Non-Lead |  |  |  | Domestic
MTR_022620 | 11413 SE 194TH ST | LOT 85 PLATEAU @ PANTHER LAKE |  |  | Non-Lead Plastic | No | 2007-03-05 | 0 | Field inspection only with no records | Yes | Visual inspection at meter pit | 2023-01-27 |  | Non-Lead Plastic |  |  | Field inspection only with no records | Yes | Visual inspection at meter pit | 2023-01-27 |  | Non-Lead |  |  |  | Domestic
MTR_019222 | 19263 98TH AVE S | LOT 10 SPRINGBROOK TERRACE |  |  | Non-Lead Plastic | No | 1984-06-01 | 0 | Field inspection only with no records | Yes | Visual inspection at meter pit | 2023-09-23 |  | Non-Lead Plastic |  |  | Field inspection only with no records | Yes | Visual inspection at meter pit | 2023-09-23 |  | Non-Lead |  |  |  | Assumed
MTR_030407 |  |  |  |  | Non-Lead - Other | No | 2020-10-02 | 1 | Installation date is after the lead ban |  |  |  |  | Non-Lead - Other |  |  | Installation date is after the lead ban |  |  |  |  | Non-Lead |  |  |  | Domestic
MTR_022622 | 11451 SE 193RD TER | LOT 24 PLATEAU @ PANTHER LAKE |  |  | Non-Lead - Other | No | 2007-03-05 | 0 | Installation date is after the lead ban |  |  |  |  | Non-Lead - Other |  |  | Installation date is after the lead ban |  |  |  |  | Non-Lead |  |  |  | Domestic
MTR_025523 | 12642 SE 212TH PL | LOT 12 GLENCARIN #3 |  |  | Non-Lead - Other | No |  | 0 | Installation date is after the lead ban |  |  |  |  | Non-Lead - Other |  |  | Installation date is after the lead ban |  |  |  |  | Non-Lead |  |  |  | Domestic
MTR_030408 |  |  |  |  | Non-Lead - Other | No | 2020-10-02 | 1 | Installation date is after the lead ban |  |  |  |  | Non-Lead - Other |  |  | Installation date is after the lead ban |  |  |  |  | Non-Lead |  |  |  | Domestic
MTR_030409 |  |  |  |  | Non-Lead - Other | No | 2020-10-02 | 1 | Installation date is after the lead ban |  |  |  |  | Non-Lead - Other |  |  | Installation date is after the lead ban |  |  |  |  | Non-Lead |  |  |  | Domestic
MTR_025524 | 12636 SE 212TH PL | LOT 13 GLENCARIN #3 |  |  | Non-Lead - Other | No |  | 0 | Installation date is after the lead ban |  |  |  |  | Non-Lead - Other |  |  | Installation date is after the lead ban |  |  |  |  | Non-Lead |  |  |  | Domestic
MTR_016508 | 15917 SE 177TH ST | L95 CANDLEWOOD RIDGE #1 |  |  | Non-Lead - Other | No |  | 0 | Installation date is after the lead ban |  |  |  |  | Non-Lead - Other |  |  | Installation date is after the lead ban |  |  |  |  | Non-Lead |  |  |  | Domestic
MTR_025907 | 11133 SE 203RD PL | LOT 19 VILA REAL |  |  | Non-Lead - Other | No | 2007-05-03 | 0 | Installation date is after the lead ban |  |  |  |  | Non-Lead - Other |  |  | Installation date is after the lead ban |  |  |  |  | Non-Lead |  |  |  | Domestic
MTR_030410 |  |  |  |  | Non-Lead - Other | No | 2020-10-02 | 1 | Installation date is after the lead ban |  |  |  |  | Non-Lead - Other |  |  | Installation date is after the lead ban |  |  |  |  | Non-Lead |  |  |  | Domestic
MTR_028350 | 12928 SE 217TH PL | LOT 7 WIMBLEDON RIDGE |  |  | Non-Lead Plastic | No | 1995-08-28 | 0 | Field inspection only with no records | Yes | Visual inspection at meter pit | 2023-09-09 |  | Non-Lead Plastic |  |  | Field inspection only with no records | Yes | Visual inspection at meter pit | 2023-09-09 |  | Non-Lead |  |  |  | Domestic
MTR_016511 | 15926 SE 177TH ST | L88 CANDLEWOOD RIDGE #1 |  |  | Non-Lead Plastic | No |  | 0 | Field inspection only with no records | Yes | Visual inspection at meter pit | 2023-11-30 |  | Non-Lead Plastic |  |  | Field inspection only with no records | Yes | Visual inspection at meter pit | 2023-11-30 |  | Non-Lead |  |  |  | Domestic
MTR_022062 | 11723 SE 189TH PL | LOT 31 JESSIE GLEN |  |  | Non-Lead - Other | No | 2007-07-19 | 0 | Rectified Plan | No |  |  |  | Non-Lead - Other |  |  | Installation date is after the lead ban |  |  |  |  | Non-Lead |  |  |  | Domestic
MTR_030411 |  |  |  |  | Non-Lead - Other | No | 2020-10-02 | 1 | Installation date is after the lead ban |  |  |  |  | Non-Lead - Other |  |  | Installation date is after the lead ban |  |  |  |  | Non-Lead |  |  |  | Domestic
MTR_028353 | 12922 SE 217TH PL | LOT 8 WIMBLEDON RIDGE |  |  | Non-Lead - Other | No | 1995-08-28 | 0 | Installation date is after the lead ban |  |  |  |  | Non-Lead - Other |  |  | Installation date is after the lead ban |  |  |  |  | Non-Lead |  |  |  | Domestic
MTR_016887 | 15228 SE 176TH PL | LOT 51 CANDLEWOOD RIDGE #5 |  |  | Non-Lead Plastic | No | 1978-02-01 | 0 | Field inspection only with no records | Yes | Visual inspection at meter pit | 2023-11-30 |  | Non-Lead Plastic |  |  | Field inspection only with no records | Yes | Visual inspection at meter pit | 2023-11-30 |  | Non-Lead |  |  |  | Domestic
MTR_011840 | 10416 SE 166TH ST | PORTION LOT 2 BLOCK A AKERS FARMS #5 |  |  | Non-Lead - Other | No | 1999-03-24 | 0 | Rectified Plan |  |  |  |  | Non-Lead - Other |  |  | Statistical analysis |  |  |  |  | Non-Lead |  |  |  | Domestic
MTR_030412 |  |  |  |  | Non-Lead - Other | No | 2020-10-02 | 1 | Installation date is after the lead ban |  |  |  |  | Non-Lead - Other |  |  | Installation date is after the lead ban |  |  |  |  | Non-Lead |  |  |  | Domestic
MTR_028355 | 12916 SE 217TH PL | LOT 9 WIMBLEDON RIDGE |  |  | Non-Lead - Other | No | 1995-08-28 | 0 | Installation date is after the lead ban |  |  |  |  | Non-Lead - Other |  |  | Installation date is after the lead ban |  |  |  |  | Non-Lead |  |  |  | Domestic
MTR_016888 | 15222 SE 176TH PL | LOT 52 CANDLEWOOD #5 |  |  | Non-Lead - Other | No | 1978-02-01 | 0 | Installation date is after the lead ban |  |  |  |  | Non-Lead - Other |  |  | Installation date is after the lead ban |  |  |  |  | Non-Lead |  |  |  | Domestic
MTR_015457 | 17405 129TH AVE SE | LOT 7 BLK 1 RENTON PARK |  |  | Non-Lead - Other | No | 2011-08-10 | 0 | Rectified Plan |  |  |  |  | Non-Lead - Other |  |  | Statistical analysis |  |  |  |  | Non-Lead |  |  |  | Domestic
MTR_030413 |  |  |  |  | Non-Lead - Other | No | 2020-10-02 | 1 | Installation date is after the lead ban |  |  |  |  | Non-Lead - Other |  |  | Installation date is after the lead ban |  |  |  |  | Non-Lead |  |  |  | Domestic
MTR_030414 |  |  |  |  | Non-Lead - Other | No | 2020-10-02 | 1 | Installation date is after the lead ban |  |  |  |  | Non-Lead - Other |  |  | Installation date is after the lead ban |  |  |  |  | Non-Lead |  |  |  | Domestic
MTR_028576 | 12421 SE 221ST PL | LOT 66 SUMMERGLEN #2 |  |  | Non-Lead Plastic | No |  | 5.25 | Field inspection only with no records | Yes | Visual inspection at meter pit | 2023-09-02 |  | Non-Lead Plastic |  |  | Field inspection only with no records | Yes | Visual inspection at meter pit | 2023-09-02 |  | Non-Lead |  |  |  | Hydrant
MTR_016889 | 15216 SE 176TH PL | LOT 53 CANDLEWOOD RIDGE #5 |  |  | Non-Lead Plastic | No | 1978-02-01 | 0 | Field inspection only with no records | Yes | Visual inspection at meter pit | 2023-11-30 |  | Non-Lead Plastic |  |  | Field inspection only with no records | Yes | Visual inspection at meter pit | 2023-11-30 |  | Non-Lead |  |  |  | Domestic
MTR_018380 | 20303 90TH PL S | LOT 39 SOPHIA GLEN |  |  | Non-Lead - Other | No | 2009-07-07 | 0 | Installation date is after the lead ban |  |  |  |  | Non-Lead - Other |  |  | Installation date is after the lead ban |  |  |  |  | Non-Lead |  |  |  | Domestic
MTR_009841 | 13633 SE 180TH ST | TAX LOT 174 34-23-5 |  |  | Non-Lead - Other | No |  | 0 | Installation date is after the lead ban |  |  |  |  | Non-Lead - Other |  |  | Installation date is after the lead ban |  |  |  |  | Non-Lead |  |  |  | Assumed
MTR_030415 |  |  |  |  | Non-Lead - Other | No | 2020-10-02 | 1 | Installation date is after the lead ban |  |  |  |  | Non-Lead - Other |  |  | Installation date is after the lead ban |  |  |  |  | Non-Lead |  |  |  | Domestic
MTR_025656 | 21424 129TH AVE SE | LOT 34 HILLSHIRE TERRACE |  |  | Non-Lead - Other | No | 1995-09-19 | 0 | Installation date is after the lead ban |  |  |  |  | Non-Lead - Other |  |  | Installation date is after the lead ban |  |  |  |  | Non-Lead |  |  |  | Domestic
MTR_018381 | 20209 90TH PL S | LOT 34 SOPHIA GLEN |  |  | Non-Lead - Other | No | 2009-07-07 | 0 | Installation date is after the lead ban |  |  |  |  | Non-Lead - Other |  |  | Installation date is after the lead ban |  |  |  |  | Non-Lead |  |  |  | Domestic
MTR_016328 | 17905 156TH PL SE | L 80 CANDLEWOOD RIDGE #2 |  |  | Non-Lead Plastic | No | 1976-05-06 | 0 | Field inspection only with no records | Yes | Visual inspection at meter pit | 2023-11-30 |  | Non-Lead Plastic |  |  | Field inspection only with no records | Yes | Visual inspection at meter pit | 2023-11-30 |  | Non-Lead |  |  |  | Domestic
MTR_030416 |  |  |  |  | Non-Lead - Other | No | 2020-10-02 | 1 | Installation date is after the lead ban |  |  |  |  | Non-Lead - Other |  |  | Installation date is after the lead ban |  |  |  |  | Non-Lead |  |  |  | Domestic
MTR_025657 | 21433 129TH PL SE | LOT 39 HILLSHIRE TERRACE |  |  | Non-Lead - Other | No | 1995-09-19 | 0 | Installation date is after the lead ban |  |  |  |  | Non-Lead Plastic |  |  | Field inspection only with no records | Yes | Visual inspection at meter pit | 2023-01-14 |  | Non-Lead |  |  |  | Domestic
MTR_025963 | 20010 111TH WAY SE | LOT 49 VILA REAL |  |  | Non-Lead - Other | No | 2007-05-03 | 0 | Installation date is after the lead ban |  |  |  |  | Non-Lead - Other |  |  | Installation date is after the lead ban |  |  |  |  | Non-Lead |  |  |  | Domestic
MTR_016330 | 15543 SE 179TH ST | L79 CANDLEWOOD RIDGE #2 |  |  | Non-Lead - Other | No | 1976-05-06 | 0 | Installation date is after the lead ban |  |  |  |  | Non-Lead - Other |  |  | Installation date is after the lead ban |  |  |  |  | Non-Lead |  |  |  | Domestic
MTR_030417 |  |  |  |  | Non-Lead - Other | No | 2020-10-02 | 1 | Installation date is after the lead ban |  |  |  |  | Non-Lead - Other |  |  | Installation date is after the lead ban |  |  |  |  | Non-Lead |  |  |  | Domestic
MTR_025659 | 21427 129TH PL SE | LOT 38 HILLSHIRE TERRACE |  |  | Non-Lead - Other | No | 1995-09-19 | 0 | Installation date is after the lead ban |  |  |  |  | Non-Lead Plastic |  |  | Field inspection only with no records | Yes | Visual inspection at meter pit | 2023-01-14 |  | Non-Lead |  |  |  | Domestic
MTR_030418 |  |  |  |  | Non-Lead - Other | No | 2020-10-02 | 1 | Installation date is after the lead ban |  |  |  |  | Non-Lead - Other |  |  | Installation date is after the lead ban |  |  |  |  | Non-Lead |  |  |  | Domestic
MTR_018873 | 10344 SE 187TH PL | LOT 50 FREDERICKS PLACE |  |  | Non-Lead - Other | No | 1995-09-21 | 0 | Installation date is after the lead ban |  |  |  |  | Non-Lead - Other |  |  | Installation date is after the lead ban |  |  |  |  | Non-Lead |  |  |  | Domestic
MTR_016945 | 15523 SE 179TH ST | LOT 83 CANDLEWOOD RIDGE #4 |  |  | Non-Lead Plastic | No | 1977-07-01 | 0 | Field inspection only with no records | Yes | Visual inspection at meter pit | 2023-11-30 |  | Non-Lead Plastic |  |  | Field inspection only with no records | Yes | Visual inspection at meter pit | 2023-11-30 |  | Non-Lead |  |  |  | Domestic
MTR_030419 |  |  |  |  | Non-Lead - Other | No | 2020-10-02 | 1 | Installation date is after the lead ban |  |  |  |  | Non-Lead - Other |  |  | Installation date is after the lead ban |  |  |  |  | Non-Lead |  |  |  | Domestic
MTR_014346 | 17151 114TH AVE SE | LOT 11 GLACIER VIEW TOWNHOMES BLDG 1B |  |  | Non-Lead - Other | No | 2005-10-28 | 1 | Installation date is after the lead ban |  |  |  |  | Non-Lead - Other |  |  | Installation date is after the lead ban |  |  |  |  | Non-Lead |  |  |  | Domestic
MTR_025660 | 21508 129TH AVE SE | LOT 32 HILLSHIRE TERRACE |  |  | Non-Lead - Other | No | 1995-09-19 | 0 | Installation date is after the lead ban |  |  |  |  | Non-Lead - Other |  |  | Installation date is after the lead ban |  |  |  |  | Non-Lead |  |  |  | Domestic
MTR_027502 | 13719 SE 233RD ST | L9 WILDWOOD #2 |  |  | Non-Lead - Plastic | No | 1975-07-25 | 1 | Rectified Plan | No |  |  |  | Non-Lead - Other |  |  | Installation date is after the lead ban |  |  |  |  | Non-Lead |  |  |  | Domestic
MTR_016331 | 15525 SE 179TH ST | L76 CANDLEWOOD RIDGE #2 |  |  | Non-Lead Plastic | No | 1976-05-06 | 0 | Field inspection only with no records | Yes | Visual inspection at meter pit | 2023-11-30 |  | Non-Lead Plastic |  |  | Field inspection only with no records | Yes | Visual inspection at meter pit | 2023-11-30 |  | Non-Lead |  |  |  | Domestic
MTR_030420 |  |  |  |  | Non-Lead - Other | No | 2020-10-02 | 1 | Installation date is after the lead ban |  |  |  |  | Non-Lead - Other |  |  | Installation date is after the lead ban |  |  |  |  | Non-Lead |  |  |  | Domestic
MTR_019136 | 18605 107TH AVE SE | L5 VISTA HILLS |  |  | Non-Lead - Other | No |  | 0 | Installation date is after the lead ban |  |  |  |  | Non-Lead - Other |  |  | Installation date is after the lead ban |  |  |  |  | Non-Lead |  |  |  | Assumed
MTR_011383 | 1305 S 27TH ST | L14 OLYMPIC VIEW TERRACE |  |  | Non-Lead Plastic | No | 1999-03-24 | 0 | Field inspection only with no records | Yes | Visual inspection at meter pit | 2022-12-31 |  | Non-Lead Plastic |  |  | Field inspection only with no records | Yes | Visual inspection at meter pit | 2022-12-31 |  | Non-Lead |  |  |  | Domestic
MTR_016333 | 17911 156TH PL SE | LOT 81 CANDLEWOOD RIDGE2 |  |  | Non-Lead - Other | No | 1976-05-06 | 0 | Installation date is after the lead ban |  |  |  |  | Non-Lead - Other |  |  | Installation date is after the lead ban |  |  |  |  | Non-Lead |  |  |  | Domestic
MTR_030421 |  |  |  |  | Non-Lead - Other | No | 2020-10-02 | 1 | Installation date is after the lead ban |  |  |  |  | Non-Lead - Other |  |  | Installation date is after the lead ban |  |  |  |  | Non-Lead |  |  |  | Domestic
MTR_024742 | 13907 SE 201ST CT | LOT 10 KENTRIDGE PLACE |  |  | Non-Lead - Other | No | 1997-01-08 | 0 | Installation date is after the lead ban |  |  |  |  | Non-Lead - Other |  |  | Installation date is after the lead ban |  |  |  |  | Non-Lead |  |  |  | Domestic
MTR_019137 | 18604 107TH AVE SE | L15 VISTA HILLS |  |  | Non-Lead - Other | No |  | 0 | Installation date is after the lead ban |  |  |  |  | Non-Lead - Other |  |  | Installation date is after the lead ban |  |  |  |  | Non-Lead |  |  |  | Assumed
MTR_028105 | 22343 122ND AVE SE | LOT 32 MEADOWGREEN ESTATES |  |  | Non-Lead - Other | No |  | 5.25 | Installation date is after the lead ban |  |  |  |  | Non-Lead - Other |  |  | Installation date is after the lead ban |  |  |  |  | Non-Lead |  |  |  | Hydrant
MTR_030422 |  |  |  |  | Non-Lead - Other | No | 2020-10-02 | 1 | Installation date is after the lead ban |  |  |  |  | Non-Lead - Other |  |  | Installation date is after the lead ban |  |  |  |  | Non-Lead |  |  |  | Domestic
MTR_030423 |  |  |  |  | Non-Lead - Other | No | 2020-10-02 | 1 | Installation date is after the lead ban |  |  |  |  | Non-Lead - Other |  |  | Installation date is after the lead ban |  |  |  |  | Non-Lead |  |  |  | Domestic
MTR_022129 | 12152 SE 186TH ST | LOT 15 AURIA WOODS |  |  | Non-Lead Plastic | No | 2004-03-31 | 0 | Field inspection only with no records | Yes | Visual inspection at meter pit | 2023-09-30 |  | Non-Lead Plastic |  |  | Field inspection only with no records | Yes | Visual inspection at meter pit | 2023-09-30 |  | Non-Lead |  |  |  | Domestic
MTR_016334 | 17904 156TH PL SE | L84 CANDLEWOOD RIDGE #2 |  |  | Non-Lead - Other | No | 1976-05-06 | 0 | Installation date is after the lead ban |  |  |  |  | Non-Lead - Other |  |  | Installation date is after the lead ban |  |  |  |  | Non-Lead |  |  |  | Domestic
MTR_028106 | 22331 122ND AVE SE | LOT 30 MEADOWGREEN ESTATES |  |  | Non-Lead Plastic | No |  | 5.25 | Field inspection only with no records | Yes | Visual inspection at meter pit | 2023-09-01 |  | Non-Lead Copper |  |  | Field inspection only with no records | Yes | Visual inspection at meter pit | 2023-09-01 |  | Non-Lead |  |  |  | Hydrant
MTR_030424 |  |  |  |  | Non-Lead - Other | No | 2020-10-02 | 1 | Installation date is after the lead ban |  |  |  |  | Non-Lead - Other |  |  | Installation date is after the lead ban |  |  |  |  | Non-Lead |  |  |  | Domestic
MTR_017543 | 18330 121ST PL SE | LOT 13 BENSON TRAILS |  |  | Non-Lead - Other | No | 2010-01-14 | 0 | Installation date is after the lead ban |  |  |  |  | Non-Lead - Other |  |  | Installation date is after the lead ban |  |  |  |  | Non-Lead |  |  |  | Domestic
MTR_016335 | 17914 156TH PL SE | L82 CANDLEWOOD RIDGE #2 |  |  | Non-Lead - Other | No | 1976-05-06 | 0 | Installation date is after the lead ban |  |  |  |  | Non-Lead - Other |  |  | Installation date is after the lead ban |  |  |  |  | Non-Lead |  |  |  | Domestic
MTR_028541 | 22322 123RD PL SE | LOT 47 SUMMERGLEN #1 |  |  | Non-Lead - Other | No |  | 0 | Installation date is after the lead ban |  |  |  |  | Non-Lead - Other |  |  | Installation date is after the lead ban |  |  |  |  | Non-Lead |  |  |  | Domestic
MTR_030425 |  |  |  |  | Non-Lead - Other | No | 2020-10-02 | 1 | Installation date is after the lead ban |  |  |  |  | Non-Lead - Other |  |  | Installation date is after the lead ban |  |  |  |  | Non-Lead |  |  |  | Domestic
MTR_022135 | 12120 SE 186TH ST | LOT 9 AURIA WOODS |  |  | Non-Lead Plastic | No | 2004-03-31 | 0 | Field inspection only with no records | Yes | Visual inspection at meter pit | 2023-09-30 |  | Non-Lead Plastic |  |  | Field inspection only with no records | Yes | Visual inspection at meter pit | 2023-09-30 |  | Non-Lead |  |  |  | Domestic
MTR_016891 | 15328 SE 179TH ST | LOT 1 CANDLEWOOD RIDGE #5 |  |  | Non-Lead - Other | No | 1978-02-01 | 0 | Installation date is after the lead ban |  |  |  |  | Non-Lead - Other |  |  | Installation date is after the lead ban |  |  |  |  | Non-Lead |  |  |  | Domestic
MTR_028542 | 12351 SE 223RD DR | LOT 51 SUMMERGLEN #1 |  |  | Non-Lead Plastic | No |  | 0 | Field inspection only with no records | Yes | Visual inspection at meter pit | 2023-09-02 |  | Non-Lead Plastic |  |  | Field inspection only with no records | Yes | Visual inspection at meter pit | 2023-09-02 |  | Non-Lead |  |  |  | Domestic
MTR_030426 |  |  |  |  | Non-Lead - Other | No | 2020-10-02 | 1 | Installation date is after the lead ban |  |  |  |  | Non-Lead - Other |  |  | Installation date is after the lead ban |  |  |  |  | Non-Lead |  |  |  | Domestic
MTR_023245 | 21036 98TH AVE S | L15 WESTVIEW TERR. #2 |  |  | Non-Lead Plastic | No | 2008-10-29 | 0 | Rectified Plan | Yes | Visual inspection at the meter pit | 2024-01-31 |  | Non-Lead Plastic |  |  | Field inspection only with no records | Yes | Visual inspection at the meter pit | 2024-01-31 |  | Non-Lead |  |  |  | Domestic
MTR_030427 |  |  |  |  | Non-Lead - Other | No | 2020-10-02 | 1 | Installation date is after the lead ban |  |  |  |  | Non-Lead - Other |  |  | Installation date is after the lead ban |  |  |  |  | Non-Lead |  |  |  | Domestic
MTR_016892 | 15304 SE 179TH ST | LOT 4 CANDLEWOOD RIDGE #5 |  |  | Non-Lead - Other | No | 1978-02-01 | 0 | Installation date is after the lead ban |  |  |  |  | Non-Lead Plastic |  |  | Field inspection only with no records | Yes | Visual inspection at meter pit | 2023-11-30 |  | Non-Lead |  |  |  | Domestic
MTR_028544 | 22316 123RD PL SE | LOT 48 SUMMERGLEN #1 |  |  | Non-Lead Plastic | No |  | 0 | Field inspection only with no records | Yes | Visual inspection at meter pit | 2023-09-02 |  | Non-Lead Plastic |  |  | Field inspection only with no records | Yes | Visual inspection at meter pit | 2023-09-02 |  | Non-Lead |  |  |  | Domestic
MTR_010597 | 15726 116TH AVE SE | L4 BLK1 CASCADE VISTA #2 |  |  | Non-Lead - Other | No | 2014-04-16 | 0 | Rectified Plan |  |  |  |  | Non-Lead - Other |  |  | Statistical analysis |  |  |  |  | Non-Lead |  |  |  | Domestic
MTR_030428 |  |  |  |  | Non-Lead - Other | No |  |  | Installation date is after the lead ban |  |  |  |  | Non-Lead - Other |  |  | Installation date is after the lead ban |  |  |  |  | Non-Lead
MTR_019168 | 10326 SE 192ND ST | LOT 4 KCSP 383072 |  |  | Non-Lead - Other | No |  | 0 | Installation date is after the lead ban |  |  |  |  | Non-Lead - Other |  |  | Installation date is after the lead ban |  |  |  |  | Non-Lead |  |  |  | Assumed
MTR_023702 | 10221 SE 224TH ST | LOT 2 MANZ ADDITION |  |  | Non-Lead - Other | No |  | 0 | Installation date is after the lead ban |  |  |  |  | Non-Lead - Other |  |  | Installation date is after the lead ban |  |  |  |  | Non-Lead |  |  |  | Assumed
MTR_030429 |  |  |  |  | Non-Lead - Other | No | 2020-06-24 | 1 | Statistical analysis |  |  |  |  | Non-Lead - Other |  |  | Statistical analysis |  |  |  |  | Non-Lead |  |  |  | Domestic
MTR_028435 | 21615 127TH PL SE | L 76 PARKWAY ESTATES |  |  | Non-Lead - Other | No | 1978-07-26 | 0 | Installation date is after the lead ban |  |  |  |  | Non-Lead - Other |  |  | Installation date is after the lead ban |  |  |  |  | Non-Lead |  |  |  | Domestic
MTR_015990 | 14528 SE 188TH WAY | LOT 30 BOLLMAN PLAT |  |  | Non-Lead Plastic | No | 2003-03-05 | 0 | Field inspection only with no records | Yes | Visual inspection at meter pit | 2023-10-13 |  | Non-Lead Plastic |  |  | Field inspection only with no records | Yes | Visual inspection at meter pit | 2023-10-13 |  | Non-Lead |  |  |  | Domestic
MTR_030430 |  |  |  |  | Non-Lead - Other | No | 2020-06-24 | 1 | Statistical analysis |  |  |  |  | Non-Lead - Other |  |  | Statistical analysis |  |  |  |  | Non-Lead |  |  |  | Domestic
MTR_028437 | 21621 127TH PL SE | L 77 PARKWAY ESTATES |  |  | Non-Lead Plastic | No | 1978-07-26 | 0 | Field inspection only with no records | Yes | Visual inspection at meter pit | 2023-09-09 |  | Non-Lead Plastic |  |  | Field inspection only with no records | Yes | Visual inspection at meter pit | 2023-09-09 |  | Non-Lead |  |  |  | Domestic
MTR_022625 | 11419 SE 194TH ST | LOT 84 PLATEAU @ PANTHER LAKE |  |  | Non-Lead - Other | No | 2007-03-05 | 0 | Installation date is after the lead ban |  |  |  |  | Non-Lead - Other |  |  | Installation date is after the lead ban |  |  |  |  | Non-Lead |  |  |  | Domestic
MTR_030431 |  |  |  |  | Non-Lead - Other | No | 2020-06-24 | 1 | Statistical analysis |  |  |  |  | Non-Lead - Other |  |  | Statistical analysis |  |  |  |  | Non-Lead |  |  |  | Domestic
MTR_028438 | 21635 127TH PL SE | LOT 79 PARKWAY ESTATES |  |  | Non-Lead Plastic | No | 1978-07-26 | 0 | Field inspection only with no records | Yes | Visual inspection at meter pit | 2023-09-09 |  | Non-Lead Plastic |  |  | Field inspection only with no records | Yes | Visual inspection at meter pit | 2023-09-09 |  | Non-Lead |  |  |  | Domestic
MTR_030432 |  |  |  |  | Non-Lead - Other | No | 2020-06-24 | 1 | Statistical analysis |  |  |  |  | Non-Lead - Other |  |  | Statistical analysis |  |  |  |  | Non-Lead |  |  |  | Domestic
MTR_018382 | 20211 91ST PL S | LOT 10 SOPHIA GLEN |  |  | Non-Lead - Other | No | 2009-07-07 | 0 | Installation date is after the lead ban |  |  |  |  | Non-Lead - Other |  |  | Installation date is after the lead ban |  |  |  |  | Non-Lead |  |  |  | Domestic
MTR_028498 | 22316 126TH PL SE | LOT 121 SUMMERGLEN #3 |  |  | Non-Lead Plastic | No |  | 0 | Field inspection only with no records | Yes | Visual inspection at meter pit | 2023-09-02 |  | Non-Lead Plastic |  |  | Field inspection only with no records | Yes | Visual inspection at meter pit | 2023-09-02 |  | Non-Lead |  |  |  | Domestic
MTR_030433 |  |  |  |  | Non-Lead - Other | Unknown |  |  | Statistical analysis |  |  |  |  | Non-Lead - Other |  |  | Statistical analysis |  |  |  |  | Non-Lead
MTR_027503 | 13322 SE 236TH PL | LOT 9 MERIDIAN FOREST |  |  | Non-Lead - Plastic | No | 1995-08-24 | 1 | Rectified Plan | No |  |  |  | Non-Lead - Other |  |  | Installation date is after the lead ban |  |  |  |  | Non-Lead |  |  |  | Domestic
MTR_028499 | 22320 126TH PL SE | LOT 120 SUMMERGLEN #3 |  |  | Non-Lead - Other | No |  | 0 | Installation date is after the lead ban |  |  |  |  | Non-Lead - Other |  |  | Installation date is after the lead ban |  |  |  |  | Non-Lead |  |  |  | Domestic
MTR_016893 | 15220 SE 179TH ST | LOT 5 CANDLEWOOD RIDGE #5 |  |  | Non-Lead - Other | No | 1978-02-01 | 0 | Installation date is after the lead ban |  |  |  |  | Non-Lead Plastic |  |  | Field inspection only with no records | Yes | Visual inspection at meter pit | 2023-11-30 |  | Non-Lead |  |  |  | Domestic
MTR_030434 |  |  |  |  | Non-Lead - Other | Unknown |  |  | Statistical analysis |  |  |  |  | Non-Lead - Other |  |  | Statistical analysis |  |  |  |  | Non-Lead
MTR_018383 | 20208 90TH PL S | LOT 31 SOPHIA GLEN |  |  | Non-Lead - Other | No | 2009-07-07 | 0 | Installation date is after the lead ban |  |  |  |  | Non-Lead - Other |  |  | Installation date is after the lead ban |  |  |  |  | Non-Lead |  |  |  | Domestic
MTR_028503 | 22332 126TH PL SE | LOT 117 SUMMERGLEN #3 |  |  | Non-Lead Plastic | No |  | 0 | Field inspection only with no records | Yes | Visual inspection at meter pit | 2023-09-02 |  | Non-Lead Plastic |  |  | Field inspection only with no records | Yes | Visual inspection at meter pit | 2023-09-02 |  | Non-Lead |  |  |  | Domestic
MTR_016894 | 15212 SE 179TH ST | LOT 6 CANDLEWOOD RIDGE #5 |  |  | Non-Lead - Other | No | 1978-02-01 | 0 | Installation date is after the lead ban |  |  |  |  | Non-Lead - Other |  |  | Installation date is after the lead ban |  |  |  |  | Non-Lead |  |  |  | Domestic
MTR_030435 |  |  |  |  | Non-Lead - Other | No | 2020-06-24 | 1 | Statistical analysis |  |  |  |  | Non-Lead - Other |  |  | Statistical analysis |  |  |  |  | Non-Lead |  |  |  | Domestic
MTR_021538 | 14037 SE 192ND ST | TL99 E 1/2 SEC. 3-22-5 |  |  | Non-Lead - Other | Unknown |  | 0 | Statistical analysis |  |  |  |  | Non-Lead - Other |  |  | Statistical analysis |  |  |  |  | Non-Lead |  |  |  | Assumed
MTR_028504 | 22204 126TH PL SE | LOT 148 SUMMERGLEN #3 |  |  | Non-Lead - Other | No |  | 5.25 | Installation date is after the lead ban |  |  |  |  | Non-Lead - Other |  |  | Installation date is after the lead ban |  |  |  |  | Non-Lead |  |  |  | Hydrant
MTR_016896 | 15207 SE 178TH PL | LOT 8 CANDLEWOOD RIDGE #5 |  |  | Non-Lead - Other | No | 1978-02-01 | 0 | Installation date is after the lead ban |  |  |  |  | Non-Lead - Other |  |  | Installation date is after the lead ban |  |  |  |  | Non-Lead |  |  |  | Domestic
MTR_030436 |  |  |  |  | Non-Lead - Other | No | 2020-06-24 | 1 | Statistical analysis |  |  |  |  | Non-Lead - Other |  |  | Statistical analysis |  |  |  |  | Non-Lead |  |  |  | Domestic
MTR_022067 | 11708 SE 189TH PL | LOT 18 JESSIE GLEN |  |  | Non-Lead - Other | No | 2007-07-19 | 0 | Rectified Plan | No |  |  |  | Non-Lead - Other |  |  | Installation date is after the lead ban |  |  |  |  | Non-Lead |  |  |  | Domestic
MTR_016898 | 17649 152ND PL SE | LOT 60 CANDLEWOOD RIDGE #5 |  |  | Non-Lead Plastic | No | 1978-02-01 | 0 | Field inspection only with no records | Yes | Visual inspection at meter pit | 2023-11-30 |  | Non-Lead Plastic |  |  | Field inspection only with no records | Yes | Visual inspection at meter pit | 2023-11-30 |  | Non-Lead |  |  |  | Domestic
MTR_030437 |  |  |  |  | Non-Lead - Other | Unknown |  |  | Statistical analysis |  |  |  |  | Non-Lead - Other |  |  | Statistical analysis |  |  |  |  | Non-Lead
MTR_022066 | 11714 SE 189TH PL | LOT 19 JESSIE GLEN |  |  | Non-Lead - Other | No | 2007-07-19 | 0 | Rectified Plan | No |  |  |  | Non-Lead - Other |  |  | Installation date is after the lead ban |  |  |  |  | Non-Lead |  |  |  | Domestic
MTR_030438 |  |  |  |  | Non-Lead - Other | No | 2020-06-24 | 1 | Statistical analysis |  |  |  |  | Non-Lead - Other |  |  | Statistical analysis |  |  |  |  | Non-Lead |  |  |  | Domestic
MTR_028505 | 22203 126TH PL SE | LOT 149 SUMMERGLEN #3 |  |  | Non-Lead - Other | No |  | 5.25 | Installation date is after the lead ban |  |  |  |  | Non-Lead - Other |  |  | Installation date is after the lead ban |  |  |  |  | Non-Lead |  |  |  | Hydrant
MTR_016899 | 17655 152ND PL SE | LOT 61 CANDLEWOOD RIDGE #5 |  |  | Non-Lead - Other | No | 1978-02-01 | 0 | Installation date is after the lead ban |  |  |  |  | Non-Lead - Other |  |  | Installation date is after the lead ban |  |  |  |  | Non-Lead |  |  |  | Domestic
MTR_017397 | 18019 120TH AVE SE | 9921-009970 |  |  | Non-Lead Plastic | No | 1975-08-05 | 0 | Field inspection only with no records | Yes | Visual inspection at meter pit | 2023-11-30 |  | Non-Lead Plastic |  |  | Field inspection only with no records | Yes | Visual inspection at meter pit | 2023-11-30 |  | Non-Lead |  |  |  | Assumed
MTR_030439 |  |  |  |  | Non-Lead - Other | No | 2020-06-24 | 1 | Statistical analysis |  |  |  |  | Non-Lead - Other |  |  | Statistical analysis |  |  |  |  | Non-Lead |  |  |  | Domestic
MTR_028356 | 21720 130TH AVE SE | LOT 2 WIMBLEDON RIDGE |  |  | Non-Lead - Other | No | 1995-08-28 | 0 | Installation date is after the lead ban |  |  |  |  | Non-Lead - Other |  |  | Installation date is after the lead ban |  |  |  |  | Non-Lead |  |  |  | Domestic
MTR_016901 | 17809 152ND PL SE | LOT 64 CANDLEWOD RIDGE #5 |  |  | Non-Lead - Other | No | 1978-02-01 | 0 | Installation date is after the lead ban |  |  |  |  | Non-Lead - Other |  |  | Installation date is after the lead ban |  |  |  |  | Non-Lead |  |  |  | Domestic
MTR_022088 | 19119 117TH PL SE | LOT 35 JESSIE GLEN |  |  | Non-Lead Plastic | No | 2007-07-19 | 0 | Field inspection only with no records | Yes | Visual inspection at meter pit | 2023-10-13 |  | Non-Lead Plastic |  |  | Field inspection only with no records | Yes | Visual inspection at meter pit | 2023-10-13 |  | Non-Lead |  |  |  | Domestic
MTR_030440 |  |  |  |  | Non-Lead - Other | No | 2020-06-24 | 1 | Statistical analysis |  |  |  |  | Non-Lead - Other |  |  | Statistical analysis |  |  |  |  | Non-Lead |  |  |  | Domestic
MTR_028299 | 21639 132ND AVE SE | LOT 1 KING COUNTY SHORT PLAT #68605 6 |  |  | Non-Lead Plastic | No |  | 0 | Field inspection only with no records | Yes | Visual inspection at meter pit | 2023-09-11 |  | Non-Lead Plastic |  |  | Field inspection only with no records | Yes | Visual inspection at meter pit | 2023-09-11 |  | Non-Lead |  |  |  | Assumed
MTR_016991 | 17642 156TH AVE SE | LOT 42 CANDLEWOOD RIDGE #4 |  |  | Non-Lead Plastic | No | 1977-07-01 | 0 | Field inspection only with no records | Yes | Visual inspection at meter pit | 2023-11-30 |  | Non-Lead Plastic |  |  | Field inspection only with no records | Yes | Visual inspection at meter pit | 2023-11-30 |  | Non-Lead |  |  |  | Domestic
MTR_025895 | 11132 SE 204TH ST | LOT 11 VILA REAL |  |  | Non-Lead - Other | No | 2007-05-03 | 0 | Installation date is after the lead ban |  |  |  |  | Non-Lead - Other |  |  | Installation date is after the lead ban |  |  |  |  | Non-Lead |  |  |  | Domestic
MTR_030441 |  |  |  |  | Non-Lead - Other | No | 2020-06-24 | 1 | Statistical analysis |  |  |  |  | Non-Lead - Other |  |  | Statistical analysis |  |  |  |  | Non-Lead |  |  |  | Domestic
MTR_025900 | 20330 111TH AVE SE | LOT 10 VILA REAL |  |  | Non-Lead - Other | No | 2007-05-03 | 0 | Installation date is after the lead ban |  |  |  |  | Non-Lead - Other |  |  | Installation date is after the lead ban |  |  |  |  | Non-Lead |  |  |  | Domestic
MTR_028357 | 21728 130TH AVE SE | LOT 1 WIMBLEDON RIDGE |  |  | Non-Lead Plastic | No | 1995-08-28 | 0 | Field inspection only with no records | Yes | Visual inspection at meter pit | 2023-09-09 |  | Non-Lead Plastic |  |  | Field inspection only with no records | Yes | Visual inspection at meter pit | 2023-09-09 |  | Non-Lead |  |  |  | Domestic
MTR_016992 | 17636 156TH AVE SE | LOT 43 CANDLEWOOD RIDGE #4 |  |  | Non-Lead Plastic | No | 1977-07-01 | 0 | Field inspection only with no records | Yes | Visual inspection at meter pit | 2023-11-30 |  | Non-Lead Plastic |  |  | Field inspection only with no records | Yes | Visual inspection at meter pit | 2023-11-30 |  | Non-Lead |  |  |  | Domestic
MTR_030442 |  |  |  |  | Non-Lead - Other | No |  | 0 | Installation date is after the lead ban |  |  |  |  | Non-Lead - Other |  |  | Installation date is after the lead ban |  |  |  |  | Non-Lead |  |  |  | Assumed
MTR_016995 | 17653 156TH AVE SE | LOT 49 CANDLEWOOD RIDGE #4 |  |  | Non-Lead - Other | No | 1977-07-01 | 0 | Installation date is after the lead ban |  |  |  |  | Non-Lead - Other |  |  | Installation date is after the lead ban |  |  |  |  | Non-Lead |  |  |  | Domestic
MTR_022089 | 19125 117TH PL SE | LOT 34 JESSIE GLEN |  |  | Non-Lead Plastic | No | 2007-07-19 | 0 | Field inspection only with no records | Yes | Visual inspection at meter pit | 2023-10-13 |  | Non-Lead Plastic |  |  | Field inspection only with no records | Yes | Visual inspection at meter pit | 2023-10-13 |  | Non-Lead |  |  |  | Domestic
MTR_028292 | 12620 SE 223RD DR | LOT 131 SUMMERGLEN #3 |  |  | Non-Lead Plastic | No |  | 0 | Field inspection only with no records | Yes | Visual inspection at meter pit | 2023-09-02 |  | Non-Lead Plastic |  |  | Field inspection only with no records | Yes | Visual inspection at meter pit | 2023-09-02 |  | Non-Lead |  |  |  | Domestic
MTR_030443 |  |  |  |  | Non-Lead - Other | Unknown |  | 1 | Statistical analysis |  |  |  |  | Non-Lead - Other |  |  | Statistical analysis |  |  |  |  | Non-Lead |  |  |  | Domestic
MTR_016996 | 15430 SE 177TH PL | LOT 50 CANDLEWOOD RIDGE #4 |  |  | Non-Lead - Other | No | 1977-07-01 | 0 | Installation date is after the lead ban |  |  |  |  | Non-Lead - Other |  |  | Installation date is after the lead ban |  |  |  |  | Non-Lead |  |  |  | Domestic
MTR_022626 | 11433 SE 193RD TER | LOT 21 PLATEAU @ PANTHER LAKE |  |  | Non-Lead - Other | No | 2007-03-05 | 0 | Installation date is after the lead ban |  |  |  |  | Non-Lead - Other |  |  | Installation date is after the lead ban |  |  |  |  | Non-Lead |  |  |  | Domestic
MTR_028293 | 12708 SE 223RD DR | LOT 130 SUMMERGLEN #3 |  |  | Non-Lead - Other | No |  | 0 | Installation date is after the lead ban |  |  |  |  | Non-Lead - Other |  |  | Installation date is after the lead ban |  |  |  |  | Non-Lead |  |  |  | Domestic
MTR_030248 |  |  |  |  | Non-Lead - Other | No |  | 1 | Installation date is after the lead ban |  |  |  |  | Non-Lead - Other |  |  | Installation date is after the lead ban |  |  |  |  | Non-Lead |  |  |  | Domestic
MTR_016902 | 15303 SE 179TH ST | LOT 73 CANDLEWOOD RIDGE #5 |  |  | Non-Lead - Other | No | 1978-02-01 | 0 | Installation date is after the lead ban |  |  |  |  | Non-Lead - Other |  |  | Installation date is after the lead ban |  |  |  |  | Non-Lead |  |  |  | Domestic
MTR_025909 | 11157 SE 203RD PL | LOT 16 VILA REAL |  |  | Non-Lead - Other | No | 2007-05-03 | 0 | Installation date is after the lead ban |  |  |  |  | Non-Lead - Other |  |  | Installation date is after the lead ban |  |  |  |  | Non-Lead |  |  |  | Domestic
MTR_028507 | 12603 SE 222ND PL | LOT 135 SUMMERGLEN #3 |  |  | Non-Lead - Other | No |  | 0 | Installation date is after the lead ban |  |  |  |  | Non-Lead - Other |  |  | Installation date is after the lead ban |  |  |  |  | Non-Lead |  |  |  | Domestic
MTR_016905 | 15210 SE 178TH ST | LOT 41 CANDLEWOOD RIDGE #5 |  |  | Non-Lead - Other | No | 1978-02-01 | 0 | Installation date is after the lead ban |  |  |  |  | Non-Lead Plastic |  |  | Field inspection only with no records | Yes | Visual inspection at meter pit | 2023-11-30 |  | Non-Lead |  |  |  | Domestic
MTR_029854 | 14026 SE 237TH PL | LOT 4 SHAMROCK PARK |  |  | Non-Lead Plastic | No | 1995-08-21 | 0 | Field inspection only with no records | Yes | Visual inspection at meter pit | 2023-10-20 |  | Non-Lead Plastic |  |  | Field inspection only with no records | Yes | Visual inspection at meter pit | 2023-10-20 |  | Non-Lead |  |  |  | Domestic
MTR_028508 | 12602 SE 223RD DR | L 134 SUMMERGLEN #3 |  |  | Non-Lead Plastic | No |  | 0 | Field inspection only with no records | Yes | Visual inspection at meter pit | 2023-09-02 |  | Non-Lead Plastic |  |  | Field inspection only with no records | Yes | Visual inspection at meter pit | 2023-09-02 |  | Non-Lead |  |  |  | Domestic
MTR_030249 |  |  |  |  | Non-Lead - Other | Unknown |  | 1 | Statistical analysis |  |  |  |  | Non-Lead - Other |  |  | Statistical analysis |  |  |  |  | Non-Lead |  |  |  | Domestic
MTR_028281 | 22002 129TH PL SE | LOT 17 SUMMER GLEN EAST (STRATHMORE ) |  |  | Non-Lead - Other | No | 1995-08-28 | 0 | Installation date is after the lead ban |  |  |  |  | Non-Lead - Other |  |  | Installation date is after the lead ban |  |  |  |  | Non-Lead |  |  |  | Domestic
MTR_016907 | 15301 SE 178TH ST | LOT 23 CANDLEWOOD RIDGE 5 |  |  | Non-Lead - Other | No | 1978-02-01 | 0 | Installation date is after the lead ban |  |  |  |  | Non-Lead Plastic |  |  | Field inspection only with no records | Yes | Visual inspection at meter pit | 2023-11-30 |  | Non-Lead |  |  |  | Domestic
MTR_028294 | 12608 SE 223RD DR | LOT 133 SUMMERGLEN #3 |  |  | Non-Lead - Other | No |  | 0 | Installation date is after the lead ban |  |  |  |  | Non-Lead - Other |  |  | Installation date is after the lead ban |  |  |  |  | Non-Lead |  |  |  | Assumed
MTR_030250 |  |  |  |  | Non-Lead - Other | No |  | 1 | Installation date is after the lead ban |  |  |  |  | Non-Lead - Other |  |  | Installation date is after the lead ban |  |  |  |  | Non-Lead |  |  |  | Domestic
MTR_028359 | 12939 SE 216TH PL | LOT 11 BEGONIA PLACE |  |  | Non-Lead Plastic | No | 2001-02-23 | 0 | Field inspection only with no records | Yes | Visual inspection at meter pit | 2023-09-09 |  | Non-Lead Plastic |  |  | Field inspection only with no records | Yes | Visual inspection at meter pit | 2023-09-09 |  | Non-Lead |  |  |  | Domestic
MTR_016908 | 15307 SE 178TH ST | LOT 24 CANDLEWOOD RIDGE #5 |  |  | Non-Lead - Other | No | 1978-02-01 | 0 | Installation date is after the lead ban |  |  |  |  | Non-Lead Plastic |  |  | Field inspection only with no records | Yes | Visual inspection at meter pit | 2023-11-30 |  | Non-Lead |  |  |  | Domestic
MTR_019064 | 10406 SE 189TH CT | LOT 16 COUGAR MEADOWS |  |  | Non-Lead Plastic | No | 1989-10-23 | 0 | Field inspection only with no records | Yes | Visual inspection at meter pit | 2023-08-14 |  | Non-Lead Plastic |  |  | Field inspection only with no records | Yes | Visual inspection at meter pit | 2023-08-14 |  | Non-Lead |  |  |  | Domestic
MTR_030251 |  |  |  |  | Non-Lead - Other | No |  | 1 | Installation date is after the lead ban |  |  |  |  | Non-Lead - Other |  |  | Installation date is after the lead ban |  |  |  |  | Non-Lead |  |  |  | Domestic
MTR_011239 | 16425 113TH AVE SE | LOT 2 BLK 6 AKERS FARMS 6 |  |  | Non-Lead Plastic | Unknown |  | 0 | Field inspection only with no records | Yes | Visual inspection at meter pit | 2023-07-11 |  | Galvanized Requiring Replacement |  |  | Field inspection only with no records | Yes | Visual inspection at meter pit | 2023-07-11 |  | Galvanized Requiring Replacement |  |  |  | Domestic
MTR_016947 | 17807 154TH AVE SE | LOT 66 CANDLEWOOD RIDGE #4 |  |  | Non-Lead - Other | No | 1977-07-01 | 0 | Installation date is after the lead ban |  |  |  |  | Non-Lead - Other |  |  | Installation date is after the lead ban |  |  |  |  | Non-Lead |  |  |  | Domestic
MTR_019033 | 18862 103RD CT SE | LOT 1 BERGSMA SHORT PLAT |  |  | Non-Lead Plastic | No | 1980-09-01 | 0 | Field inspection only with no records | Yes | Visual inspection at meter pit | 2023-08-28 |  | Non-Lead Plastic |  |  | Field inspection only with no records | Yes | Visual inspection at meter pit | 2023-08-28 |  | Non-Lead |  |  |  | Domestic
MTR_030252 |  |  |  |  | Non-Lead - Other | No |  | 1 | Installation date is after the lead ban |  |  |  |  | Non-Lead - Other |  |  | Installation date is after the lead ban |  |  |  |  | Non-Lead |  |  |  | Domestic
MTR_030253 |  |  |  |  | Non-Lead - Other | No |  | 1 | Installation date is after the lead ban |  |  |  |  | Non-Lead - Other |  |  | Installation date is after the lead ban |  |  |  |  | Non-Lead |  |  |  | Domestic
MTR_016950 | 17829 154TH AVE SE | LOT 69 CANDLEWOOD RIDGE #4 |  |  | Non-Lead - Other | No | 1977-07-01 | 0 | Installation date is after the lead ban |  |  |  |  | Non-Lead - Other |  |  | Installation date is after the lead ban |  |  |  |  | Non-Lead |  |  |  | Domestic
MTR_019074 | 18850 103RD CT SE | L2 BERGSMA SHORT PLAT |  |  | Non-Lead Plastic | No | 1980-09-01 | 0 | Field inspection only with no records | Yes | Visual inspection at meter pit | 2023-07-31 |  | Non-Lead Plastic |  |  | Field inspection only with no records | Yes | Visual inspection at meter pit | 2023-07-31 |  | Non-Lead |  |  |  | Domestic
MTR_028442 | 12507 SE 216TH ST | L 105 PARKWAY ESTATES |  |  | Non-Lead - Other | No | 1978-07-26 | 0 | Installation date is after the lead ban |  |  |  |  | Non-Lead - Other |  |  | Installation date is after the lead ban |  |  |  |  | Non-Lead |  |  |  | Domestic
MTR_030254 |  |  |  |  | Non-Lead - Other | No |  | 1 | Installation date is after the lead ban |  |  |  |  | Non-Lead - Other |  |  | Installation date is after the lead ban |  |  |  |  | Non-Lead |  |  |  | Domestic
MTR_016951 | 15336 SE 179TH ST | LOT 70 CANDLEWOOD RIDGE #4 |  |  | Non-Lead - Other | No | 1977-07-01 | 0 | Installation date is after the lead ban |  |  |  |  | Non-Lead - Other |  |  | Installation date is after the lead ban |  |  |  |  | Non-Lead |  |  |  | Domestic
MTR_019110 | 19026 104TH PL SE | LOT 10 EAGLEBROOK |  |  | Non-Lead - Other | No |  | 0 | Installation date is after the lead ban |  |  |  |  | Non-Lead - Other |  |  | Installation date is after the lead ban |  |  |  |  | Non-Lead |  |  |  | Assumed
MTR_020622 | 10647 SE 199TH ST | TAX LOT 192 W1/2 SEC 5-22-5 |  |  | Non-Lead - Other | Unknown |  | 0 | Statistical analysis |  |  |  |  | Non-Lead Plastic |  |  | Field inspection only with no records | Yes | Visual inspection at meter pit | 2023-01-07 |  | Non-Lead |  |  |  | Assumed
MTR_030255 |  |  |  |  | Non-Lead - Other | No |  | 1 | Installation date is after the lead ban |  |  |  |  | Non-Lead - Other |  |  | Installation date is after the lead ban |  |  |  |  | Non-Lead |  |  |  | Domestic
MTR_016955 | 15401 SE 177TH PL | LOT 31 CANDLEWOOD RIDGE #4 |  |  | Non-Lead Plastic | No | 1977-07-01 | 0 | Field inspection only with no records | Yes | Visual inspection at meter pit | 2023-11-30 |  | Non-Lead Plastic |  |  | Field inspection only with no records | Yes | Visual inspection at meter pit | 2023-11-30 |  | Non-Lead |  |  |  | Domestic
MTR_022543 | 19326 113TH AVE SE | LOT 66 PANTHER MEADOWS |  |  | Non-Lead Plastic | No | 2004-07-26 | 0 | Field inspection only with no records | Yes | Visual inspection at meter pit | 2023-09-29 |  | Non-Lead Plastic |  |  | Field inspection only with no records | Yes | Visual inspection at meter pit | 2023-09-29 |  | Non-Lead |  |  |  | Domestic
MTR_015991 | 19107 146TH AVE SE | LOT 3 KING CO. SHORT PLAT #S89S0344 |  |  | Non-Lead Plastic | No |  | 0 | Field inspection only with no records | Yes | Visual inspection at meter pit | 2023-10-13 |  | Non-Lead Plastic |  |  | Field inspection only with no records | Yes | Visual inspection at meter pit | 2023-10-13 |  | Non-Lead |  |  |  | Domestic
MTR_030256 |  |  |  |  | Non-Lead - Other | No |  | 1 | Installation date is after the lead ban |  |  |  |  | Non-Lead - Other |  |  | Installation date is after the lead ban |  |  |  |  | Non-Lead |  |  |  | Domestic
MTR_016956 | 15407 SE 177TH PL | LOT 32 CANDLEWOOD RIDGE #4 |  |  | Non-Lead Plastic | No | 1977-07-01 | 0 | Field inspection only with no records | Yes | Visual inspection at meter pit | 2023-11-30 |  | Non-Lead Plastic |  |  | Field inspection only with no records | Yes | Visual inspection at meter pit | 2023-11-30 |  | Non-Lead |  |  |  | Domestic
MTR_029741 | 11512 SE 226TH PL | L50 KENTON FIRS |  |  | Non-Lead - Other | Unknown |  | 0 | Statistical analysis |  |  |  |  | Non-Lead - Other |  |  | Statistical analysis |  |  |  |  | Non-Lead |  |  |  | Domestic
MTR_017843 | 17654 128TH AVE SE | LOT 26 EMERALD VISTA |  |  | Non-Lead Plastic | No | 2001-03-01 | 0 | Field inspection only with no records | Yes | Visual inspection at meter pit | 2023-11-17 |  | Non-Lead Plastic |  |  | Field inspection only with no records | Yes | Visual inspection at meter pit | 2023-11-17 |  | Non-Lead |  |  |  | Domestic
MTR_027505 | 23425 134TH LN SE | LOT 3 BIRCHWOOD ACRES |  |  | Non-Lead Plastic | No | 1995-10-18 | 1 | Field inspection only with no records | Yes | Visual inspection at meter pit | 2023-10-28 |  | Non-Lead Plastic |  |  | Field inspection only with no records | Yes | Visual inspection at meter pit | 2023-10-28 |  | Non-Lead |  |  |  | Domestic
MTR_016999 | 15415 SE 177TH PL | LOT 33 CANDLEWOOD RIDGE #4 |  |  | Non-Lead - Other | No | 1977-07-01 | 0 | Installation date is after the lead ban |  |  |  |  | Non-Lead - Other |  |  | Installation date is after the lead ban |  |  |  |  | Non-Lead |  |  |  | Domestic
MTR_028107 | 11610 SE 218TH PL | PORT TRACT A CROWN TERR |  |  | Non-Lead - Other | No |  | 0 | Installation date is after the lead ban |  |  |  |  | Non-Lead - Other |  |  | Installation date is after the lead ban |  |  |  |  | Non-Lead |  |  |  | Domestic
MTR_030257 |  |  |  |  | Non-Lead - Other | No |  | 1 | Installation date is after the lead ban |  |  |  |  | Non-Lead - Other |  |  | Installation date is after the lead ban |  |  |  |  | Non-Lead |  |  |  | Domestic
MTR_018343 | 18145 146TH AVE SE | L58 CARRIAGE LANE #3 |  |  | Non-Lead Plastic | No | 1966-05-24 | 0 | Field inspection only with no records | Yes | Visual inspection at meter pit | 2023-10-14 |  | Non-Lead Plastic |  |  | Field inspection only with no records | Yes | Visual inspection at meter pit | 2023-10-14 |  | Non-Lead |  |  |  | Domestic
MTR_016910 | 15223 SE 178TH PL | LOT 10 CANDLEWOOD RIDGE #5 |  |  | Non-Lead - Other | No | 1978-02-01 | 0 | Installation date is after the lead ban |  |  |  |  | Non-Lead - Other |  |  | Installation date is after the lead ban |  |  |  |  | Non-Lead |  |  |  | Domestic
MTR_029742 | 11510 SE 226TH PL | L51 KENTON FIRS |  |  | Non-Lead - Other | Unknown |  | 0 | Statistical analysis |  |  |  |  | Non-Lead - Other |  |  | Statistical analysis |  |  |  |  | Non-Lead |  |  |  | Domestic
MTR_030258 |  |  |  |  | Non-Lead - Other | No |  | 1 | Installation date is after the lead ban |  |  |  |  | Non-Lead - Other |  |  | Installation date is after the lead ban |  |  |  |  | Non-Lead |  |  |  | Domestic
MTR_022069 | 18938 117TH LN SE | LOT 16 JESSIE GLEN |  |  | Non-Lead - Other | No | 2007-07-19 | 0 | Rectified Plan | No |  |  |  | Non-Lead Plastic |  |  | Field inspection only with no records | Yes | Visual inspection at meter pit | 2023-10-07 |  | Non-Lead |  |  |  | Domestic
MTR_016911 | 15239 SE 178TH PL | LOT 13 CANDLEWOOD RIDGE #5 |  |  | Non-Lead - Other | No | 1978-02-01 | 0 | Installation date is after the lead ban |  |  |  |  | Non-Lead - Other |  |  | Installation date is after the lead ban |  |  |  |  | Non-Lead |  |  |  | Domestic
MTR_028108 | 21629 117TH PL SE | LOT 10 CROWN ROYAL II |  |  | Non-Lead - Other | No |  | 0 | Installation date is after the lead ban |  |  |  |  | Non-Lead - Other |  |  | Installation date is after the lead ban |  |  |  |  | Non-Lead |  |  |  | Assumed
MTR_030259 |  |  |  |  | Non-Lead - Other | No |  | 1 | Installation date is after the lead ban |  |  |  |  | Non-Lead - Other |  |  | Installation date is after the lead ban |  |  |  |  | Non-Lead |  |  |  | Domestic
MTR_022243 | 19107 117TH PL SE | LOT 33 JESSIE GLEN |  |  | Non-Lead - Other | No | 2007-07-19 | 0 | Rectified Plan | No |  |  |  | Non-Lead - Other |  |  | Installation date is after the lead ban |  |  |  |  | Non-Lead |  |  |  | Domestic
MTR_016912 | 15215 SE 178TH PL | LOT 9 CANDLEWOOD RIDGE #5 |  |  | Non-Lead Plastic | No | 1978-02-01 | 0 | Field inspection only with no records | Yes | Visual inspection at meter pit | 2023-11-30 |  | Non-Lead Plastic |  |  | Field inspection only with no records | Yes | Visual inspection at meter pit | 2023-11-30 |  | Non-Lead |  |  |  | Domestic
MTR_016580 | 18235 152ND AVE SE | LOT 5 CARRIAGEWOOD #1 |  |  | Non-Lead Plastic | No | 1980-06-01 | 0 | Field inspection only with no records | Yes | Visual inspection at meter pit | 2023-11-30 |  | Non-Lead Plastic |  |  | Field inspection only with no records | Yes | Visual inspection at meter pit | 2023-11-30 |  | Non-Lead |  |  |  | Domestic
MTR_030260 |  |  |  |  | Non-Lead - Other | No |  | 1 | Installation date is after the lead ban |  |  |  |  | Non-Lead - Other |  |  | Installation date is after the lead ban |  |  |  |  | Non-Lead |  |  |  | Domestic
MTR_016916 | 17714 153RD AVE SE | LOT 29 CANDLEWOOD RIDGE #5 |  |  | Non-Lead Plastic | No | 1978-02-01 | 0 | Field inspection only with no records | Yes | Visual inspection at meter pit | 2023-11-30 |  | Non-Lead Plastic |  |  | Field inspection only with no records | Yes | Visual inspection at meter pit | 2023-11-30 |  | Non-Lead |  |  |  | Domestic
MTR_016796 | 18219 150TH AVE SE | LOT 38 CARRIAGEWOOD #5 |  |  | Non-Lead - Other | No |  | 0 | Installation date is after the lead ban |  |  |  |  | Non-Lead - Other |  |  | Installation date is after the lead ban |  |  |  |  | Non-Lead |  |  |  | Assumed
MTR_030444 |  |  |  |  | Non-Lead - Other | No |  | 1 | Installation date is after the lead ban |  |  |  |  | Non-Lead - Other |  |  | Installation date is after the lead ban |  |  |  |  | Non-Lead |  |  |  | Domestic
MTR_016797 | 18213 150TH AVE SE | L37 CARRIAGEWOOD 5 |  |  | Non-Lead - Other | No | 1983-07-01 | 0 | Installation date is after the lead ban |  |  |  |  | Non-Lead - Other |  |  | Installation date is after the lead ban |  |  |  |  | Non-Lead |  |  |  | Domestic
MTR_022063 | 11738 SE 189TH PL | LOT 22 JESSIE GLEN |  |  | Non-Lead - Other | No | 2007-07-19 | 0 | Rectified Plan | No |  |  |  | Non-Lead Plastic |  |  | Field inspection only with no records | Yes | Visual inspection at meter pit | 2023-10-07 |  | Non-Lead |  |  |  | Domestic
MTR_016917 | 17710 153RD AVE SE | LOT 30 CANDLEWOOD RIDGE #5 |  |  | Non-Lead - Other | No | 1978-02-01 | 0 | Installation date is after the lead ban |  |  |  |  | Non-Lead - Other |  |  | Installation date is after the lead ban |  |  |  |  | Non-Lead |  |  |  | Domestic
MTR_030445 |  |  |  |  | Non-Lead - Other | No |  | 1 | Installation date is after the lead ban |  |  |  |  | Non-Lead - Other |  |  | Installation date is after the lead ban |  |  |  |  | Non-Lead |  |  |  | Domestic
MTR_016686 | 14914 SE 183RD ST | L20 CARRIAGEWOOD #3 |  |  | Non-Lead Plastic | No | 1983-04-01 | 0 | Field inspection only with no records | Yes | Visual inspection at meter pit | 2023-10-14 |  | Non-Lead Plastic |  |  | Field inspection only with no records | Yes | Visual inspection at meter pit | 2023-10-14 |  | Non-Lead |  |  |  | Domestic
MTR_022064 | 11732 SE 189TH PL | LOT 21 JESSIE GLEN |  |  | Non-Lead - Other | No | 2007-07-19 | 0 | Rectified Plan | No |  |  |  | Non-Lead Plastic |  |  | Field inspection only with no records | Yes | Visual inspection at meter pit | 2023-10-07 |  | Non-Lead |  |  |  | Domestic
MTR_016918 | 17706 153RD AVE SE | LOT 31 CANDLEWOOD RIDGE #5 |  |  | Non-Lead - Other | No | 1978-02-01 | 0 | Installation date is after the lead ban |  |  |  |  | Non-Lead - Other |  |  | Installation date is after the lead ban |  |  |  |  | Non-Lead |  |  |  | Domestic
MTR_030446 |  |  |  |  | Non-Lead - Other | No |  | 1 | Installation date is after the lead ban |  |  |  |  | Non-Lead - Other |  |  | Installation date is after the lead ban |  |  |  |  | Non-Lead |  |  |  | Domestic
MTR_016774 | 18321 149TH AVE SE | LOT 2 CARRIAGEWOOD #5 |  |  | Non-Lead Plastic | No | 1983-07-01 | 0 | Field inspection only with no records | Yes | Visual inspection at meter pit | 2023-10-14 |  | Non-Lead Copper |  |  | Field inspection only with no records | Yes | Visual inspection at meter pit | 2023-10-14 |  | Non-Lead |  |  |  | Domestic
MTR_025896 | 11140 SE 204TH ST | LOT 12 VILA REAL |  |  | Non-Lead - Other | No | 2007-05-03 | 0 | Installation date is after the lead ban |  |  |  |  | Non-Lead - Other |  |  | Installation date is after the lead ban |  |  |  |  | Non-Lead |  |  |  | Domestic
MTR_016919 | 17702 153RD AVE SE | LOT 32 CANDLEWOOD RIDGE #5 |  |  | Non-Lead Plastic | No | 1978-02-01 | 0 | Field inspection only with no records | Yes | Visual inspection at meter pit | 2023-11-30 |  | Non-Lead Plastic |  |  | Field inspection only with no records | Yes | Visual inspection at meter pit | 2023-11-30 |  | Non-Lead |  |  |  | Domestic
MTR_030447 |  |  |  |  | Non-Lead - Other | No |  | 1 | Installation date is after the lead ban |  |  |  |  | Non-Lead - Other |  |  | Installation date is after the lead ban |  |  |  |  | Non-Lead |  |  |  | Domestic
MTR_016689 | 18305 149TH AVE SE | LOT 9 CARRIAGEWOOD #3 |  |  | Non-Lead - Other | No | 1983-04-01 | 0 | Installation date is after the lead ban |  |  |  |  | Non-Lead - Other |  |  | Installation date is after the lead ban |  |  |  |  | Non-Lead |  |  |  | Domestic
MTR_016690 | 18223 149TH AVE SE | LOT 7 CARRIAGEWOOD #3 |  |  | Non-Lead - Other | No | 1983-04-01 | 0 | Installation date is after the lead ban |  |  |  |  | Non-Lead - Other |  |  | Installation date is after the lead ban |  |  |  |  | Non-Lead |  |  |  | Domestic
MTR_016920 | 17705 153RD AVE SE | LOT 33 CANDLEWOOD RIDGE #5 |  |  | Non-Lead - Other | No | 1978-02-01 | 0 | Installation date is after the lead ban |  |  |  |  | Non-Lead - Other |  |  | Installation date is after the lead ban |  |  |  |  | Non-Lead |  |  |  | Domestic
MTR_030448 |  |  |  |  | Non-Lead - Other | No |  | 1 | Installation date is after the lead ban |  |  |  |  | Non-Lead - Other |  |  | Installation date is after the lead ban |  |  |  |  | Non-Lead |  |  |  | Domestic
MTR_017004 | 15334 SE 178TH ST | LOT 55 CANDLEWOOD RIDGE #4 |  |  | Non-Lead - Other | No | 1977-07-01 | 0 | Installation date is after the lead ban |  |  |  |  | Non-Lead - Other |  |  | Installation date is after the lead ban |  |  |  |  | Non-Lead |  |  |  | Domestic
MTR_010623 | 23826 124TH AVE SE | LOT 1 MERIDIAN GLENN |  |  | Non-Lead - Other | No |  | 0 | Installation date is after the lead ban |  |  |  |  | Non-Lead - Other |  |  | Installation date is after the lead ban |  |  |  |  | Non-Lead |  |  |  | Assumed
MTR_016798 | 15129 SE 184TH ST | LOT 18 CARRIAGEWOOD #5 |  |  | Non-Lead - Other | No | 1983-07-01 | 0 | Installation date is after the lead ban |  |  |  |  | Non-Lead - Other |  |  | Installation date is after the lead ban |  |  |  |  | Non-Lead |  |  |  | Domestic
MTR_030449 |  |  |  |  | Non-Lead - Other | No |  | 1 | Installation date is after the lead ban |  |  |  |  | Non-Lead - Other |  |  | Installation date is after the lead ban |  |  |  |  | Non-Lead |  |  |  | Domestic
MTR_017005 | 17730 153RD CT SE | LOT 56 CANDLEWOOD RIDGE #4 |  |  | Non-Lead - Other | No | 1977-07-01 | 0 | Installation date is after the lead ban |  |  |  |  | Non-Lead - Other |  |  | Installation date is after the lead ban |  |  |  |  | Non-Lead |  |  |  | Domestic
MTR_018450 | 20213 94TH PL S | LOT 3 WHITNEY HEIGHTS |  |  | Non-Lead - Other | No | 1995-11-22 | 0 | Installation date is after the lead ban |  |  |  |  | Non-Lead - Other |  |  | Installation date is after the lead ban |  |  |  |  | Non-Lead |  |  |  | Domestic
MTR_016776 | 14909 SE 184TH ST | LOT 6 CARRIAGEWOOD 5 |  |  | Non-Lead - Other | No | 1983-07-01 | 0 | Installation date is after the lead ban |  |  |  |  | Non-Lead - Other |  |  | Installation date is after the lead ban |  |  |  |  | Non-Lead |  |  |  | Domestic
MTR_030450 |  |  |  |  | Non-Lead - Other | No |  | 1 | Installation date is after the lead ban |  |  |  |  | Non-Lead - Other |  |  | Installation date is after the lead ban |  |  |  |  | Non-Lead |  |  |  | Domestic
MTR_016922 | 17713 153RD AVE SE | LOT 35 CANDLEWOOD RIDGE #5 |  |  | Non-Lead - Other | No | 1978-02-01 | 0 | Installation date is after the lead ban |  |  |  |  | Non-Lead - Other |  |  | Installation date is after the lead ban |  |  |  |  | Non-Lead |  |  |  | Domestic
MTR_022212 | 11668 SE 189TH PL | LOT 12 JESSIE GLEN |  |  | Non-Lead - Other | No | 2007-07-19 | 0 | Rectified Plan | No |  |  |  | Non-Lead - Other |  |  | Installation date is after the lead ban |  |  |  |  | Non-Lead |  |  |  | Domestic
MTR_016801 | 15021 SE 184TH ST | LOT 14 CARRIAGEWOOD #5 |  |  | Non-Lead Plastic | No | 1983-07-01 | 0 | Field inspection only with no records | Yes | Visual inspection at meter pit | 2023-10-14 |  | Non-Lead Plastic |  |  | Field inspection only with no records | Yes | Visual inspection at meter pit | 2023-10-14 |  | Non-Lead |  |  |  | Domestic
MTR_030451 |  |  |  |  | Non-Lead - Other | No |  | 1 | Installation date is after the lead ban |  |  |  |  | Non-Lead - Other |  |  | Installation date is after the lead ban |  |  |  |  | Non-Lead |  |  |  | Domestic
MTR_016923 | 17721 153RD AVE SE | LOT 37 CANDLEWOOD RIDGE #5 |  |  | Non-Lead - Other | No | 1978-02-01 | 0 | Installation date is after the lead ban |  |  |  |  | Non-Lead - Other |  |  | Installation date is after the lead ban |  |  |  |  | Non-Lead |  |  |  | Domestic
MTR_016925 | 17729 153RD AVE SE | LOT 39 CANDLEWOOD RIDGE #5 |  |  | Non-Lead - Other | No | 1978-02-01 | 0 | Installation date is after the lead ban |  |  |  |  | Non-Lead - Other |  |  | Installation date is after the lead ban |  |  |  |  | Non-Lead |  |  |  | Domestic
MTR_016691 | 18204 150TH AVE SE | LOT 28 CARRIAGEWOOD #3 |  |  | Non-Lead Plastic | No | 1983-04-01 | 0 | Field inspection only with no records | Yes | Visual inspection at meter pit | 2023-11-10 |  | Non-Lead Copper |  |  | Field inspection only with no records | Yes | Visual inspection at meter pit | 2023-11-10 |  | Non-Lead |  |  |  | Domestic
MTR_030452 |  |  |  |  | Non-Lead - Other | No |  | 1 | Installation date is after the lead ban |  |  |  |  | Non-Lead - Other |  |  | Installation date is after the lead ban |  |  |  |  | Non-Lead |  |  |  | Domestic
MTR_016802 | 15004 SE 183RD CT | LOT 28 CARRIAGEWOOD 5 |  |  | Non-Lead - Other | No | 1983-07-01 | 0 | Installation date is after the lead ban |  |  |  |  | Non-Lead - Other |  |  | Installation date is after the lead ban |  |  |  |  | Non-Lead |  |  |  | Domestic
MTR_010625 | 11918 SE 161ST ST | L13 BLK1 CASCADE HILLS#2 |  |  | Non-Lead - Other | No | 2006-08-31 | 1 | Rectified Plan |  |  |  |  | Non-Lead - Other |  |  | Statistical analysis |  |  |  |  | Non-Lead |  |  |  | Domestic
MTR_016926 | 15216 SE 178TH ST | LOT 40 CANDLEWOOD RIDGE #5 |  |  | Non-Lead - Other | No | 1978-02-01 | 0 | Installation date is after the lead ban |  |  |  |  | Non-Lead Plastic |  |  | Field inspection only with no records | Yes | Visual inspection at meter pit | 2023-11-30 |  | Non-Lead |  |  |  | Domestic
MTR_030453 |  |  |  |  | Non-Lead - Other | No |  | 1 | Installation date is after the lead ban |  |  |  |  | Non-Lead - Other |  |  | Installation date is after the lead ban |  |  |  |  | Non-Lead |  |  |  | Domestic
MTR_016803 | 18216 150TH AVE SE | L35 CARRIAGEWOOD 5 |  |  | Non-Lead - Other | No | 1983-07-01 | 0 | Installation date is after the lead ban |  |  |  |  | Non-Lead - Other |  |  | Installation date is after the lead ban |  |  |  |  | Non-Lead |  |  |  | Domestic
MTR_027506 | 23929 139TH PL SE | LOT 12 COUNTRY CLUB NORTH #1 |  |  | Non-Lead - Plastic | No | 1999-02-03 | 0.75 | Rectified Plan | No |  |  |  | Non-Lead - Other |  |  | Installation date is after the lead ban |  |  |  |  | Non-Lead |  |  |  | Domestic
MTR_017008 | 17727 153RD CT SE | LOT 59 CANDLEWOOD RIDGE #4 |  |  | Non-Lead - Other | No | 1977-07-01 | 0 | Installation date is after the lead ban |  |  |  |  | Non-Lead - Other |  |  | Installation date is after the lead ban |  |  |  |  | Non-Lead |  |  |  | Domestic
MTR_030454 |  |  |  |  | Non-Lead - Other | No |  | 1 | Installation date is after the lead ban |  |  |  |  | Non-Lead - Other |  |  | Installation date is after the lead ban |  |  |  |  | Non-Lead |  |  |  | Domestic
MTR_016582 | 15315 SE 183RD DR | L29 CARRIAGEWOOD 1 |  |  | Non-Lead Plastic | No | 1980-06-01 | 0 | Field inspection only with no records | Yes | Visual inspection at meter pit | 2023-01-27 |  | Non-Lead Plastic |  |  | Field inspection only with no records | Yes | Visual inspection at meter pit | 2023-01-27 |  | Non-Lead |  |  |  | Domestic
MTR_022629 | 19413 115TH PL SE | LOT 76 PLATEAU @ PANTHER LAKE |  |  | Non-Lead - Other | No | 2007-03-05 | 0 | Installation date is after the lead ban |  |  |  |  | Non-Lead - Other |  |  | Installation date is after the lead ban |  |  |  |  | Non-Lead |  |  |  | Domestic
MTR_016927 | 15312 SE 178TH ST | LOT 26 CANDLEWOOD RIDGE #5 |  |  | Non-Lead Plastic | No | 1978-02-01 | 0 | Field inspection only with no records | Yes | Visual inspection at meter pit | 2023-11-30 |  | Non-Lead Plastic |  |  | Field inspection only with no records | Yes | Visual inspection at meter pit | 2023-11-30 |  | Non-Lead |  |  |  | Domestic
MTR_030455 |  |  |  |  | Non-Lead - Other | No |  | 1 | Installation date is after the lead ban |  |  |  |  | Non-Lead - Other |  |  | Installation date is after the lead ban |  |  |  |  | Non-Lead |  |  |  | Domestic
MTR_016583 | 18317 153RD PL SE | LOT 33 CARRIAGEWOOD #1 |  |  | Non-Lead - Other | No | 1980-06-01 | 0 | Installation date is after the lead ban |  |  |  |  | Non-Lead - Other |  |  | Installation date is after the lead ban |  |  |  |  | Non-Lead |  |  |  | Domestic
MTR_016807 | 15102 SE 184TH ST | LOT 19 CARRIAGEWOOD #5 |  |  | Non-Lead - Other | No | 1983-07-01 | 0 | Installation date is after the lead ban |  |  |  |  | Non-Lead - Other |  |  | Installation date is after the lead ban |  |  |  |  | Non-Lead |  |  |  | Domestic
MTR_016960 | 15516 SE 179TH ST | LOT 3 CANDLEWOOD RIDGE #4 |  |  | Non-Lead - Other | No | 1977-07-01 | 0 | Installation date is after the lead ban |  |  |  |  | Non-Lead - Other |  |  | Installation date is after the lead ban |  |  |  |  | Non-Lead |  |  |  | Domestic
MTR_030456 |  |  |  |  | Non-Lead - Other | No |  | 1 | Installation date is after the lead ban |  |  |  |  | Non-Lead - Other |  |  | Installation date is after the lead ban |  |  |  |  | Non-Lead |  |  |  | Domestic
MTR_016339 | 17855 157TH AVE SE | LOT 63 CANDLEWOOD RIDGE #2 |  |  | Non-Lead - Other | No | 1976-05-06 | 0 | Installation date is after the lead ban |  |  |  |  | Non-Lead - Other |  |  | Installation date is after the lead ban |  |  |  |  | Non-Lead |  |  |  | Domestic
MTR_023569 | 21416 112TH AVE SE | LOT 1 WEST CREEK PLACE |  |  | Non-Lead - Other | No | 2007-09-28 | 0 | Installation date is after the lead ban |  |  |  |  | Non-Lead - Other |  |  | Installation date is after the lead ban |  |  |  |  | Non-Lead |  |  |  | Domestic
MTR_020621 | 10644 SE 199TH ST | TAX LOT 189 W1/2 SEC 5-22-5 |  |  | Non-Lead - Other | Unknown |  | 0 | Statistical analysis |  |  |  |  | Non-Lead - Other |  |  | Statistical analysis |  |  |  |  | Non-Lead |  |  |  | Assumed
MTR_030457 |  |  |  |  | Non-Lead - Other | No |  | 1 | Installation date is after the lead ban |  |  |  |  | Non-Lead - Other |  |  | Installation date is after the lead ban |  |  |  |  | Non-Lead |  |  |  | Domestic
MTR_016341 | 15614 SE 179TH ST | L65 CANDLEWOOD RIDGE #2 |  |  | Non-Lead - Other | No | 1976-05-06 | 0 | Installation date is after the lead ban |  |  |  |  | Non-Lead - Other |  |  | Installation date is after the lead ban |  |  |  |  | Non-Lead |  |  |  | Domestic
MTR_025923 | 11038 SE 204TH ST | LOT 1 VILA REAL |  |  | Non-Lead - Other | No | 2007-05-03 | 0 | Installation date is after the lead ban |  |  |  |  | Non-Lead - Other |  |  | Installation date is after the lead ban |  |  |  |  | Non-Lead |  |  |  | Domestic
MTR_016694 | 14903 SE 183RD ST | L10 CARRIAGEWOOD #3 |  |  | Non-Lead - Other | No | 1983-04-01 | 0 | Installation date is after the lead ban |  |  |  |  | Non-Lead - Other |  |  | Installation date is after the lead ban |  |  |  |  | Non-Lead |  |  |  | Domestic
MTR_030467 |  |  |  |  | Non-Lead - Other | No | 2021-06-15 | 1 | Installation date is after the lead ban |  |  |  |  | Non-Lead - Other |  |  | Installation date is after the lead ban |  |  |  |  | Non-Lead |  |  |  | Irrigation
MTR_016342 | 15606 SE 179TH ST | L66 CANDLEWOOD RIDGE #2 |  |  | Non-Lead Plastic | No | 1976-05-06 | 0 | Field inspection only with no records | Yes | Visual inspection at meter pit | 2023-11-30 |  | Non-Lead Plastic |  |  | Field inspection only with no records | Yes | Visual inspection at meter pit | 2023-11-30 |  | Non-Lead |  |  |  | Domestic
MTR_025905 | 20315 111TH AVE SE | LOT 7 VILA REAL |  |  | Non-Lead - Other | No | 2007-05-03 | 0 | Installation date is after the lead ban |  |  |  |  | Non-Lead - Other |  |  | Installation date is after the lead ban |  |  |  |  | Non-Lead |  |  |  | Domestic
MTR_016779 | 14906 SE 184TH ST | LOT 52 CARRIAGEWOOD #5 |  |  | Non-Lead - Other | No | 1983-07-01 | 0 | Installation date is after the lead ban |  |  |  |  | Non-Lead - Other |  |  | Installation date is after the lead ban |  |  |  |  | Non-Lead |  |  |  | Domestic
MTR_030171 |  |  |  |  | Non-Lead - Other | No | 2021-08-05 | 1 | Installation date is after the lead ban |  |  |  |  | Non-Lead - Other |  |  | Installation date is after the lead ban |  |  |  |  | Non-Lead |  |  |  | Domestic
MTR_016344 | 17848 156TH PL SE | LOT 68 CANDLEWOOD #2 |  |  | Non-Lead Plastic | No | 1976-05-06 | 0 | Field inspection only with no records | Yes | Visual inspection at meter pit | 2023-11-30 |  | Non-Lead Plastic |  |  | Field inspection only with no records | Yes | Visual inspection at meter pit | 2023-11-30 |  | Non-Lead |  |  |  | Domestic
MTR_016963 | 17829 155TH AVE SE | LOT 23 CANDLEWOOD RIDGE #4 |  |  | Non-Lead - Other | No | 1977-07-01 | 0 | Installation date is after the lead ban |  |  |  |  | Non-Lead - Other |  |  | Installation date is after the lead ban |  |  |  |  | Non-Lead |  |  |  | Domestic
MTR_016695 | 14930 SE 183RD ST | LOT 16 CARRIAGEWOOD #3 |  |  | Non-Lead - Other | No | 1983-04-01 | 0 | Installation date is after the lead ban |  |  |  |  | Non-Lead - Other |  |  | Installation date is after the lead ban |  |  |  |  | Non-Lead |  |  |  | Domestic
MTR_030172 |  |  |  |  | Non-Lead - Other | No | 2021-08-05 | 1 | Installation date is after the lead ban |  |  |  |  | Non-Lead - Other |  |  | Installation date is after the lead ban |  |  |  |  | Non-Lead |  |  |  | Domestic
MTR_025924 | 11054 SE 204TH ST | LOT 3 VILA REAL |  |  | Non-Lead - Other | No | 2007-05-03 | 0 | Installation date is after the lead ban |  |  |  |  | Non-Lead - Other |  |  | Installation date is after the lead ban |  |  |  |  | Non-Lead |  |  |  | Domestic
MTR_016781 | 14924 SE 184TH ST | LOT 50 CARRIAGEWOOD #5 |  |  | Non-Lead - Other | No | 1983-07-01 | 0 | Installation date is after the lead ban |  |  |  |  | Non-Lead - Other |  |  | Installation date is after the lead ban |  |  |  |  | Non-Lead |  |  |  | Domestic
MTR_030173 |  |  |  |  | Non-Lead - Other | No | 2021-08-05 | 1 | Installation date is after the lead ban |  |  |  |  | Non-Lead - Other |  |  | Installation date is after the lead ban |  |  |  |  | Non-Lead |  |  |  | Domestic
MTR_025925 | 11046 SE 204TH ST | LOT 2 VILA REAL |  |  | Non-Lead - Other | No | 2007-05-03 | 0 | Installation date is after the lead ban |  |  |  |  | Non-Lead - Other |  |  | Installation date is after the lead ban |  |  |  |  | Non-Lead |  |  |  | Domestic
MTR_018952 | 709 S 50TH ST | TL49 E1/2 SEC 31-23-5 |  |  | Non-Lead - Other | No | 2009-03-11 | 0 | Rectified Plan |  |  |  |  | Non-Lead - Other |  |  | Statistical analysis |  |  |  |  | Non-Lead |  |  |  | Domestic
MTR_030174 |  |  |  |  | Non-Lead - Other | No | 2021-08-05 | 1 | Installation date is after the lead ban |  |  |  |  | Non-Lead - Other |  |  | Installation date is after the lead ban |  |  |  |  | Non-Lead |  |  |  | Domestic
MTR_011247 | 11242 SE 166TH PL | LOT 4 WILKINS WOOD |  |  | Non-Lead Plastic | No | 2006-09-18 | 0 | Field inspection only with no records | Yes | Visual inspection at meter pit | 2022-12-31 |  | Non-Lead Plastic |  |  | Field inspection only with no records | Yes | Visual inspection at meter pit | 2022-12-31 |  | Non-Lead |  |  |  | Domestic
MTR_018953 | 10011 SE 187TH ST | 9915-003325 |  |  | Non-Lead Plastic | No | 2009-03-11 | 0 | Field inspection only with no records | Yes | Visual inspection at meter pit | 2023-11-30 |  | Non-Lead Plastic |  |  | Field inspection only with no records | Yes | Visual inspection at meter pit | 2023-11-30 |  | Non-Lead |  |  |  | Domestic
MTR_030175 |  |  |  |  | Non-Lead - Other | No | 2021-08-05 | 1 | Installation date is after the lead ban |  |  |  |  | Non-Lead - Other |  |  | Installation date is after the lead ban |  |  |  |  | Non-Lead |  |  |  | Domestic
MTR_010634 | 23617 127TH CT SE | LOT 13 WINSBERG HAVEN (FIELDSTONE) |  |  | Non-Lead - Other | No | 1995-08-22 | 0 | Rectified Plan | No |  |  |  | Non-Lead - Other |  |  | Installation date is after the lead ban |  |  |  |  | Non-Lead |  |  |  | Domestic
MTR_018954 | 718 S 50TH ST | TL93 E1/2 SEC 31-23-5 |  |  | Non-Lead - Other | No | 2009-03-11 | 0 | Rectified Plan |  |  |  |  | Non-Lead - Other |  |  | Statistical analysis |  |  |  |  | Non-Lead |  |  |  | Domestic
MTR_030176 |  |  |  |  | Non-Lead - Other | No | 2021-08-05 | 1 | Installation date is after the lead ban |  |  |  |  | Non-Lead - Other |  |  | Installation date is after the lead ban |  |  |  |  | Non-Lead |  |  |  | Domestic
MTR_010635 | 23429 119TH AVE SE | LOT 4 GREWAL SHORT PLAT |  |  | Non-Lead Plastic | No | 2009-03-11 | 0 | Field inspection only with no records | Yes | Visual inspection at meter pit | 2023-10-21 |  | Non-Lead Plastic |  |  | Field inspection only with no records | Yes | Visual inspection at meter pit | 2023-10-21 |  | Non-Lead |  |  |  | Domestic
MTR_024401 | 12825 SE 208TH ST | TL 64 9-22-5 |  |  | Non-Lead - Other | No | 1998-08-03 | 0 | Rectified Plan |  |  |  |  | Non-Lead Plastic |  |  | Field inspection only with no records | Yes | Visual inspection at meter pit | 2023-01-29 |  | Non-Lead |  |  |  | Domestic
MTR_023570 | 21422 112TH AVE SE | LOT 2 WEST CREEK PLACE |  |  | Non-Lead - Other | No | 2007-09-28 | 0 | Installation date is after the lead ban |  |  |  |  | Non-Lead - Other |  |  | Installation date is after the lead ban |  |  |  |  | Non-Lead |  |  |  | Domestic
MTR_024919 | 12629 SE 208TH ST | TL 2 9-22-5 |  |  | Non-Lead - Other | No | 1998-08-03 | 0 | Rectified Plan |  |  |  |  | Non-Lead - Other |  |  | Statistical analysis |  |  |  |  | Non-Lead |  |  |  | Domestic
MTR_030177 |  |  |  |  | Non-Lead - Other | No | 2021-08-05 | 1 | Installation date is after the lead ban |  |  |  |  | Non-Lead - Other |  |  | Installation date is after the lead ban |  |  |  |  | Non-Lead |  |  |  | Domestic
MTR_016965 | 15418 SE 179TH ST | LOT 25 CANDLEWOOD RIDGE #4 |  |  | Non-Lead - Other | No | 1977-07-01 | 0 | Installation date is after the lead ban |  |  |  |  | Non-Lead - Other |  |  | Installation date is after the lead ban |  |  |  |  | Non-Lead |  |  |  | Domestic
MTR_022630 | 19386 115TH PL SE | LOT 3 PLATEAU @ PANTHER LAKE |  |  | Non-Lead Plastic | No | 2007-03-05 | 0 | Field inspection only with no records | Yes | Visual inspection at meter pit | 2023-09-29 |  | Non-Lead Plastic |  |  | Field inspection only with no records | Yes | Visual inspection at meter pit | 2023-09-29 |  | Non-Lead |  |  |  | Domestic
MTR_025406 | 20808 120TH PL SE | LOT 8 HARMONELL ADDITION |  |  | Non-Lead - Other | Unknown |  | 0 | Statistical analysis |  |  |  |  | Non-Lead - Other |  |  | Statistical analysis |  |  |  |  | Non-Lead |  |  |  | Assumed
MTR_030178 |  |  |  |  | Non-Lead - Other | No | 2021-08-05 | 1 | Installation date is after the lead ban |  |  |  |  | Non-Lead - Other |  |  | Installation date is after the lead ban |  |  |  |  | Non-Lead |  |  |  | Domestic
MTR_016966 | 15408 SE 179TH ST | LOT 26 CANDLEWOOD RIDGE #4 |  |  | Non-Lead Plastic | No | 1977-07-01 | 0 | Field inspection only with no records | Yes | Visual inspection at meter pit | 2023-11-30 |  | Non-Lead Plastic |  |  | Field inspection only with no records | Yes | Visual inspection at meter pit | 2023-11-30 |  | Non-Lead |  |  |  | Domestic
MTR_022631 | 19392 115TH PL SE | LOT 2 PLATEAU @ PANTHER LAKE |  |  | Non-Lead - Other | No | 2007-03-05 | 0 | Installation date is after the lead ban |  |  |  |  | Non-Lead - Other |  |  | Installation date is after the lead ban |  |  |  |  | Non-Lead |  |  |  | Domestic
MTR_016810 | 18231 150TH AVE SE | L41 CARRIAGEWOOD 5 |  |  | Non-Lead - Other | No | 1983-07-01 | 0 | Installation date is after the lead ban |  |  |  |  | Non-Lead - Other |  |  | Installation date is after the lead ban |  |  |  |  | Non-Lead |  |  |  | Domestic
MTR_030179 |  |  |  |  | Non-Lead - Other | No | 2021-08-05 | 1 | Installation date is after the lead ban |  |  |  |  | Non-Lead - Other |  |  | Installation date is after the lead ban |  |  |  |  | Non-Lead |  |  |  | Domestic
MTR_016968 | 15503 SE 179TH ST | LOT 7 CANDLEWOOD RIDGE #14 |  |  | Non-Lead - Other | No | 1977-07-01 | 0 | Installation date is after the lead ban |  |  |  |  | Non-Lead - Other |  |  | Installation date is after the lead ban |  |  |  |  | Non-Lead |  |  |  | Domestic
MTR_017553 | 18341 121ST PL SE | LOT 2 BENSON TRAILS |  |  | Non-Lead - Other | No | 2010-01-14 | 0 | Installation date is after the lead ban |  |  |  |  | Non-Lead - Other |  |  | Installation date is after the lead ban |  |  |  |  | Non-Lead |  |  |  | Domestic
MTR_016811 | 15008 SE 183RD CT | LOT 27 CARRIAGEWOOD #5 |  |  | Non-Lead - Other | No | 1983-07-01 | 0 | Installation date is after the lead ban |  |  |  |  | Non-Lead - Other |  |  | Installation date is after the lead ban |  |  |  |  | Non-Lead |  |  |  | Domestic
MTR_030461 |  |  |  |  | Non-Lead - Other | No | 2021-06-15 | 1 | Installation date is after the lead ban |  |  |  |  | Non-Lead - Other |  |  | Installation date is after the lead ban |  |  |  |  | Non-Lead |  |  |  | Domestic
MTR_016969 | 15505 SE 179TH ST | LOT 78 CANDLEWOOD RIDGE #4 |  |  | Non-Lead - Other | No | 1977-07-01 | 0 | Installation date is after the lead ban |  |  |  |  | Non-Lead - Other |  |  | Installation date is after the lead ban |  |  |  |  | Non-Lead |  |  |  | Domestic
MTR_017554 | 18347 121ST PL SE | LOT 1 BENSON TRAILS |  |  | Non-Lead - Other | No | 2010-01-14 | 0 | Installation date is after the lead ban |  |  |  |  | Non-Lead - Other |  |  | Installation date is after the lead ban |  |  |  |  | Non-Lead |  |  |  | Domestic
MTR_025964 | 20034 111TH WAY SE | LOT 46 VILA REAL |  |  | Non-Lead - Other | No | 2007-05-03 | 0 | Installation date is after the lead ban |  |  |  |  | Non-Lead - Other |  |  | Installation date is after the lead ban |  |  |  |  | Non-Lead |  |  |  | Domestic
MTR_030462 |  |  |  |  | Non-Lead - Other | No | 2021-06-15 | 1 | Rectified Plan |  |  |  |  | Non-Lead - Other |  |  | Statistical analysis |  |  |  |  | Non-Lead |  |  |  | Domestic
MTR_016970 | 15509 SE 179TH ST | LOT 79 CANDLEWOOD RIDGE #4 |  |  | Non-Lead Plastic | No | 1977-07-01 | 0 | Field inspection only with no records | Yes | Visual inspection at meter pit | 2023-11-30 |  | Non-Lead Plastic |  |  | Field inspection only with no records | Yes | Visual inspection at meter pit | 2023-11-30 |  | Non-Lead |  |  |  | Domestic
MTR_016812 | 18223 150TH AVE SE | L39 CARRIAGEWOOD 5 |  |  | Non-Lead Plastic | No | 1983-07-01 | 0 | Field inspection only with no records | Yes | Visual inspection at meter pit | 2023-11-10 |  | Non-Lead Copper |  |  | Field inspection only with no records | Yes | Visual inspection at meter pit | 2023-11-10 |  | Non-Lead |  |  |  | Domestic
MTR_015459 | 17430 129TH AVE SE | LOT 10 BLOCK 2 RENTON PARK |  |  | Non-Lead Plastic | No | 2011-08-10 | 0 | Field inspection only with no records | Yes | Visual inspection at meter pit | 2023-10-12 |  | Non-Lead Copper |  |  | Field inspection only with no records | Yes | Visual inspection at meter pit | 2023-10-12 |  | Non-Lead |  |  |  | Domestic
MTR_030463 |  |  |  |  | Non-Lead - Other | No | 2021-06-15 | 1 | Installation date is after the lead ban |  |  |  |  | Non-Lead - Other |  |  | Installation date is after the lead ban |  |  |  |  | Non-Lead |  |  |  | Domestic
MTR_016972 | 15517 SE 179TH ST | LOT 81 CANDLEWOOD RIDGE #4 |  |  | Non-Lead - Other | No | 1977-07-01 | 0 | Installation date is after the lead ban |  |  |  |  | Non-Lead - Other |  |  | Installation date is after the lead ban |  |  |  |  | Non-Lead |  |  |  | Domestic
MTR_009046 | 18815 102ND AVE SE | TL 139 SEC W1/2 32-23-5 |  |  | Non-Lead Plastic | Unknown |  | 2 | Field inspection only with no records | Yes | Visual inspection at meter pit | 2023-11-30 |  | Non-Lead Plastic |  |  | Field inspection only with no records | Yes | Visual inspection at meter pit | 2023-11-30 |  | Non-Lead |  |  |  | Assumed
MTR_025930 | 20256 111TH WAY SE | LOT 26 VILA REAL |  |  | Non-Lead - Other | No | 2007-05-03 | 0 | Installation date is after the lead ban |  |  |  |  | Non-Lead - Other |  |  | Installation date is after the lead ban |  |  |  |  | Non-Lead |  |  |  | Domestic
MTR_030464 |  |  |  |  | Non-Lead - Other | No | 2021-06-15 | 1 | Installation date is after the lead ban |  |  |  |  | Non-Lead - Other |  |  | Installation date is after the lead ban |  |  |  |  | Non-Lead |  |  |  | Domestic
MTR_016345 | 15634 SE 178TH PL | LOT 51 CANDLEWOOD 2 |  |  | Non-Lead - Other | No | 1976-05-06 | 0 | Installation date is after the lead ban |  |  |  |  | Non-Lead - Other |  |  | Installation date is after the lead ban |  |  |  |  | Non-Lead |  |  |  | Domestic
MTR_019093 | 10041 SE 190TH ST | L9 HI VIEW HTS |  |  | Non-Lead Plastic | No |  | 0 | Field inspection only with no records | Yes | Visual inspection at meter pit | 2023-11-30 |  | Non-Lead Plastic |  |  | Field inspection only with no records | Yes | Visual inspection at meter pit | 2023-11-30 |  | Non-Lead |  |  |  | Assumed
MTR_026018 | 20112 111TH WAY SE | LOT 44 VILA REAL |  |  | Non-Lead - Other | No | 2007-05-03 | 0 | Installation date is after the lead ban |  |  |  |  | Non-Lead - Other |  |  | Installation date is after the lead ban |  |  |  |  | Non-Lead |  |  |  | Domestic
MTR_030465 |  |  |  |  | Non-Lead - Other | No | 2021-06-15 | 1 | Statistical analysis |  |  |  |  | Non-Lead - Other |  |  | Statistical analysis |  |  |  |  | Non-Lead |  |  |  | Domestic
MTR_016346 | 15622 SE 178TH PL | LOT 53 CANDLEWOOD RIDGE #2 |  |  | Non-Lead - Other | No | 1976-05-06 | 0 | Installation date is after the lead ban |  |  |  |  | Non-Lead - Other |  |  | Installation date is after the lead ban |  |  |  |  | Non-Lead |  |  |  | Domestic
MTR_019070 | 10127 SE 188TH ST | LOT 2 KING COUNTY SHORT PLAT S89S03 55 |  |  | Non-Lead - Other | No | 1989-12-12 | 0 | Installation date is after the lead ban |  |  |  |  | Non-Lead - Other |  |  | Installation date is after the lead ban |  |  |  |  | Non-Lead |  |  |  | Domestic
MTR_030466 |  |  |  |  | Non-Lead - Other | No | 2021-06-15 | 1 | Rectified Plan |  |  |  |  | Non-Lead - Other |  |  | Statistical analysis |  |  |  |  | Non-Lead |  |  |  | Domestic
MTR_016347 | 15616 SE 178TH PL | L54 CANDLEWOOD RIDGE #2 |  |  | Non-Lead - Other | No | 1976-05-06 | 0 | Installation date is after the lead ban |  |  |  |  | Non-Lead - Other |  |  | Installation date is after the lead ban |  |  |  |  | Non-Lead |  |  |  | Domestic
MTR_019072 | 10117 SE 188TH ST | LOT 3 KING COUNTY SHORT PLAT #S89S0 355 |  |  | Non-Lead - Other | No | 1989-12-12 | 0 | Installation date is after the lead ban |  |  |  |  | Non-Lead - Other |  |  | Installation date is after the lead ban |  |  |  |  | Non-Lead |  |  |  | Domestic
MTR_016348 | 15610 SE 178TH PL | L55 CANDLEWOOD RIDGE #2 |  |  | Non-Lead - Other | No | 1976-05-06 | 0 | Installation date is after the lead ban |  |  |  |  | Non-Lead - Other |  |  | Installation date is after the lead ban |  |  |  |  | Non-Lead |  |  |  | Domestic
MTR_025931 | 20245 111TH WAY SE | LOT 56 VILA REAL |  |  | Non-Lead - Other | No | 2007-05-03 | 0 | Installation date is after the lead ban |  |  |  |  | Non-Lead - Other |  |  | Installation date is after the lead ban |  |  |  |  | Non-Lead |  |  |  | Domestic
MTR_030458 |  |  |  |  | Non-Lead - Other | Unknown |  |  | Statistical analysis |  |  |  |  | Non-Lead - Other |  |  | Statistical analysis |  |  |  |  | Non-Lead
MTR_025735 | 12804 SE 212TH ST | LOT 1 SHORT PLAT #08239 |  |  | Non-Lead - Other | No | 2005-01-13 | 0 | Installation date is after the lead ban |  |  |  |  | Non-Lead Plastic |  |  | Field inspection only with no records | Yes | Visual inspection at meter pit | 2023-01-28 |  | Non-Lead |  |  |  | Domestic
MTR_016349 | 15611 SE 178TH PL | LOT 56 CANDLEWOOD #2 |  |  | Non-Lead - Other | No | 1976-05-06 | 0 | Installation date is after the lead ban |  |  |  |  | Non-Lead - Other |  |  | Installation date is after the lead ban |  |  |  |  | Non-Lead |  |  |  | Domestic
MTR_030372 | 21210 132ND AVE SE | ADULT FAMILY HOME-CURTUSAN ME |  |  | Non-Lead - Other | No |  | 0 | Installation date is after the lead ban |  |  |  |  | Non-Lead - Other |  |  | Installation date is after the lead ban |  |  |  |  | Non-Lead |  |  |  | Assumed
MTR_030459 |  |  |  |  | Non-Lead - Other | No | 2021-06-15 | 1 | Statistical analysis |  |  |  |  | Non-Lead - Other |  |  | Statistical analysis |  |  |  |  | Non-Lead |  |  |  | Domestic
MTR_025737 | 12915 SE 212TH ST | LOT 3 KING COUNTY SHORT PLAT #10850 25 |  |  | Non-Lead - Other | No | 2005-01-13 | 0 | Installation date is after the lead ban |  |  |  |  | Non-Lead - Other |  |  | Installation date is after the lead ban |  |  |  |  | Non-Lead |  |  |  | Domestic
MTR_016350 | 15617 SE 178TH PL | LOT 57 CANDLEWOOD #2 |  |  | Non-Lead - Other | No | 1976-05-06 | 0 | Installation date is after the lead ban |  |  |  |  | Non-Lead - Other |  |  | Installation date is after the lead ban |  |  |  |  | Non-Lead |  |  |  | Domestic
MTR_030373 | 14445 SE 208TH ST |  |  |  | Non-Lead - Other | Unknown |  | 0 | Statistical analysis |  |  |  |  | Non-Lead - Other |  |  | Statistical analysis |  |  |  |  | Non-Lead |  |  |  | Domestic
MTR_030460 |  |  |  |  | Non-Lead - Other | No | 2021-06-15 | 1 | Statistical analysis |  |  |  |  | Non-Lead - Other |  |  | Statistical analysis |  |  |  |  | Non-Lead |  |  |  | Domestic
MTR_009055 | 13136 SE 210TH ST | LOT 192 of STR 09-22-05 |  |  | Non-Lead - Other | No |  | 0.75 | Installation date is after the lead ban |  |  |  |  | Non-Lead - Other |  |  | Installation date is after the lead ban |  |  |  |  | Non-Lead |  |  |  | Assumed
MTR_016351 | 15625 SE 178TH PL | L58 CANDLEWOOD RIDGE #2 |  |  | Non-Lead - Other | No | 1976-05-06 | 0 | Installation date is after the lead ban |  |  |  |  | Non-Lead - Other |  |  | Installation date is after the lead ban |  |  |  |  | Non-Lead |  |  |  | Domestic
MTR_016352 | 15633 SE 178TH PL | L59 CANDLEWOOD RIDGE #2 |  |  | Non-Lead - Other | No | 1976-05-06 | 0 | Installation date is after the lead ban |  |  |  |  | Non-Lead - Other |  |  | Installation date is after the lead ban |  |  |  |  | Non-Lead |  |  |  | Domestic
MTR_025738 | 12833 SE 212TH ST | LOT 2 KCSP 1085025 |  |  | Non-Lead - Other | No | 2005-01-13 | 0 | Installation date is after the lead ban |  |  |  |  | Non-Lead - Other |  |  | Installation date is after the lead ban |  |  |  |  | Non-Lead |  |  |  | Domestic
MTR_030458 |  |  |  |  | Non-Lead - Plastic | No | 2021-06-22 | 1 | Rectified Plan |  |  |  |  | Non-Lead - Other |  |  | Statistical analysis |  |  |  |  | Non-Lead |  |  |  | Domestic
MTR_009057 | 18816 102ND AVE SE | L2 32-23SE KCSP 383067 |  |  | Non-Lead - Other | No |  | 2 | Installation date is after the lead ban |  |  |  |  | Non-Lead - Other |  |  | Installation date is after the lead ban |  |  |  |  | Non-Lead |  |  |  | Assumed
MTR_023571 | 11229 SE 214TH CT | LOT 5 WEST CREEK PLACE |  |  | Non-Lead - Other | No | 2007-09-28 | 0 | Installation date is after the lead ban |  |  |  |  | Non-Lead - Other |  |  | Installation date is after the lead ban |  |  |  |  | Non-Lead |  |  |  | Domestic
MTR_030459 |  |  |  |  | Non-Lead - Plastic | No | 2021-06-22 | 1 | Rectified Plan |  |  |  |  | Non-Lead - Other |  |  | Statistical analysis |  |  |  |  | Non-Lead |  |  |  | Domestic
MTR_009058 | 18810 102ND AVE SE | LOT 3 KING COUNTY SHORT PLAT #38306 7 |  |  | Non-Lead - Other | No |  | 2 | Installation date is after the lead ban |  |  |  |  | Non-Lead - Other |  |  | Installation date is after the lead ban |  |  |  |  | Non-Lead |  |  |  | Assumed
MTR_022632 | 19419 115TH PL SE | LOT 75 PLATEAU @ PANTHER LAKE |  |  | Non-Lead Plastic | No | 2007-03-05 | 0 | Field inspection only with no records | Yes | Visual inspection at meter pit | 2023-01-27 |  | Non-Lead Plastic |  |  | Field inspection only with no records | Yes | Visual inspection at meter pit | 2023-01-27 |  | Non-Lead |  |  |  | Domestic
MTR_030460 |  |  |  |  | Non-Lead - Plastic | No | 2021-06-22 | 1 | Rectified Plan |  |  |  |  | Non-Lead - Other |  |  | Statistical analysis |  |  |  |  | Non-Lead |  |  |  | Domestic
MTR_019172 | 18836 102ND AVE SE | TAX LOT 248 32-23-5 |  |  | Non-Lead - Other | No |  | 0 | Installation date is after the lead ban |  |  |  |  | Non-Lead - Other |  |  | Installation date is after the lead ban |  |  |  |  | Non-Lead |  |  |  | Assumed
MTR_025933 | 20253 111TH WAY SE | LOT 55 VILA REAL |  |  | Non-Lead - Other | No | 2007-05-03 | 0 | Installation date is after the lead ban |  |  |  |  | Non-Lead - Other |  |  | Installation date is after the lead ban |  |  |  |  | Non-Lead |  |  |  | Domestic
MTR_030461 |  |  |  |  | Non-Lead - Plastic | No | 2021-06-22 | 1 | Rectified Plan |  |  |  |  | Non-Lead - Other |  |  | Installation date is after the lead ban |  |  |  |  | Non-Lead |  |  |  | Domestic
MTR_009061 | 18826 102ND AVE SE | LOT 1 KCSP #383067 |  |  | Non-Lead - Other | No |  | 2 | Installation date is after the lead ban |  |  |  |  | Non-Lead - Other |  |  | Installation date is after the lead ban |  |  |  |  | Non-Lead |  |  |  | Assumed
MTR_017545 | 18318 121ST PL SE | LOT 11 BENSON TRAILS |  |  | Non-Lead - Other | No | 2010-01-14 | 0 | Installation date is after the lead ban |  |  |  |  | Non-Lead - Other |  |  | Installation date is after the lead ban |  |  |  |  | Non-Lead |  |  |  | Domestic
MTR_030462 |  |  |  |  | Non-Lead - Plastic | No | 2021-06-22 | 1 | Rectified Plan |  |  |  |  | Non-Lead - Other |  |  | Installation date is after the lead ban |  |  |  |  | Non-Lead |  |  |  | Domestic
MTR_025256 | 21554 123RD AVE SE | L269 GLENCARIN #2 |  |  | Non-Lead - Other | No | 1968-07-31 | 0 | Installation date is after the lead ban |  |  |  |  | Non-Lead Copper |  |  | Field inspection only with no records | Yes | Visual inspection at meter pit | 2023-01-21 |  | Non-Lead |  |  |  | Domestic
MTR_030463 |  |  |  |  | Non-Lead - Plastic | No | 2021-06-22 | 1 | Rectified Plan |  |  |  |  | Non-Lead - Other |  |  | Installation date is after the lead ban |  |  |  |  | Non-Lead |  |  |  | Domestic
MTR_025965 | 20018 111TH WAY SE | LOT 48 VILA REAL |  |  | Non-Lead - Other | No | 2007-05-03 | 0 | Installation date is after the lead ban |  |  |  |  | Non-Lead - Other |  |  | Installation date is after the lead ban |  |  |  |  | Non-Lead |  |  |  | Domestic
MTR_025257 | 21577 123RD AVE SE | L275 GLENCARIN #2 |  |  | Non-Lead - Other | No | 1968-07-31 | 0 | Installation date is after the lead ban |  |  |  |  | Non-Lead Plastic |  |  | Field inspection only with no records | Yes | Visual inspection at meter pit | 2023-01-21 |  | Non-Lead |  |  |  | Domestic
MTR_030464 |  |  |  |  | Non-Lead - Plastic | No | 2021-06-22 | 1 | Rectified Plan |  |  |  |  | Non-Lead - Other |  |  | Installation date is after the lead ban |  |  |  |  | Non-Lead |  |  |  | Domestic
MTR_016355 | 17849 157TH AVE SE | LOT62 CANDLEWOOD RIDGE#2 |  |  | Non-Lead Plastic | No | 1976-05-06 | 0 | Field inspection only with no records | Yes | Visual inspection at meter pit | 2023-11-30 |  | Non-Lead Plastic |  |  | Field inspection only with no records | Yes | Visual inspection at meter pit | 2023-11-30 |  | Non-Lead |  |  |  | Domestic
MTR_018546 | 20635 98TH PL S | LOT 4 BELVA LANE |  |  | Non-Lead - Other | Unknown |  | 0 | Statistical analysis |  |  |  |  | Non-Lead - Other |  |  | Statistical analysis |  |  |  |  | Non-Lead |  |  |  | Domestic
MTR_030465 |  |  |  |  | Non-Lead - Plastic | No | 2021-06-22 | 1 | Rectified Plan |  |  |  |  | Non-Lead - Other |  |  | Statistical analysis |  |  |  |  | Non-Lead |  |  |  | Domestic
MTR_016512 | 17612 160TH AVE SE | L58 CANDLEWOOD RIDGE #1 |  |  | Non-Lead - Other | No |  | 0 | Installation date is after the lead ban |  |  |  |  | Non-Lead - Other |  |  | Installation date is after the lead ban |  |  |  |  | Non-Lead |  |  |  | Domestic
MTR_029758 | 11817 SE 228TH PL | LOT 16 HUNTERS RUN |  |  | Non-Lead - Other | No |  | 0 | Installation date is after the lead ban |  |  |  |  | Non-Lead - Other |  |  | Installation date is after the lead ban |  |  |  |  | Non-Lead |  |  |  | Domestic
MTR_030466 |  |  |  |  | Non-Lead - Plastic | No | 2021-06-22 | 1 | Rectified Plan |  |  |  |  | Non-Lead - Other |  |  | Statistical analysis |  |  |  |  | Non-Lead |  |  |  | Domestic
MTR_016513 | 17604 160TH AVE SE | L59 CANDLEWOOD RIDGE #1 |  |  | Non-Lead Plastic | No |  | 0 | Field inspection only with no records | Yes | Visual inspection at meter pit | 2023-11-30 |  | Non-Lead Plastic |  |  | Field inspection only with no records | Yes | Visual inspection at meter pit | 2023-11-30 |  | Non-Lead |  |  |  | Domestic
MTR_010655 | 23431 119TH AVE SE | LOT 5 GREWAL SHORT PLAT |  |  | Non-Lead - Other | No |  | 0 | Installation date is after the lead ban |  |  |  |  | Non-Lead - Other |  |  | Installation date is after the lead ban |  |  |  |  | Non-Lead |  |  |  | Assumed
MTR_030467 |  |  |  |  | Non-Lead - Plastic | No | 2021-06-22 | 1 | Rectified Plan |  |  |  |  | Non-Lead - Other |  |  | Installation date is after the lead ban |  |  |  |  | Non-Lead |  |  |  | Domestic
MTR_019035 | 19027 102ND AVE SE | LOT 12 HI VIEW HEIGHTS |  |  | Non-Lead - Other | Unknown |  | 0 | Statistical analysis |  |  |  |  | Non-Lead - Other |  |  | Statistical analysis |  |  |  |  | Non-Lead |  |  |  | Assumed
MTR_016514 | 16019 SE 176TH PL | L31 CANDLEWOOD RIDGE #1 |  |  | Non-Lead Plastic | No |  | 0 | Field inspection only with no records | Yes | Visual inspection at meter pit | 2023-11-30 |  | Non-Lead Plastic |  |  | Field inspection only with no records | Yes | Visual inspection at meter pit | 2023-11-30 |  | Non-Lead |  |  |  | Assumed
MTR_026019 | 20144 111TH WAY SE | LOT 40 VILA REAL |  |  | Non-Lead - Other | No | 2007-05-03 | 0 | Installation date is after the lead ban |  |  |  |  | Non-Lead - Other |  |  | Installation date is after the lead ban |  |  |  |  | Non-Lead |  |  |  | Domestic
MTR_030468 |  |  |  |  | Non-Lead - Plastic | No | 2021-06-22 | 1 | Rectified Plan |  |  |  |  | Non-Lead - Other |  |  | Installation date is after the lead ban |  |  |  |  | Non-Lead |  |  |  | Domestic
MTR_030469 |  |  |  |  | Non-Lead - Plastic | No | 2021-06-22 | 1 | Rectified Plan |  |  |  |  | Non-Lead - Other |  |  | Statistical analysis |  |  |  |  | Non-Lead |  |  |  | Domestic
MTR_016515 | 17617 161ST AVE SE | L32 CANDLEWOOD RIDGE #1 |  |  | Non-Lead - Other | No |  | 0 | Installation date is after the lead ban |  |  |  |  | Non-Lead - Other |  |  | Installation date is after the lead ban |  |  |  |  | Non-Lead |  |  |  | Domestic
MTR_025984 | 11024 SE 201ST PL | LOT 95 VILA REAL |  |  | Non-Lead - Other | No | 2007-05-03 | 0 | Installation date is after the lead ban |  |  |  |  | Non-Lead - Other |  |  | Installation date is after the lead ban |  |  |  |  | Non-Lead |  |  |  | Domestic
MTR_019158 | 19033 102ND AVE SE | LOT 13 HI VIEW HEIGHTS |  |  | Non-Lead - Other | No |  | 0 | Installation date is after the lead ban |  |  |  |  | Non-Lead - Other |  |  | Installation date is after the lead ban |  |  |  |  | Non-Lead |  |  |  | Assumed
MTR_030499 | 18519 129TH PL SE |  |  |  | Non-Lead - Other | No | 2021-06-21 | 1 | Installation date is after the lead ban |  |  |  |  | Non-Lead - Other |  |  | Installation date is after the lead ban |  |  |  |  | Non-Lead |  |  |  | Domestic
MTR_016516 | 17625 161ST AVE SE | L33 CANDLEWOOD RIDGE #1 |  |  | Non-Lead Plastic | No |  | 0 | Field inspection only with no records | Yes | Visual inspection at meter pit | 2023-11-30 |  | Non-Lead Plastic |  |  | Field inspection only with no records | Yes | Visual inspection at meter pit | 2023-11-30 |  | Non-Lead |  |  |  | Domestic
MTR_025941 | 11139 SE 202ND CT | LOT 33 VILA REAL |  |  | Non-Lead - Other | No | 2007-05-03 | 0 | Installation date is after the lead ban |  |  |  |  | Non-Lead - Other |  |  | Installation date is after the lead ban |  |  |  |  | Non-Lead |  |  |  | Domestic
MTR_016660 | 14800 SE 181ST ST | LOT 11 CARRIAGEWOOD #2 |  |  | Non-Lead Plastic | No | 1982-09-01 | 0 | Field inspection only with no records | Yes | Visual inspection at meter pit | 2023-10-14 |  | Non-Lead Plastic |  |  | Field inspection only with no records | Yes | Visual inspection at meter pit | 2023-10-14 |  | Non-Lead |  |  |  | Domestic
MTR_030705 | 18513 129TH PL SE |  |  |  | Non-Lead - Other | No | 2021-06-21 | 1 | Installation date is after the lead ban |  |  |  |  | Non-Lead - Other |  |  | Installation date is after the lead ban |  |  |  |  | Non-Lead |  |  |  | Domestic
MTR_016517 | 17633 161ST AVE SE | L34 CANDLEWOOD RIDGE #1 |  |  | Non-Lead Plastic | No |  | 0 | Field inspection only with no records | Yes | Visual inspection at meter pit | 2023-11-30 |  | Non-Lead Plastic |  |  | Field inspection only with no records | Yes | Visual inspection at meter pit | 2023-11-30 |  | Non-Lead |  |  |  | Domestic
MTR_019226 | 9612 S 194TH ST | LOT 1 TALBOT ESTATES |  |  | Non-Lead - Other | No | 1995-07-13 | 0 | Installation date is after the lead ban |  |  |  |  | Non-Lead - Other |  |  | Installation date is after the lead ban |  |  |  |  | Non-Lead |  |  |  | Domestic
MTR_016661 | 14908 SE 181ST ST | L5 CARRIAGEWOOD #2 |  |  | Non-Lead Plastic | No | 1982-09-01 | 0 | Field inspection only with no records | Yes | Visual inspection at meter pit | 2023-10-14 |  | Non-Lead Plastic |  |  | Field inspection only with no records | Yes | Visual inspection at meter pit | 2023-10-14 |  | Non-Lead |  |  |  | Domestic
MTR_030542 | 18507 129TH PL SE |  |  |  | Non-Lead - Other | No |  |  | Installation date is after the lead ban |  |  |  |  | Non-Lead - Other |  |  | Installation date is after the lead ban |  |  |  |  | Non-Lead
MTR_016356 | 15703 SE 178TH CT | L1 CANDLEWOOD RIDGE #2 |  |  | Non-Lead Plastic | No | 1976-05-06 | 0 | Field inspection only with no records | Yes | Visual inspection at meter pit | 2023-11-30 |  | Non-Lead Plastic |  |  | Field inspection only with no records | Yes | Visual inspection at meter pit | 2023-11-30 |  | Non-Lead |  |  |  | Domestic
MTR_025942 | 20165 111TH WAY SE | LOT 62 VILA REAL |  |  | Non-Lead - Other | No | 2007-05-03 | 0 | Installation date is after the lead ban |  |  |  |  | Non-Lead - Other |  |  | Installation date is after the lead ban |  |  |  |  | Non-Lead |  |  |  | Domestic
MTR_016663 | 14806 SE 181ST ST | LOT 10 CARRIAGEWOOD #2 |  |  | Non-Lead Plastic | No | 1982-09-01 | 0 | Field inspection only with no records | Yes | Visual inspection at meter pit | 2023-10-14 |  | Non-Lead Plastic |  |  | Field inspection only with no records | Yes | Visual inspection at meter pit | 2023-10-14 |  | Non-Lead |  |  |  | Domestic
MTR_016664 | 14818 SE 181ST ST | L8 CARRIAGEWOOD #2 |  |  | Non-Lead - Other | No | 1982-09-01 | 0 | Installation date is after the lead ban |  |  |  |  | Non-Lead - Other |  |  | Installation date is after the lead ban |  |  |  |  | Non-Lead |  |  |  | Domestic
MTR_016358 | 15713 SE 178TH CT | L3 CANDLEWOOD RIDGE #2 |  |  | Non-Lead - Other | No | 1976-05-06 | 0 | Installation date is after the lead ban |  |  |  |  | Non-Lead - Other |  |  | Installation date is after the lead ban |  |  |  |  | Non-Lead |  |  |  | Domestic
MTR_025943 | 20160 111TH WAY SE | LOT 38 VILA REAL |  |  | Non-Lead - Other | No | 2007-05-03 | 0 | Installation date is after the lead ban |  |  |  |  | Non-Lead - Other |  |  | Installation date is after the lead ban |  |  |  |  | Non-Lead |  |  |  | Domestic
MTR_016359 | 15712 SE 178TH CT | LOT 4 CANDLEWOOD RIDGE #2 |  |  | Non-Lead Plastic | No | 1976-05-06 | 0 | Field inspection only with no records | Yes | Visual inspection at meter pit | 2023-11-30 |  | Non-Lead Plastic |  |  | Field inspection only with no records | Yes | Visual inspection at meter pit | 2023-11-30 |  | Non-Lead |  |  |  | Domestic
MTR_030599 | 18501 129TH PL SE |  |  |  | Non-Lead - Other | No |  |  | Installation date is after the lead ban |  |  |  |  | Non-Lead - Other |  |  | Installation date is after the lead ban |  |  |  |  | Non-Lead
MTR_025068 | 12106 SE 216TH ST | L 77 GREEN TREE EAST |  |  | Non-Lead - Other | No | 1972-06-01 | 0 | Installation date is after the lead ban |  |  |  |  | Non-Lead Plastic |  |  | Field inspection only with no records | Yes | Visual inspection at meter pit | 2023-01-21 |  | Non-Lead |  |  |  | Domestic
MTR_025944 | 20213 111TH WAY SE | LOT 60 VILA REAL |  |  | Non-Lead - Other | No | 2007-05-03 | 0 | Installation date is after the lead ban |  |  |  |  | Non-Lead - Other |  |  | Installation date is after the lead ban |  |  |  |  | Non-Lead |  |  |  | Domestic
MTR_016360 | 15705 SE 178TH PL | LOT 7 CANDLEWOOD #2 |  |  | Non-Lead - Other | No | 1976-05-06 | 0 | Installation date is after the lead ban |  |  |  |  | Non-Lead - Other |  |  | Installation date is after the lead ban |  |  |  |  | Non-Lead |  |  |  | Domestic
MTR_030480 | 18504 129TH PL SE |  |  |  | Non-Lead - Other | No | 2021-06-21 | 1 | Installation date is after the lead ban |  |  |  |  | Non-Lead - Other |  |  | Installation date is after the lead ban |  |  |  |  | Non-Lead |  |  |  | Domestic
MTR_025069 | 12100 SE 216TH ST | L78 GREEN TREE EAST |  |  | Non-Lead - Other | No | 1972-06-01 | 0 | Installation date is after the lead ban |  |  |  |  | Non-Lead Plastic |  |  | Field inspection only with no records | Yes | Visual inspection at meter pit | 2023-01-28 |  | Non-Lead |  |  |  | Domestic
MTR_025917 | 20272 111TH WAY SE | LOT 24 VILA REAL |  |  | Non-Lead - Other | No | 2007-05-03 | 0 | Installation date is after the lead ban |  |  |  |  | Non-Lead - Other |  |  | Installation date is after the lead ban |  |  |  |  | Non-Lead |  |  |  | Domestic
MTR_016361 | 15711 SE 178TH PL | L8 CANDLEWOOD RIDGE #2 |  |  | Non-Lead - Other | No | 1976-05-06 | 0 | Installation date is after the lead ban |  |  |  |  | Non-Lead - Other |  |  | Installation date is after the lead ban |  |  |  |  | Non-Lead |  |  |  | Domestic
MTR_030612 | 12911 SE 185TH ST |  |  |  | Non-Lead - Other | No | 2021-06-21 | 1 | Installation date is after the lead ban |  |  |  |  | Non-Lead - Other |  |  | Installation date is after the lead ban |  |  |  |  | Non-Lead |  |  |  | Domestic
MTR_025261 | 21524 122ND PL SE | L223 GLENCARIN #2 |  |  | Non-Lead - Other | No | 1968-07-31 | 0 | Installation date is after the lead ban |  |  |  |  | Non-Lead Plastic |  |  | Field inspection only with no records | Yes | Visual inspection at meter pit | 2023-01-21 |  | Non-Lead |  |  |  | Domestic
MTR_025937 | 20240 111TH WAY SE | LOT 28 VILA REAL |  |  | Non-Lead - Other | No | 2007-05-03 | 0 | Installation date is after the lead ban |  |  |  |  | Non-Lead - Other |  |  | Installation date is after the lead ban |  |  |  |  | Non-Lead |  |  |  | Domestic
MTR_016521 | 17708 160TH AVE SE | LOT 55 CANDLEWOOD RIDGE #1 |  |  | Non-Lead - Other | No |  | 0 | Installation date is after the lead ban |  |  |  |  | Non-Lead - Other |  |  | Installation date is after the lead ban |  |  |  |  | Non-Lead |  |  |  | Domestic
MTR_025195 | 21103 124TH AVE SE | L16 GLENCARIN # 1 |  |  | Non-Lead - Other | No | 1968-03-08 | 0 | Installation date is after the lead ban |  |  |  |  | Non-Lead - Other |  |  | Installation date is after the lead ban |  |  |  |  | Non-Lead |  |  |  | Domestic
MTR_017542 | 18336 121ST PL SE | LOT 14 BENSON TRAILS |  |  | Non-Lead Plastic | No | 2010-01-14 | 0 | Field inspection only with no records | Yes | Visual inspection at meter pit | 2023-10-07 |  | Non-Lead Plastic |  |  | Field inspection only with no records | Yes | Visual inspection at meter pit | 2023-10-07 |  | Non-Lead |  |  |  | Domestic
MTR_016522 | 17702 160TH AVE SE | L56 CANDLEWOOD RIDGE #1 |  |  | Non-Lead Plastic | No |  | 0 | Field inspection only with no records | Yes | Visual inspection at meter pit | 2023-11-30 |  | Non-Lead Plastic |  |  | Field inspection only with no records | Yes | Visual inspection at meter pit | 2023-11-30 |  | Non-Lead |  |  |  | Domestic
MTR_030675 | 18428 129TH PL SE |  |  |  | Non-Lead - Other | No | 2021-06-21 | 1 | Installation date is after the lead ban |  |  |  |  | Non-Lead - Other |  |  | Installation date is after the lead ban |  |  |  |  | Non-Lead |  |  |  | Domestic
MTR_017551 | 18333 121ST PL SE | LOT 4 BENSON TRAILS |  |  | Non-Lead Plastic | No | 2010-01-14 | 0 | Field inspection only with no records | Yes | Visual inspection at meter pit | 2023-11-30 |  | Non-Lead Plastic |  |  | Field inspection only with no records | Yes | Visual inspection at meter pit | 2023-11-30 |  | Non-Lead |  |  |  | Domestic
MTR_024925 | 21025 124TH AVE SE | L15 GLENCARIN # 1 |  |  | Non-Lead - Other | No | 1968-03-08 | 0 | Installation date is after the lead ban |  |  |  |  | Non-Lead - Other |  |  | Installation date is after the lead ban |  |  |  |  | Non-Lead |  |  |  | Domestic
MTR_016524 | 17819 161ST AVE SE | LOT41 CANDLEWOOD RIDGE1 |  |  | Non-Lead - Other | No |  | 0 | Installation date is after the lead ban |  |  |  |  | Non-Lead - Other |  |  | Installation date is after the lead ban |  |  |  |  | Non-Lead |  |  |  | Domestic
MTR_030635 | 12912 SE 185TH ST |  |  |  | Non-Lead - Other | No | 2021-06-21 | 1 | Installation date is after the lead ban |  |  |  |  | Non-Lead - Other |  |  | Installation date is after the lead ban |  |  |  |  | Non-Lead |  |  |  | Domestic
MTR_021612 | 19730 132ND PL SE | TAX LOT 65 NW 3-22-5 |  |  | Non-Lead - Other | No |  | 0 | Installation date is after the lead ban |  |  |  |  | Non-Lead - Other |  |  | Installation date is after the lead ban |  |  |  |  | Non-Lead |  |  |  | Assumed
MTR_025155 | 21007 124TH AVE SE | L12 GLENCARIN #1 |  |  | Non-Lead - Other | No | 1968-03-08 | 0 | Installation date is after the lead ban |  |  |  |  | Non-Lead - Other |  |  | Installation date is after the lead ban |  |  |  |  | Non-Lead |  |  |  | Domestic
MTR_016525 | 17835 161ST AVE SE | LOT 43 CANDLEWOOD RIDGE #1 |  |  | Non-Lead Plastic | No |  | 0 | Field inspection only with no records | Yes | Visual inspection at meter pit | 2023-11-30 |  | Non-Lead Plastic |  |  | Field inspection only with no records | Yes | Visual inspection at meter pit | 2023-11-30 |  | Non-Lead |  |  |  | Domestic
MTR_030570 | 12919 SE 185TH ST |  |  |  | Non-Lead - Other | No | 2021-06-21 | 1 | Installation date is after the lead ban |  |  |  |  | Non-Lead - Other |  |  | Installation date is after the lead ban |  |  |  |  | Non-Lead |  |  |  | Domestic
MTR_017548 | 18301 121ST PL SE | LOT 7 BENSON TRAILS |  |  | Non-Lead Plastic | No | 2010-01-14 | 0 | Field inspection only with no records | Yes | Visual inspection at meter pit | 2023-11-30 |  | Non-Lead Plastic |  |  | Field inspection only with no records | Yes | Visual inspection at meter pit | 2023-11-30 |  | Non-Lead |  |  |  | Domestic
MTR_025262 | 12216 SE 212TH PL | L 202 GLENCARIN # 2 |  |  | Non-Lead - Other | No | 1968-07-31 | 0 | Installation date is after the lead ban |  |  |  |  | Non-Lead - Other |  |  | Installation date is after the lead ban |  |  |  |  | Non-Lead |  |  |  | Domestic
MTR_016527 | 15924 SE 179TH ST | L110 CANDLEWOOD RIDGE #1 |  |  | Non-Lead - Other | No |  | 0 | Installation date is after the lead ban |  |  |  |  | Non-Lead - Other |  |  | Installation date is after the lead ban |  |  |  |  | Non-Lead |  |  |  | Domestic
MTR_030555 | 12927 SE 185TH ST |  |  |  | Non-Lead - Other | No | 2021-06-21 | 1 | Installation date is after the lead ban |  |  |  |  | Non-Lead - Other |  |  | Installation date is after the lead ban |  |  |  |  | Non-Lead |  |  |  | Domestic
MTR_030661 | 12920 SE 185TH ST |  |  |  | Non-Lead - Other | No | 2021-06-21 | 1 | Installation date is after the lead ban |  |  |  |  | Non-Lead - Other |  |  | Installation date is after the lead ban |  |  |  |  | Non-Lead |  |  |  | Domestic
MTR_018956 | 10104 SE 187TH ST | TAX LOT 100 SECTION 32-23-5 |  |  | Non-Lead Plastic | No | 2009-03-11 | 0 | Field inspection only with no records | Yes | Visual inspection at meter pit | 2023-11-30 |  | Non-Lead Plastic |  |  | Field inspection only with no records | Yes | Visual inspection at meter pit | 2023-11-30 |  | Non-Lead |  |  |  | Domestic
MTR_016280 | 15804 SE 179TH ST | L1 CANDLEWOOD RIDGE #1 |  |  | Non-Lead Plastic | No |  | 0 | Field inspection only with no records | Yes | Visual inspection at meter pit | 2023-11-30 |  | Non-Lead Plastic |  |  | Field inspection only with no records | Yes | Visual inspection at meter pit | 2023-11-30 |  | Non-Lead |  |  |  | Domestic
MTR_017892 | 17708 133RD PL SE | LOT 32 FAIRWOOD GROVES CONDOS |  |  | Non-Lead - Other | No | 1998-02-27 | 0 | Installation date is after the lead ban |  |  |  |  | Non-Lead - Other |  |  | Installation date is after the lead ban |  |  |  |  | Non-Lead |  |  |  | Domestic
MTR_030517 | 12928 SE 185TH ST |  |  |  | Non-Lead - Other | No | 2021-06-21 | 1 | Installation date is after the lead ban |  |  |  |  | Non-Lead - Other |  |  | Installation date is after the lead ban |  |  |  |  | Non-Lead |  |  |  | Domestic
MTR_025265 | 21423 124TH AVE SE | L258 GLENCARIN #2 |  |  | Non-Lead - Other | No | 1968-07-31 | 0 | Installation date is after the lead ban |  |  |  |  | Non-Lead - Other |  |  | Installation date is after the lead ban |  |  |  |  | Non-Lead |  |  |  | Domestic
MTR_016528 | 17707 161ST AVE SE | L35 CANDLEWOOD RIDGE #1 |  |  | Non-Lead - Other | No |  | 0 | Installation date is after the lead ban |  |  |  |  | Non-Lead - Other |  |  | Installation date is after the lead ban |  |  |  |  | Non-Lead |  |  |  | Domestic
MTR_014943 | 16827 122ND AVE SE | L30 B4 CASCADE VISTA #1 |  |  | Non-Lead - Other | No | 2010-10-25 | 1 | Rectified Plan |  |  |  |  | Non-Lead - Other |  |  | Statistical analysis |  |  |  |  | Non-Lead |  |  |  | Domestic
MTR_030505 | 12936 SE 185TH ST |  |  |  | Non-Lead - Other | No | 2021-06-21 | 1 | Installation date is after the lead ban |  |  |  |  | Non-Lead - Other |  |  | Installation date is after the lead ban |  |  |  |  | Non-Lead |  |  |  | Domestic
MTR_025267 | 12354 SE 213TH ST | L242 GLENCARIN #2 |  |  | Non-Lead - Other | No | 1968-07-31 | 0 | Installation date is after the lead ban |  |  |  |  | Non-Lead Plastic |  |  | Field inspection only with no records | Yes | Visual inspection at meter pit | 2023-01-21 |  | Non-Lead |  |  |  | Domestic
MTR_016974 | 15503 SE 178TH PL | LOT 8 CANDLEWOOD RIDGE 4 |  |  | Non-Lead Plastic | No | 1977-07-01 | 0 | Field inspection only with no records | Yes | Visual inspection at meter pit | 2023-11-30 |  | Non-Lead Plastic |  |  | Field inspection only with no records | Yes | Visual inspection at meter pit | 2023-11-30 |  | Non-Lead |  |  |  | Domestic
MTR_010676 | 17801 147TH AVE SE | LOT 61 CARRIAGE LANE #2 |  |  | Non-Lead Plastic | No |  | 0 | Field inspection only with no records | Yes | Visual inspection at meter pit | 2023-01-28 |  | Non-Lead Copper |  |  | Field inspection only with no records | Yes | Visual inspection at meter pit | 2023-01-28 |  | Non-Lead |  |  |  | Assumed
MTR_030711 | 12940 SE 185TH ST |  |  |  | Non-Lead - Other | No | 2021-06-21 | 1 | Installation date is after the lead ban |  |  |  |  | Non-Lead - Other |  |  | Installation date is after the lead ban |  |  |  |  | Non-Lead |  |  |  | Domestic
MTR_025268 | 12351 SE 213TH ST | L244 GLENCARIN #2 |  |  | Non-Lead - Other | No | 1968-07-31 | 0 | Installation date is after the lead ban |  |  |  |  | Non-Lead Plastic |  |  | Field inspection only with no records | Yes | Visual inspection at meter pit | 2023-01-21 |  | Non-Lead |  |  |  | Domestic
MTR_016975 | 15509 SE 178TH PL | LOT 9 CANDLEWOOD RIDGE #4 |  |  | Non-Lead - Other | No | 1977-07-01 | 0 | Installation date is after the lead ban |  |  |  |  | Non-Lead - Other |  |  | Installation date is after the lead ban |  |  |  |  | Non-Lead |  |  |  | Domestic
MTR_026245 | 12333 SE 204TH ST | LOT 47 WHITNEY GLENN |  |  | Non-Lead - Other | No |  | 0 | Installation date is after the lead ban |  |  |  |  | Non-Lead - Other |  |  | Installation date is after the lead ban |  |  |  |  | Non-Lead |  |  |  | Domestic
MTR_025938 | 20224 111TH WAY SE | LOT 30 VILA REAL |  |  | Non-Lead - Other | No | 2007-05-03 | 0 | Installation date is after the lead ban |  |  |  |  | Non-Lead - Other |  |  | Installation date is after the lead ban |  |  |  |  | Non-Lead |  |  |  | Domestic
MTR_025269 | 12355 SE 213TH ST | L245 GLENCARIN #2 |  |  | Non-Lead - Other | No | 1968-07-31 | 0 | Installation date is after the lead ban |  |  |  |  | Non-Lead - Other |  |  | Installation date is after the lead ban |  |  |  |  | Non-Lead |  |  |  | Domestic
MTR_016977 | 15532 SE 178TH PL | LOT 14 CANDLEWOOD RIDGE #4 |  |  | Non-Lead Plastic | No | 1977-07-01 | 0 | Field inspection only with no records | Yes | Visual inspection at meter pit | 2023-11-30 |  | Non-Lead Plastic |  |  | Field inspection only with no records | Yes | Visual inspection at meter pit | 2023-11-30 |  | Non-Lead |  |  |  | Domestic
MTR_025270 | 12359 SE 213TH ST | L246 GLENCARIN #2 |  |  | Non-Lead - Other | No | 1968-07-31 | 0 | Installation date is after the lead ban |  |  |  |  | Non-Lead - Other |  |  | Installation date is after the lead ban |  |  |  |  | Non-Lead |  |  |  | Domestic
MTR_030615 | 12943 SE 185TH ST |  |  |  | Non-Lead - Other | No | 2021-06-21 | 1 | Installation date is after the lead ban |  |  |  |  | Non-Lead - Other |  |  | Installation date is after the lead ban |  |  |  |  | Non-Lead |  |  |  | Domestic
MTR_025947 | 20221 111TH WAY SE | LOT 59 VILA REAL |  |  | Non-Lead - Other | No | 2007-05-03 | 0 | Installation date is after the lead ban |  |  |  |  | Non-Lead - Other |  |  | Installation date is after the lead ban |  |  |  |  | Non-Lead |  |  |  | Domestic
MTR_018092 | 18209 133RD AVE SE | LOT 8 FOREST ESTATES #5 |  |  | Non-Lead - Other | No |  | 0 | Installation date is after the lead ban |  |  |  |  | Non-Lead - Other |  |  | Installation date is after the lead ban |  |  |  |  | Non-Lead |  |  |  | Domestic
MTR_025271 | 21411 122ND PL SE | L216 GLENCARIN #2 |  |  | Non-Lead - Other | No | 1968-07-31 | 0 | Installation date is after the lead ban |  |  |  |  | Non-Lead Plastic |  |  | Field inspection only with no records | Yes | Visual inspection at meter pit | 2023-01-21 |  | Non-Lead |  |  |  | Domestic
MTR_030686 | 12935 SE 185TH ST |  |  |  | Non-Lead - Other | No | 2021-06-21 | 1 | Installation date is after the lead ban |  |  |  |  | Non-Lead - Other |  |  | Installation date is after the lead ban |  |  |  |  | Non-Lead |  |  |  | Domestic
MTR_027512 | 23902 134TH PL SE | LOT 14 WOODFORD PLACE |  |  | Non-Lead Plastic | No | 2007-09-26 | 0.75 | Field inspection only with no records | Yes | Visual inspection at meter pit | 2023-11-04 |  | Non-Lead Plastic |  |  | Field inspection only with no records | Yes | Visual inspection at meter pit | 2023-11-04 |  | Non-Lead |  |  |  | Domestic
MTR_022755 | 11627 SE 193RD PL | LOT 21 LYNDEN PLACE |  |  | Non-Lead - Other | No | 1999-03-24 | 0 | Installation date is after the lead ban |  |  |  |  | Non-Lead - Other |  |  | Installation date is after the lead ban |  |  |  |  | Non-Lead |  |  |  | Domestic
MTR_025272 | 21503 122ND PL SE | L219 GLENCARIN #2 |  |  | Non-Lead - Other | No | 1968-07-31 | 0 | Installation date is after the lead ban |  |  |  |  | Non-Lead - Other |  |  | Installation date is after the lead ban |  |  |  |  | Non-Lead |  |  |  | Domestic
MTR_030544 | 12939 SE 185TH ST |  |  |  | Non-Lead - Other | No | 2021-06-21 | 1 | Installation date is after the lead ban |  |  |  |  | Non-Lead - Other |  |  | Installation date is after the lead ban |  |  |  |  | Non-Lead |  |  |  | Domestic
MTR_027513 | 23809 134TH PL SE | LOT 5 WOODFORD PLACE |  |  | Non-Lead - Other | No | 2007-09-26 | 0.75 | Installation date is after the lead ban |  |  |  |  | Non-Lead - Other |  |  | Installation date is after the lead ban |  |  |  |  | Non-Lead |  |  |  | Domestic
MTR_016647 | 18316 152ND CT SE | LOT 40 CARRIAGEWOOD #1 |  |  | Non-Lead - Other | No | 1980-06-01 | 0 | Installation date is after the lead ban |  |  |  |  | Non-Lead - Other |  |  | Installation date is after the lead ban |  |  |  |  | Non-Lead |  |  |  | Domestic
MTR_025274 | 21504 122ND PL SE | L226 GLENCARIN #2 |  |  | Non-Lead - Other | No | 1968-07-31 | 0 | Installation date is after the lead ban |  |  |  |  | Non-Lead Plastic |  |  | Field inspection only with no records | Yes | Visual inspection at meter pit | 2022-12-23 |  | Non-Lead |  |  |  | Domestic
MTR_016696 | 18215 149TH AVE SE | LOT 6 CARRIAGEWOOD #3 |  |  | Non-Lead - Other | No | 1983-04-01 | 0 | Installation date is after the lead ban |  |  |  |  | Non-Lead - Other |  |  | Installation date is after the lead ban |  |  |  |  | Non-Lead |  |  |  | Domestic
MTR_027514 | 23817 134TH PL SE | LOT 4 WOODFORD PLACE |  |  | Non-Lead - Other | No | 2007-09-26 | 0.75 | Installation date is after the lead ban |  |  |  |  | Non-Lead - Other |  |  | Installation date is after the lead ban |  |  |  |  | Non-Lead |  |  |  | Domestic
MTR_016275 | 17805 163RD PL SE | LOT 103 CANDLEWOOD RIDGE #3 |  |  | Non-Lead - Plastic | No | 1977-07-13 | 1 | Rectified Plan | No |  |  |  | Non-Lead - Other |  |  | Installation date is after the lead ban |  |  |  |  | Non-Lead |  |  |  | Domestic
MTR_027516 | 23803 134TH PL SE | LOT 6 WOODFORD PLACE |  |  | Non-Lead - Other | No | 2007-09-26 | 0.75 | Installation date is after the lead ban |  |  |  |  | Non-Lead - Other |  |  | Installation date is after the lead ban |  |  |  |  | Non-Lead |  |  |  | Domestic
MTR_030470 |  |  |  |  | Non-Lead - Other | Unknown |  | 0 | Statistical analysis |  |  |  |  | Non-Lead - Other |  |  | Statistical analysis |  |  |  |  | Non-Lead |  |  |  | Assumed
MTR_016783 | 18329 149TH AVE SE | L3 CARRIAGEWOOD 5 |  |  | Non-Lead - Other | No | 1983-07-01 | 0 | Installation date is after the lead ban |  |  |  |  | Non-Lead - Other |  |  | Installation date is after the lead ban |  |  |  |  | Non-Lead |  |  |  | Domestic
MTR_016648 | 18229 152ND AVE SE | LOT 6 CARRIAGEWOOD #1 |  |  | Non-Lead - Other | No | 1980-06-01 | 0 | Installation date is after the lead ban |  |  |  |  | Non-Lead - Other |  |  | Installation date is after the lead ban |  |  |  |  | Non-Lead |  |  |  | Domestic
MTR_025948 | 11146 SE 202ND CT | LOT 37 VILA REAL |  |  | Non-Lead - Other | No | 2007-05-03 | 0 | Installation date is after the lead ban |  |  |  |  | Non-Lead - Other |  |  | Installation date is after the lead ban |  |  |  |  | Non-Lead |  |  |  | Domestic
MTR_030471 |  |  |  |  | Non-Lead - Other | Unknown |  | 0 | Statistical analysis |  |  |  |  | Non-Lead - Other |  |  | Statistical analysis |  |  |  |  | Non-Lead |  |  |  | Assumed
MTR_016784 | 18337 149TH AVE SE | LOT 4 CARRIAGEWOOD 5 |  |  | Non-Lead Plastic | No | 1983-07-01 | 0 | Field inspection only with no records | Yes | Visual inspection at meter pit | 2023-10-14 |  | Non-Lead Copper |  |  | Field inspection only with no records | Yes | Visual inspection at meter pit | 2023-10-14 |  | Non-Lead |  |  |  | Domestic
MTR_016531 | 15919 SE 179TH ST | L7 CANDLEWOOD RIDGE #1 |  |  | Non-Lead Plastic | No |  | 0 | Field inspection only with no records | Yes | Visual inspection at meter pit | 2023-11-30 |  | Non-Lead - Other |  |  | Installation date is after the lead ban |  |  |  |  | Non-Lead |  |  |  | Domestic
MTR_026020 | 20109 111TH WAY SE | LOT 69 VILA REAL |  |  | Non-Lead - Other | No | 2007-05-03 | 0 | Installation date is after the lead ban |  |  |  |  | Non-Lead - Other |  |  | Installation date is after the lead ban |  |  |  |  | Non-Lead |  |  |  | Domestic
MTR_030472 |  |  |  |  | Non-Lead - Other | No |  | 1 | Installation date is after the lead ban |  |  |  |  | Non-Lead - Other |  |  | Installation date is after the lead ban |  |  |  |  | Non-Lead |  |  |  | Domestic
MTR_025757 | 21408 116TH AVE SE | VACANT LOT |  |  | Non-Lead - Other | Unknown |  | 0 | Statistical analysis |  |  |  |  | Non-Lead - Other |  |  | Statistical analysis |  |  |  |  | Non-Lead |  |  |  | Assumed
MTR_016707 | 14906 SE 183RD ST | L22 CARRIAGEWOOD #3 |  |  | Non-Lead Plastic | No | 1983-04-01 | 0 | Field inspection only with no records | Yes | Visual inspection at meter pit | 2023-10-14 |  | Non-Lead Copper |  |  | Field inspection only with no records | Yes | Visual inspection at meter pit | 2023-10-14 |  | Non-Lead |  |  |  | Domestic
MTR_025918 | 20280 111TH WAY SE | LOT 23 VILA REAL |  |  | Non-Lead - Other | No | 2007-05-03 | 0 | Installation date is after the lead ban |  |  |  |  | Non-Lead - Other |  |  | Installation date is after the lead ban |  |  |  |  | Non-Lead |  |  |  | Domestic
MTR_025919 | 20288 111TH WAY SE | LOT 22 VILA REAL |  |  | Non-Lead - Other | No | 2007-05-03 | 0 | Installation date is after the lead ban |  |  |  |  | Non-Lead - Other |  |  | Installation date is after the lead ban |  |  |  |  | Non-Lead |  |  |  | Domestic
MTR_025758 | 21244 116TH AVE SE | TL 92 9-22-5 |  |  | Non-Lead - Other | Unknown |  | 0 | Statistical analysis |  |  |  |  | Non-Lead Copper |  |  | Field inspection only with no records | Yes | Visual inspection at meter pit | 2023-01-28 |  | Non-Lead |  |  |  | Assumed
MTR_011476 | 16647 127TH AVE SE | L 109 CASCADE HILLS 8 |  |  | Non-Lead Plastic | Unknown |  | 1 | Field inspection only with no records | Yes | Visual inspection at meter pit | 2023-01-06 |  | Galvanized Requiring Replacement |  |  | Field inspection only with no records | Yes | Visual inspection at meter pit | 2023-01-06 |  | Galvanized Requiring Replacement |  |  |  | Domestic
MTR_025903 | 20331 111TH AVE SE | LOT 5 VILA REAL |  |  | Non-Lead - Other | No | 2007-05-03 | 0 | Installation date is after the lead ban |  |  |  |  | Non-Lead - Other |  |  | Installation date is after the lead ban |  |  |  |  | Non-Lead |  |  |  | Domestic
MTR_030473 |  |  |  |  | Non-Lead - Other | Unknown |  | 1 | Statistical analysis |  |  |  |  | Non-Lead - Other |  |  | Statistical analysis |  |  |  |  | Non-Lead |  |  |  | Domestic
MTR_009103 | 11629 SE 212TH PL | TL 96 9-22-5 |  |  | Copper | Unknown |  | 0 | Relative Placement | Yes | Visual inspection at the meter pit | 2024-02-01 |  | Non-Lead Plastic |  |  | Field inspection only with no records | Yes | Visual inspection at the meter pit | 2024-02-01 |  | Non-Lead |  |  |  | Assumed
MTR_011421 | 16749 128TH AVE SE | L 53 CASCADE HILLS 8 |  |  | Non-Lead - Other | Unknown |  | 1 | Statistical analysis |  |  |  |  | Non-Lead - Other |  |  | Statistical analysis |  |  |  |  | Non-Lead |  |  |  | Domestic
MTR_022213 | 11662 SE 189TH PL | LOT 11 JESSIE GLEN |  |  | Non-Lead - Other | No | 2007-07-19 | 0 | Rectified Plan | No |  |  |  | Non-Lead - Other |  |  | Installation date is after the lead ban |  |  |  |  | Non-Lead |  |  |  | Domestic
MTR_030458 | 12756 SE 191ST PL |  |  |  | Non-Lead - Other | No | 2021-06-21 | 1 | Rectified Plan |  |  |  |  | Non-Lead - Other |  |  | Statistical analysis |  |  |  |  | Non-Lead |  |  |  | Domestic
MTR_025277 | 21420 122ND PL SE | L228 GLENCARIN #2 |  |  | Non-Lead - Other | No | 1968-07-31 | 0 | Installation date is after the lead ban |  |  |  |  | Non-Lead Plastic |  |  | Field inspection only with no records | Yes | Visual inspection at meter pit | 2023-01-21 |  | Non-Lead |  |  |  | Domestic
MTR_011507 | 16606 126TH PL SE | L 96 CASCADE HILLS 8 |  |  | Non-Lead - Other | Unknown |  | 1 | Statistical analysis |  |  |  |  | Non-Lead - Other |  |  | Statistical analysis |  |  |  |  | Non-Lead |  |  |  | Domestic
MTR_025949 | 20216 111TH WAY SE | LOT 31 VILA REAL |  |  | Non-Lead - Other | No | 2007-05-03 | 0 | Installation date is after the lead ban |  |  |  |  | Non-Lead - Other |  |  | Installation date is after the lead ban |  |  |  |  | Non-Lead |  |  |  | Domestic
MTR_030459 | 12748 SE 191ST PL |  |  |  | Non-Lead - Other | No | 2021-06-21 | 1 | Rectified Plan |  |  |  |  | Non-Lead - Other |  |  | Statistical analysis |  |  |  |  | Non-Lead |  |  |  | Domestic
MTR_025278 | 21402 122ND PL SE | L231 GLENCARIN #2 |  |  | Non-Lead - Other | No | 1968-07-31 | 0 | Installation date is after the lead ban |  |  |  |  | Non-Lead - Other |  |  | Installation date is after the lead ban |  |  |  |  | Non-Lead |  |  |  | Domestic
MTR_011506 | 16612 126TH PL SE | L 95 CASCADE HILLS 8 |  |  | Non-Lead - Other | Unknown |  | 1 | Statistical analysis |  |  |  |  | Non-Lead - Other |  |  | Statistical analysis |  |  |  |  | Non-Lead |  |  |  | Domestic
MTR_023015 | 12463 SE 198TH PL | LOT 11 MORFORD PARK |  |  | Non-Lead - Other | No |  | 0 | Installation date is after the lead ban |  |  |  |  | Non-Lead - Other |  |  | Installation date is after the lead ban |  |  |  |  | Non-Lead |  |  |  | Assumed
MTR_022633 | 19440 114TH PL SE | LOT 57 PLATEAU @ PANTHER LAKE |  |  | Non-Lead Plastic | No | 2007-03-05 | 0 | Field inspection only with no records | Yes | Visual inspection at meter pit | 2023-09-29 |  | Non-Lead Plastic |  |  | Field inspection only with no records | Yes | Visual inspection at meter pit | 2023-09-29 |  | Non-Lead |  |  |  | Domestic
MTR_025279 | 21310 122ND PL SE | L235 GLENCARIN #2 |  |  | Non-Lead - Other | No | 1968-07-31 | 0 | Installation date is after the lead ban |  |  |  |  | Non-Lead Plastic |  |  | Field inspection only with no records | Yes | Visual inspection at meter pit | 2023-02-13 |  | Non-Lead |  |  |  | Domestic
MTR_029978 | 12617 SE 161ST ST | L2 BLK4 CASCADE VISTA#4 |  |  | Non-Lead Plastic | No | 2016-06-22 | 0.75 | Field inspection only with no records | Yes | Visual inspection at meter pit | 2023-01-06 |  | Galvanized Requiring Replacement |  |  | Field inspection only with no records | Yes | Visual inspection at meter pit | 2023-01-06 |  | Galvanized Requiring Replacement |  |  |  | Domestic
MTR_030460 | 12755 SE 191ST PL |  |  |  | Non-Lead - Other | No | 2021-06-21 | 1 | Installation date is after the lead ban |  |  |  |  | Non-Lead - Other |  |  | Installation date is after the lead ban |  |  |  |  | Non-Lead |  |  |  | Domestic
MTR_024963 | 11615 SE 210TH PL | LOT 3 VILLA ESTATES |  |  | Non-Lead - Plastic | No | 1977-08-01 | 1 | Rectified Plan | No |  |  |  | Non-Lead - Other |  |  | Installation date is after the lead ban |  |  |  |  | Non-Lead |  |  |  | Domestic
MTR_022634 | 19452 114TH PL SE | LOT 59 PLATEAU @ PANTHER LAKE |  |  | Non-Lead - Other | No | 2007-03-05 | 0 | Installation date is after the lead ban |  |  |  |  | Non-Lead - Other |  |  | Installation date is after the lead ban |  |  |  |  | Non-Lead |  |  |  | Domestic
MTR_029975 | 16118 126TH AVE SE | L2 BLK3 CASCADE VISTA #7 |  |  | Non-Lead Plastic | No | 2016-06-22 | 0.75 | Field inspection only with no records | Yes | Visual inspection at meter pit | 2023-01-06 |  | Non-Lead Plastic |  |  | Field inspection only with no records | Yes | Visual inspection at meter pit | 2023-01-06 |  | Non-Lead |  |  |  | Domestic
MTR_030461 | 12741 SE 191ST PL |  |  |  | Non-Lead - Other | No | 2021-06-21 | 1 | Rectified Plan |  |  |  |  | Non-Lead - Other |  |  | Statistical analysis |  |  |  |  | Non-Lead |  |  |  | Domestic
MTR_024964 | 11602 SE 210TH PL | LOT 40 VILLA ESTATES |  |  | Non-Lead - Plastic | No | 1977-08-01 | 1 | Rectified Plan | No |  |  |  | Non-Lead - Other |  |  | Installation date is after the lead ban |  |  |  |  | Non-Lead |  |  |  | Domestic
MTR_022635 | 19446 114TH PL SE | LOT 58 PLATEAU @ PANTHER LAKE |  |  | Non-Lead - Other | No | 2007-03-05 | 0 | Installation date is after the lead ban |  |  |  |  | Non-Lead - Other |  |  | Installation date is after the lead ban |  |  |  |  | Non-Lead |  |  |  | Domestic
MTR_029977 | 12607 SE 161ST ST | L1 BLK4 CASCADE VISTA #4 |  |  | Non-Lead - Other | No | 2016-06-22 | 0.75 | Rectified Plan |  |  |  |  | Non-Lead - Other |  |  | Statistical analysis |  |  |  |  | Non-Lead |  |  |  | Domestic
MTR_030462 | 12749 SE 191ST PL |  |  |  | Non-Lead - Other | No | 2021-06-21 | 1 | Rectified Plan |  |  |  |  | Non-Lead - Other |  |  | Statistical analysis |  |  |  |  | Non-Lead |  |  |  | Domestic
MTR_024965 | 11707 SE 210TH PL | LOT 6 VILLA ESTATES |  |  | Non-Lead - Plastic | No | 1977-08-01 | 1 | Rectified Plan | No |  |  |  | Non-Lead - Other |  |  | Installation date is after the lead ban |  |  |  |  | Non-Lead |  |  |  | Domestic
MTR_027517 | 23804 134TH PL SE | LOT 11 WOODFORD PLACE |  |  | Non-Lead Plastic | No | 2007-09-26 | 0.75 | Field inspection only with no records | Yes | Visual inspection at meter pit | 2023-11-04 |  | Non-Lead Plastic |  |  | Field inspection only with no records | Yes | Visual inspection at meter pit | 2023-11-04 |  | Non-Lead |  |  |  | Domestic
MTR_029973 | 16130 126TH AVE SE | L4 BLK3 CASCADE VISTA #7 |  |  | Non-Lead - Other | No | 2016-06-22 | 0.75 | Rectified Plan |  |  |  |  | Non-Lead - Other |  |  | Statistical analysis |  |  |  |  | Non-Lead |  |  |  | Domestic
MTR_030463 | 12740 SE 191ST PL |  |  |  | Non-Lead - Other | No | 2021-06-21 | 1 | Rectified Plan |  |  |  |  | Non-Lead - Other |  |  | Statistical analysis |  |  |  |  | Non-Lead |  |  |  | Domestic
MTR_030464 | 12734 SE 191ST PL |  |  |  | Non-Lead - Other | No | 2021-06-21 | 1 | Rectified Plan |  |  |  |  | Non-Lead - Other |  |  | Statistical analysis |  |  |  |  | Non-Lead |  |  |  | Domestic
MTR_022638 | 19407 115TH PL SE | LOT 77 PLATEAU @ PANTHER LAKE |  |  | Non-Lead Plastic | No | 2007-03-05 | 0 | Field inspection only with no records | Yes | Visual inspection at meter pit | 2023-09-29 |  | Non-Lead Plastic |  |  | Field inspection only with no records | Yes | Visual inspection at meter pit | 2023-09-29 |  | Non-Lead |  |  |  | Domestic
MTR_029979 | 12627 SE 161ST ST | L3 BLK4 CASCADE VISTA $3 |  |  | Non-Lead Plastic | No | 2016-06-22 | 0.75 | Field inspection only with no records | Yes | Visual inspection at meter pit | 2023-01-06 |  | Galvanized Requiring Replacement |  |  | Field inspection only with no records | Yes | Visual inspection at meter pit | 2023-01-06 |  | Galvanized Requiring Replacement |  |  |  | Domestic
MTR_015992 | IRRIGATION TRACT C FAIRHAVEN 2 | IRRIGATION TRACT C FAIRHAVEN 2 |  |  | Non-Lead Plastic | No | 2001-07-27 | 0 | Field inspection only with no records | Yes | Visual inspection at meter pit | 2023-10-13 |  | Non-Lead Plastic |  |  | Field inspection only with no records | Yes | Visual inspection at meter pit | 2023-10-13 |  | Non-Lead |  |  |  | Domestic
MTR_025284 | 21308 124TH AVE SE | L289 GLENCARIN #2 |  |  | Non-Lead - Other | No | 1968-07-31 | 0 | Installation date is after the lead ban |  |  |  |  | Non-Lead - Other |  |  | Installation date is after the lead ban |  |  |  |  | Non-Lead |  |  |  | Domestic
MTR_030551 | 12727 SE 191ST PL |  |  |  | Non-Lead - Other | No | 2021-06-21 | 1 | Rectified Plan |  |  |  |  | Non-Lead - Other |  |  | Statistical analysis |  |  |  |  | Non-Lead |  |  |  | Domestic
MTR_025349 | 12354 SE 214TH ST | LOT 251 GLENCARIN #2 |  |  | Non-Lead - Other | No | 1968-07-31 | 0 | Installation date is after the lead ban |  |  |  |  | Non-Lead Plastic |  |  | Field inspection only with no records | Yes | Visual inspection at meter pit | 2023-01-21 |  | Non-Lead |  |  |  | Domestic
MTR_027518 | 23825 134TH PL SE | LOT 3 WOODFORD PLACE |  |  | Non-Lead Plastic | No | 2007-09-26 | 0.75 | Field inspection only with no records | Yes | Visual inspection at meter pit | 2023-11-04 |  | Non-Lead Plastic |  |  | Field inspection only with no records | Yes | Visual inspection at meter pit | 2023-11-04 |  | Non-Lead |  |  |  | Domestic
MTR_025286 | 21202 124TH AVE SE | L293 GLENCARIN #2 |  |  | Non-Lead - Other | No | 1968-07-31 | 0 | Installation date is after the lead ban |  |  |  |  | Non-Lead Plastic |  |  | Field inspection only with no records | Yes | Visual inspection at meter pit | 2023-01-21 |  | Non-Lead |  |  |  | Domestic
MTR_030699 | 12735 SE 191ST PL |  |  |  | Non-Lead - Other | No | 2021-06-21 | 1 | Rectified Plan |  |  |  |  | Non-Lead - Other |  |  | Statistical analysis |  |  |  |  | Non-Lead |  |  |  | Domestic
MTR_025357 | 11905-07 SE 208TH ST | 11905-07 SE 208TH ST |  |  | Non-Lead - Other | Unknown |  | 0 | Statistical analysis |  |  |  |  | Non-Lead Plastic |  |  | Field inspection only with no records | Yes | Visual inspection at meter pit | 2023-01-28 |  | Non-Lead |  |  |  | Domestic
MTR_027519 | 23720 134TH PL SE | LOT 9 WOODFORD PLACE |  |  | Non-Lead - Other | No | 2007-09-26 | 0.75 | Installation date is after the lead ban |  |  |  |  | Non-Lead - Other |  |  | Installation date is after the lead ban |  |  |  |  | Non-Lead |  |  |  | Domestic
MTR_025288 | 21218 124TH AVE SE | L291 GLENCARIN #2 |  |  | Non-Lead - Other | No | 1968-07-31 | 0 | Installation date is after the lead ban |  |  |  |  | Non-Lead Plastic |  |  | Field inspection only with no records | Yes | Visual inspection at meter pit | 2023-01-21 |  | Non-Lead |  |  |  | Domestic
MTR_030632 | 12726 SE 191ST PL |  |  |  | Non-Lead - Other | No | 2021-06-21 | 1 | Rectified Plan |  |  |  |  | Non-Lead - Other |  |  | Statistical analysis |  |  |  |  | Non-Lead |  |  |  | Domestic
MTR_016725 | 18200 153RD AVE SE | LOT 8 CARRIAGEWOOD #4 |  |  | Non-Lead - Other | No | 1983-06-01 | 0 | Installation date is after the lead ban |  |  |  |  | Non-Lead - Other |  |  | Installation date is after the lead ban |  |  |  |  | Non-Lead |  |  |  | Domestic
MTR_027521 | 13420 SE 239TH ST | LOT 13 WOODFORD PLACE |  |  | Non-Lead - Other | No | 2007-09-26 | 0.75 | Installation date is after the lead ban |  |  |  |  | Non-Lead - Other |  |  | Installation date is after the lead ban |  |  |  |  | Non-Lead |  |  |  | Domestic
MTR_030689 | 12714 SE 191ST PL |  |  |  | Non-Lead - Other | No | 2021-06-21 | 1 | Rectified Plan |  |  |  |  | Non-Lead - Other |  |  | Statistical analysis |  |  |  |  | Non-Lead |  |  |  | Domestic
MTR_018926 | 910 S 48TH ST | LOT 20 THE RESERVE @ STONEHAVEN |  |  | Non-Lead - Other | No | 2006-01-12 | 0 | Installation date is after the lead ban |  |  |  |  | Non-Lead - Other |  |  | Installation date is after the lead ban |  |  |  |  | Non-Lead |  |  |  | Domestic
MTR_027522 | 23730 134TH PL SE | LOT 10 WOODFORD PLACE |  |  | Non-Lead Plastic | No | 2007-09-26 | 0.75 | Field inspection only with no records | Yes | Visual inspection at meter pit | 2023-11-04 |  | Non-Lead Plastic |  |  | Field inspection only with no records | Yes | Visual inspection at meter pit | 2023-11-04 |  | Non-Lead |  |  |  | Domestic
MTR_020360 | 20041 104TH PL SE | LOT 1 CHERRY LANE |  |  | Non-Lead - Other | No |  | 0 | Installation date is after the lead ban |  |  |  |  | Non-Lead - Other |  |  | Installation date is after the lead ban |  |  |  |  | Non-Lead |  |  |  | Assumed
MTR_025289 | 21329 125TH AVE SE | L306 GLENCARIN #2 |  |  | Non-Lead - Other | No | 1968-07-31 | 0 | Installation date is after the lead ban |  |  |  |  | Non-Lead Plastic |  |  | Field inspection only with no records | Yes | Visual inspection at meter pit | 2023-01-21 |  | Non-Lead |  |  |  | Domestic
MTR_029760 | 10981 SE 225TH ST | L 21 STOCKTON |  |  | Non-Lead - Other | No |  | 0 | Installation date is after the lead ban |  |  |  |  | Non-Lead - Other |  |  | Installation date is after the lead ban |  |  |  |  | Non-Lead |  |  |  | Domestic
MTR_018402 | 9027 S 204TH PL | LOT 53 SOPHIA GLEN |  |  | Non-Lead - Other | No | 2009-07-07 | 0 | Installation date is after the lead ban |  |  |  |  | Non-Lead - Other |  |  | Installation date is after the lead ban |  |  |  |  | Non-Lead |  |  |  | Domestic
MTR_025290 | 21422 124TH AVE SE | L282 GLENCARIN #2 |  |  | Non-Lead - Other | No | 1968-07-31 | 0 | Installation date is after the lead ban |  |  |  |  | Non-Lead - Other |  |  | Installation date is after the lead ban |  |  |  |  | Non-Lead |  |  |  | Domestic
MTR_027130 | 13261 SE 225TH PL | LOT 48 FERN CREST 2 |  |  | Non-Lead Plastic | No | 2005-09-02 | 0 | Field inspection only with no records | Yes | Visual inspection at meter pit | 2023-10-27 |  | Non-Lead Plastic |  |  | Field inspection only with no records | Yes | Visual inspection at meter pit | 2023-10-27 |  | Non-Lead |  |  |  | Domestic
MTR_017954 | 17615 140TH AVE SE-IRRIG | 0708-012850 |  |  | Non-Lead - Other | No | 2006-05-01 | 0 | Installation date is after the lead ban |  |  |  |  | Non-Lead - Other |  |  | Installation date is after the lead ban |  |  |  |  | Non-Lead |  |  |  | Irrigation
MTR_025292 | 21333 125TH AVE SE | L307 GLENCARIN #2 |  |  | Non-Lead - Other | No | 1968-07-31 | 0 | Installation date is after the lead ban |  |  |  |  | Non-Lead Plastic |  |  | Field inspection only with no records | Yes | Visual inspection at meter pit | 2023-01-21 |  | Non-Lead |  |  |  | Domestic
MTR_025976 | 11033 SE 201ST ST | LOT 102 VILA REAL |  |  | Non-Lead - Other | No | 2007-05-03 | 0 | Installation date is after the lead ban |  |  |  |  | Non-Lead - Other |  |  | Installation date is after the lead ban |  |  |  |  | Non-Lead |  |  |  | Domestic
MTR_017955 | 17615 140TH AVE SE | 0708-012825 |  |  | Non-Lead - Other | No | 2006-05-01 | 0 | Installation date is after the lead ban |  |  |  |  | Non-Lead - Other |  |  | Installation date is after the lead ban |  |  |  |  | Non-Lead |  |  |  | Domestic
MTR_025294 | 21328 124TH AVE SE | L286 GLENCARIN #2 |  |  | Non-Lead - Other | No | 1968-07-31 | 0 | Installation date is after the lead ban |  |  |  |  | Non-Lead Plastic |  |  | Field inspection only with no records | Yes | Visual inspection at meter pit | 2023-01-21 |  | Non-Lead |  |  |  | Domestic
MTR_015460 | 12746 SE 173RD PL | UNIT 8-C LA FORTUNA TOWNHOMES |  |  | Non-Lead Plastic | No | 2007-05-29 | 0 | Field inspection only with no records | Yes | Visual inspection at meter pit | 2023-08-19 |  | Non-Lead Plastic |  |  | Field inspection only with no records | Yes | Visual inspection at meter pit | 2023-08-19 |  | Non-Lead |  |  |  | Domestic
MTR_025295 | 21525 124TH AVE SE | L263 GLENCARIN #2 |  |  | Non-Lead - Other | No | 1968-07-31 | 0 | Installation date is after the lead ban |  |  |  |  | Non-Lead Plastic |  |  | Field inspection only with no records | Yes | Visual inspection at meter pit | 2023-01-21 |  | Non-Lead |  |  |  | Domestic
MTR_025977 | 11041 SE 201ST ST | LOT 101 VILA REAL |  |  | Non-Lead - Other | No | 2007-05-03 | 0 | Installation date is after the lead ban |  |  |  |  | Non-Lead - Other |  |  | Installation date is after the lead ban |  |  |  |  | Non-Lead |  |  |  | Domestic
MTR_018927 | ON 102ND AVE SE/SE 48TH ST | ON 102ND AVE SE/SE 48TH ST |  |  | Non-Lead - Other | Unknown |  | 0 | Statistical analysis |  |  |  |  | Non-Lead - Other |  |  | Statistical analysis |  |  |  |  | Non-Lead |  |  |  | Assumed
MTR_025297 | 21584 123RD AVE SE | L264 GLENCARIN #2 |  |  | Non-Lead - Other | No | 1968-07-31 | 0 | Installation date is after the lead ban |  |  |  |  | Non-Lead - Other |  |  | Installation date is after the lead ban |  |  |  |  | Non-Lead |  |  |  | Domestic
MTR_026005 | 20182 110TH PL SE | LOT 107 VILA REAL |  |  | Non-Lead - Other | No | 2007-05-03 | 0 | Installation date is after the lead ban |  |  |  |  | Non-Lead - Other |  |  | Installation date is after the lead ban |  |  |  |  | Non-Lead |  |  |  | Domestic
MTR_018928 | 926 S 48TH ST | LOT 18 THE RESERVE @ STONEHAVEN |  |  | Non-Lead - Other | No | 2006-01-12 | 0 | Installation date is after the lead ban |  |  |  |  | Non-Lead - Other |  |  | Installation date is after the lead ban |  |  |  |  | Non-Lead |  |  |  | Domestic
MTR_025299 | 21505 124TH AVE SE | L260 GLENCARIN #2 |  |  | Non-Lead - Other | No | 1968-07-31 | 0 | Installation date is after the lead ban |  |  |  |  | Non-Lead - Other |  |  | Installation date is after the lead ban |  |  |  |  | Non-Lead |  |  |  | Domestic
MTR_018384 | 20223 91ST PL S | LOT 13 SOPHIA GLEN |  |  | Non-Lead - Other | No | 2009-07-07 | 0 | Installation date is after the lead ban |  |  |  |  | Non-Lead - Other |  |  | Installation date is after the lead ban |  |  |  |  | Non-Lead |  |  |  | Domestic
MTR_018760 | 861 S 48TH ST | LOT 9 THE RESERVE @ STONEHAVEN |  |  | Non-Lead - Other | No | 2006-01-12 | 0 | Installation date is after the lead ban |  |  |  |  | Non-Lead - Other |  |  | Installation date is after the lead ban |  |  |  |  | Non-Lead |  |  |  | Domestic
MTR_025301 | 21325 122ND PL SE | L214 GLENCARIN #2 |  |  | Non-Lead - Other | No | 1968-07-31 | 0 | Installation date is after the lead ban |  |  |  |  | Non-Lead Plastic |  |  | Field inspection only with no records | Yes | Visual inspection at meter pit | 2023-01-21 |  | Non-Lead |  |  |  | Domestic
MTR_025950 | 20152 111TH WAY SE | LOT 39 VILA REAL |  |  | Non-Lead - Other | No | 2007-05-03 | 0 | Installation date is after the lead ban |  |  |  |  | Non-Lead - Other |  |  | Installation date is after the lead ban |  |  |  |  | Non-Lead |  |  |  | Domestic
MTR_017956 | 17625 140TH AVE SE | 0708-012750 |  |  | Non-Lead - Other | No | 2006-05-01 | 0 | Installation date is after the lead ban |  |  |  |  | Non-Lead - Other |  |  | Installation date is after the lead ban |  |  |  |  | Non-Lead |  |  |  | Domestic
MTR_025303 | 12151 SE 212TH CT | L207 GLENCARIN #2 |  |  | Non-Lead - Other | No | 1968-07-31 | 0 | Installation date is after the lead ban |  |  |  |  | Non-Lead - Other |  |  | Installation date is after the lead ban |  |  |  |  | Non-Lead |  |  |  | Domestic
MTR_024707 | 13701 SE 202ND CT | LOT 17 FOREST GLEN SOUTH |  |  | Non-Lead - Other | No |  | 0 | Installation date is after the lead ban |  |  |  |  | Non-Lead - Other |  |  | Installation date is after the lead ban |  |  |  |  | Non-Lead |  |  |  | Domestic
MTR_017957 | 17625 140TH AVE SE-IRRIG | 0708-012775 |  |  | Non-Lead - Other | No | 2006-05-01 | 0 | Installation date is after the lead ban |  |  |  |  | Non-Lead - Other |  |  | Installation date is after the lead ban |  |  |  |  | Non-Lead |  |  |  | Irrigation
MTR_018929 | 4727 BURNETT CT S | LOT 5 THE RESERVE @ STONEHAVEN |  |  | Non-Lead - Other | No | 2006-01-12 | 0 | Installation date is after the lead ban |  |  |  |  | Non-Lead - Other |  |  | Installation date is after the lead ban |  |  |  |  | Non-Lead |  |  |  | Domestic
MTR_025666 | 21156 131ST PL SE | LOT 2 PANDHER GLEN |  |  | Non-Lead - Other | No | 2010-05-07 | 0 | Installation date is after the lead ban |  |  |  |  | Non-Lead - Other |  |  | Installation date is after the lead ban |  |  |  |  | Non-Lead |  |  |  | Domestic
MTR_025304 | 12150 SE 212TH CT | LOT 206 GLENCARIN 2 |  |  | Non-Lead - Other | No | 1968-07-31 | 0 | Installation date is after the lead ban |  |  |  |  | Non-Lead - Other |  |  | Installation date is after the lead ban |  |  |  |  | Non-Lead |  |  |  | Domestic
MTR_018930 | 855 S 48TH ST | LOT 8 THE RESERVE @ STONEHAVEN |  |  | Non-Lead - Other | No | 2006-01-12 | 0 | Installation date is after the lead ban |  |  |  |  | Non-Lead - Other |  |  | Installation date is after the lead ban |  |  |  |  | Non-Lead |  |  |  | Domestic
MTR_026021 | 20117 111TH WAY SE | LOT 68 VILA REAL |  |  | Non-Lead - Other | No | 2007-05-03 | 0 | Installation date is after the lead ban |  |  |  |  | Non-Lead - Other |  |  | Installation date is after the lead ban |  |  |  |  | Non-Lead |  |  |  | Domestic
MTR_018932 | 4703 BURNETT CT S | LOT 1 THE RESERVE @ STONEHAVEN |  |  | Non-Lead - Other | No | 2006-01-12 | 0 | Installation date is after the lead ban |  |  |  |  | Non-Lead - Other |  |  | Installation date is after the lead ban |  |  |  |  | Non-Lead |  |  |  | Domestic
MTR_026022 | 20128 111TH WAY SE | LOT 42 VILA REAL |  |  | Non-Lead - Other | No | 2007-05-03 | 0 | Installation date is after the lead ban |  |  |  |  | Non-Lead - Other |  |  | Installation date is after the lead ban |  |  |  |  | Non-Lead |  |  |  | Domestic
MTR_018761 | 1003 S 47TH ST | LOT 28 THE RESERVE @ STONEHAVEN |  |  | Non-Lead - Other | No | 2006-01-12 | 0 | Installation date is after the lead ban |  |  |  |  | Non-Lead - Other |  |  | Installation date is after the lead ban |  |  |  |  | Non-Lead |  |  |  | Domestic
MTR_029762 | 11608 SE 231ST PL | L40 TERRA HEIGHTS |  |  | Non-Lead Plastic | No |  | 0 | Field inspection only with no records | Yes | Visual inspection at meter pit | 2023-10-21 |  | Non-Lead Plastic |  |  | Field inspection only with no records | Yes | Visual inspection at meter pit | 2023-10-21 |  | Non-Lead |  |  |  | Domestic
MTR_018933 | 867 S 48TH ST | LOT 10 THE RESERVE @ STONEHAVEN |  |  | Non-Lead - Other | No | 2006-01-12 | 0 | Installation date is after the lead ban |  |  |  |  | Non-Lead - Other |  |  | Installation date is after the lead ban |  |  |  |  | Non-Lead |  |  |  | Domestic
MTR_014413 | 16802 113TH LN SE | UNIT 15 BLDG D ROLLING HILLS TOWNHOMES |  |  | Non-Lead Plastic | No | 2008-06-24 | 1 | Field inspection only with no records | Yes | Visual inspection at meter pit | 2023-02-04 |  | Non-Lead Plastic |  |  | Field inspection only with no records | Yes | Visual inspection at meter pit | 2023-02-04 |  | Non-Lead |  |  |  | Domestic
MTR_018934 | 4721 BURNETT CT S | LOT 4 THE RESERVE @ STONEHAVEN |  |  | Non-Lead - Other | No | 2006-01-12 | 0 | Installation date is after the lead ban |  |  |  |  | Non-Lead - Other |  |  | Installation date is after the lead ban |  |  |  |  | Non-Lead |  |  |  | Domestic
MTR_014408 | 16822 113TH LN SE | UNIT 10 BLDG C ROLLING HILLS TOWNHOMES |  |  | Non-Lead Plastic | No | 2008-06-24 | 1 | Field inspection only with no records | Yes | Visual inspection at meter pit | 2023-02-04 |  | Non-Lead Plastic |  |  | Field inspection only with no records | Yes | Visual inspection at meter pit | 2023-02-04 |  | Non-Lead |  |  |  | Domestic
MTR_018935 | 4709 BURNETT CT S | LOT 2 THE RESERVE @ STONEHAVEN |  |  | Non-Lead - Other | No | 2006-01-12 | 0 | Installation date is after the lead ban |  |  |  |  | Non-Lead - Other |  |  | Installation date is after the lead ban |  |  |  |  | Non-Lead |  |  |  | Domestic
MTR_018762 | 903 S 47TH ST | LOT 30 THE RESERVE @ STONEHAVEN |  |  | Non-Lead - Other | No | 2006-01-12 | 0 | Installation date is after the lead ban |  |  |  |  | Non-Lead - Other |  |  | Installation date is after the lead ban |  |  |  |  | Non-Lead |  |  |  | Domestic
MTR_022650 | 19406 116TH AVE SE | 9921-001950 |  |  | Non-Lead - Other | No | 2001-03-28 | 0 | Installation date is after the lead ban |  |  |  |  | Non-Lead - Other |  |  | Installation date is after the lead ban |  |  |  |  | Non-Lead |  |  |  | Domestic
MTR_018936 | 866 S 48TH ST | LOT 26 THE RESERVE @ STONEHAVEN |  |  | Non-Lead - Other | No | 2006-01-12 | 0 | Installation date is after the lead ban |  |  |  |  | Non-Lead - Other |  |  | Installation date is after the lead ban |  |  |  |  | Non-Lead |  |  |  | Domestic
MTR_018938 | 874 S 48TH ST | LOT 24 THE RESERVE @ STONEHAVEN |  |  | Non-Lead - Other | No | 2006-01-12 | 0 | Installation date is after the lead ban |  |  |  |  | Non-Lead - Other |  |  | Installation date is after the lead ban |  |  |  |  | Non-Lead |  |  |  | Domestic
MTR_018939 | 932 S 48TH ST | LOT 19 THE RESERVE @ STONEHAVEN |  |  | Non-Lead - Other | No | 2006-01-12 | 0 | Installation date is after the lead ban |  |  |  |  | Non-Lead - Other |  |  | Installation date is after the lead ban |  |  |  |  | Non-Lead |  |  |  | Domestic
MTR_018940 | 906 S 48TH ST | LOT 23 THE RESERVE @ STONEHAVEN |  |  | Non-Lead - Other | No | 2006-01-12 | 0 | Installation date is after the lead ban |  |  |  |  | Non-Lead - Other |  |  | Installation date is after the lead ban |  |  |  |  | Non-Lead |  |  |  | Domestic
MTR_018941 | 880 S 48TH ST | LOT 25 THE RESERVE @ STONEHAVEN |  |  | Non-Lead - Other | No | 2006-01-12 | 0 | Installation date is after the lead ban |  |  |  |  | Non-Lead - Other |  |  | Installation date is after the lead ban |  |  |  |  | Non-Lead |  |  |  | Domestic
MTR_018942 | 4700 BURNETT CT S | LOT 36 THE RESERVE @ STONEHAVEN |  |  | Non-Lead - Other | No | 2006-01-12 | 0 | Installation date is after the lead ban |  |  |  |  | Non-Lead - Other |  |  | Installation date is after the lead ban |  |  |  |  | Non-Lead |  |  |  | Domestic
MTR_022095 | 19165 117TH PL SE | RATHINAM-PARK TRACT |  |  | Non-Lead - Other | Unknown |  | 0 | Statistical analysis |  |  |  |  | Non-Lead - Other |  |  | Statistical analysis |  |  |  |  | Non-Lead |  |  |  | Assumed
MTR_015987 | 18533 147TH CT SE | LOT B KCBLAL93L1047 |  |  | Non-Lead Plastic | No | 2001-07-27 | 0 | Field inspection only with no records | Yes | Visual inspection at meter pit | 2023-02-11 |  | Non-Lead Plastic |  |  | Field inspection only with no records | Yes | Visual inspection at meter pit | 2023-02-11 |  | Non-Lead |  |  |  | Domestic
MTR_014383 | 11503 SE 169TH ST | LOT 42 GLACIER VIEW TOWNHOMES |  |  | Non-Lead - Other | No |  | 1 | Installation date is after the lead ban |  |  |  |  | Non-Lead - Other |  |  | Installation date is after the lead ban |  |  |  |  | Non-Lead |  |  |  | Domestic
MTR_018943 | 1011 S 48TH ST | LOT 16 THE RESERVE @ STONEHAVEN |  |  | Non-Lead - Other | No | 2006-01-12 | 0 | Installation date is after the lead ban |  |  |  |  | Non-Lead - Other |  |  | Installation date is after the lead ban |  |  |  |  | Non-Lead |  |  |  | Domestic
MTR_009969 | 10406 SE 174TH ST | 0708-002332 |  |  | Non-Lead - Other | Unknown |  | 1.5 | Statistical analysis |  |  |  |  | Non-Lead - Other |  |  | Statistical analysis |  |  |  |  | Non-Lead |  |  |  | Irrigation
MTR_018944 | 920 S 48TH ST | LOT 17 THE RESERVE @ STONEHAVEN |  |  | Non-Lead - Other | No | 2006-01-12 | 0 | Installation date is after the lead ban |  |  |  |  | Non-Lead - Other |  |  | Installation date is after the lead ban |  |  |  |  | Non-Lead |  |  |  | Domestic
MTR_011173 | 11442 SE 164TH ST | LOT 3 BLK 4 AKERS FARMS 6 |  |  | Non-Lead - Other | No |  | 0 | Installation date is after the lead ban |  |  |  |  | Non-Lead - Other |  |  | Installation date is after the lead ban |  |  |  |  | Non-Lead |  |  |  | Assumed
MTR_009972 | 11614 SE 208TH ST |  |  |  | Non-Lead - Other | No |  | 0 | Installation date is after the lead ban |  |  |  |  | Non-Lead - Other |  |  | Installation date is after the lead ban |  |  |  |  | Non-Lead |  |  |  | Assumed
MTR_017273 | 18002 108TH AVE SE | FIRE STATION #13 Maint BLDG Domestic |  |  | Non-Lead - Other | No | 2007-02-20 | 1 | Installation date is after the lead ban |  |  |  |  | Non-Lead - Other |  |  | Installation date is after the lead ban |  |  |  |  | Non-Lead |  |  |  | Domestic
MTR_017272 | 18002 108TH AVE SE | FIRE STATION #13 IRRIGATION |  |  | Non-Lead - Other | No | 2007-02-20 | 1 | Installation date is after the lead ban |  |  |  |  | Non-Lead - Other |  |  | Installation date is after the lead ban |  |  |  |  | Non-Lead |  |  |  | Irrigation
MTR_021950 | 13633 SE 197TH PL | LOT 4 SHORT PLAT #877076 |  |  | Non-Lead - Other | Unknown |  | 0 | Rectified Plan | No |  |  |  | Non-Lead - Other |  |  | Statistical analysis |  |  |  |  | Non-Lead |  |  |  | Domestic
MTR_027637 | 11642 SE 217TH PL | LOT 9 ROYAL CREST ESTATES |  |  | Non-Lead - Other | No | 2005-12-20 | 0 | Installation date is after the lead ban |  |  |  |  | Non-Lead Plastic |  |  | Field inspection only with no records | Yes | Visual inspection at meter pit | 2022-12-23 |  | Non-Lead |  |  |  | Domestic
MTR_027076 | 12739 SE 226TH PL | LOT 42 FERN CREST WEST |  |  | Non-Lead - Other | No | 2006-04-28 | 0 | Installation date is after the lead ban |  |  |  |  | Non-Lead - Other |  |  | Installation date is after the lead ban |  |  |  |  | Non-Lead |  |  |  | Domestic
MTR_025972 | 11050 SE 201ST ST | TAX LOT 277 5-22-5 |  |  | Non-Lead - Other | No | 2007-05-03 | 0 | Installation date is after the lead ban |  |  |  |  | Non-Lead - Other |  |  | Installation date is after the lead ban |  |  |  |  | Non-Lead |  |  |  | Domestic
MTR_027077 | 22717 129TH PL SE | LOT 124 FERN CREST WEST |  |  | Non-Lead Plastic | No |  | 0 | Field inspection only with no records | Yes | Visual inspection at meter pit | 2023-08-26 |  | Non-Lead Plastic |  |  | Field inspection only with no records | Yes | Visual inspection at meter pit | 2023-08-26 |  | Non-Lead |  |  |  | Assumed
MTR_027635 | 11654 SE 217TH PL | LOT 7 ROYAL CREST ESTATES |  |  | Non-Lead - Other | No | 2005-12-20 | 0 | Installation date is after the lead ban |  |  |  |  | Non-Lead - Other |  |  | Installation date is after the lead ban |  |  |  |  | Non-Lead |  |  |  | Domestic
MTR_027078 | 22733 135TH AVE SE | LOT 10 FERN CREST 3 |  |  | Non-Lead - Other | No | 2006-10-17 | 0 | Installation date is after the lead ban |  |  |  |  | Non-Lead - Other |  |  | Installation date is after the lead ban |  |  |  |  | Non-Lead |  |  |  | Domestic
MTR_025978 | 20106 110TH TER SE | LOT 71 VILA REAL |  |  | Non-Lead - Other | No | 2007-05-03 | 0 | Installation date is after the lead ban |  |  |  |  | Non-Lead - Other |  |  | Installation date is after the lead ban |  |  |  |  | Non-Lead |  |  |  | Domestic
MTR_023553 | 11225 SE 216TH ST | LOT 7 WEST CREEK COURT |  |  | Non-Lead - Other | No | 2006-01-24 | 0 | Installation date is after the lead ban |  |  |  |  | Non-Lead - Other |  |  | Installation date is after the lead ban |  |  |  |  | Non-Lead |  |  |  | Domestic
MTR_011246 | 16615 113TH AVE SE | LOT 3 WILKINS WOOD |  |  | Non-Lead - Other | No | 2006-09-18 | 0 | Installation date is after the lead ban |  |  |  |  | Non-Lead - Other |  |  | Installation date is after the lead ban |  |  |  |  | Non-Lead |  |  |  | Domestic
MTR_017528 | 11853 SE 176TH CT | LOT 9 PETROVISTA |  |  | Non-Lead - Other | No | 2006-12-21 | 0 | Installation date is after the lead ban |  |  |  |  | Non-Lead - Other |  |  | Installation date is after the lead ban |  |  |  |  | Non-Lead |  |  |  | Domestic
MTR_027081 | 22512 129TH PL SE | LOT 28 FERN CREST WEST |  |  | Non-Lead - Other | No | 2006-04-28 | 0 | Installation date is after the lead ban |  |  |  |  | Non-Lead Plastic |  |  | Field inspection only with no records | Yes | Visual inspection at meter pit | 2023-07-19 |  | Non-Lead |  |  |  | Domestic
MTR_017529 | 11859 SE 176TH CT | LOT 10 PETROVISTA |  |  | Non-Lead - Other | No | 2006-12-21 | 0 | Installation date is after the lead ban |  |  |  |  | Non-Lead - Other |  |  | Installation date is after the lead ban |  |  |  |  | Non-Lead |  |  |  | Domestic
MTR_030878 | 18442 138TH AVE SE | LOT 61 ADDISON PARK DIVISION 1 |  |  | Non-Lead - Other | No | 2018-06-05 | 0 | Installation date is after the lead ban |  |  |  |  | Non-Lead - Other |  |  | Installation date is after the lead ban |  |  |  |  | Non-Lead |  |  |  | Domestic
MTR_030879 | 18453 138TH AVE SE | LOT 64 ADDISON PARK DIVISION 1 |  |  | Non-Lead - Other | No | 2018-06-05 | 0 | Installation date is after the lead ban |  |  |  |  | Non-Lead - Other |  |  | Installation date is after the lead ban |  |  |  |  | Non-Lead |  |  |  | Domestic
MTR_030880 | 18450 138TH AVE SE | LOT 60 ADDISON PARK DIVISION 1 |  |  | Non-Lead - Other | No | 2018-06-05 | 0 | Installation date is after the lead ban |  |  |  |  | Non-Lead - Other |  |  | Installation date is after the lead ban |  |  |  |  | Non-Lead |  |  |  | Domestic
MTR_030881 | 18458 138TH AVE SE | LOT 59 ADDISON PARK DIVISION 1 |  |  | Non-Lead - Other | No | 2018-06-05 | 0 | Installation date is after the lead ban |  |  |  |  | Non-Lead - Other |  |  | Installation date is after the lead ban |  |  |  |  | Non-Lead |  |  |  | Domestic
MTR_030882 | 18461 138TH AVE SE | LOT 63 ADDISON PARK DIVISION 1 |  |  | Non-Lead - Other | No | 2018-06-05 | 0 | Installation date is after the lead ban |  |  |  |  | Non-Lead - Other |  |  | Installation date is after the lead ban |  |  |  |  | Non-Lead |  |  |  | Domestic
MTR_030883 | 18466 138TH AVE SE | LOT 59 ADDISON PARK DIVISION 1 |  |  | Non-Lead - Other | No | 2018-06-05 | 0 | Installation date is after the lead ban |  |  |  |  | Non-Lead - Other |  |  | Installation date is after the lead ban |  |  |  |  | Non-Lead |  |  |  | Domestic
MTR_030849 | 18452 139TH WAY SE | LOT 46 ADDISON PARK DIVISION 1 |  |  | Non-Lead - Other | No | 2018-06-05 | 0 | Installation date is after the lead ban |  |  |  |  | Non-Lead - Other |  |  | Installation date is after the lead ban |  |  |  |  | Non-Lead |  |  |  | Domestic
MTR_030850 | 10814 SE 173RD ST | SW OF PROPERTY SERVICED ON 4"" MAIN |  |  | Non-Lead - Other | No |  | 1 | Installation date is after the lead ban |  |  |  |  | Non-Lead - Other |  |  | Installation date is after the lead ban |  |  |  |  | Non-Lead |  |  |  | Domestic
MTR_030885 | 13827 SE 192ND ST | LOT 1 GILL COLE |  |  | Non-Lead - Other | No | 2022-08-25 | 1 | Statistical analysis |  |  |  |  | Non-Lead - Other |  |  | Statistical analysis |  |  |  |  | Non-Lead |  |  |  | Domestic
MTR_030886 | 13827 SE 192ND ST | LOT 2 GILL COLE |  |  | Non-Lead - Other | No | 2022-08-25 | 1 | Statistical analysis |  |  |  |  | Non-Lead - Other |  |  | Statistical analysis |  |  |  |  | Non-Lead |  |  |  | Domestic
MTR_030887 | 13827 SE 192ND ST | LOT 3 GILL COLE |  |  | Non-Lead - Other | No | 2022-08-25 | 1 | Statistical analysis |  |  |  |  | Non-Lead - Other |  |  | Statistical analysis |  |  |  |  | Non-Lead |  |  |  | Domestic
MTR_030888 | 13827 SE 192ND ST | LOT 4 GILL COLE |  |  | Non-Lead - Other | No | 2022-08-25 | 1 | Statistical analysis |  |  |  |  | Non-Lead - Other |  |  | Statistical analysis |  |  |  |  | Non-Lead |  |  |  | Domestic
MTR_030889 | 13827 SE 192ND ST | LOT 5 GILL COLE |  |  | Non-Lead - Other | No | 2022-08-25 | 1 | Statistical analysis |  |  |  |  | Non-Lead - Other |  |  | Statistical analysis |  |  |  |  | Non-Lead |  |  |  | Domestic
MTR_030890 | 13827 SE 192ND ST | LOT 6 GILL COLE |  |  | Non-Lead - Other | No | 2022-08-25 | 1 | Statistical analysis |  |  |  |  | Non-Lead - Other |  |  | Statistical analysis |  |  |  |  | Non-Lead |  |  |  | Domestic
MTR_030891 | 19203 140TH AVE SE | LOT 34 GILL COLE |  |  | Non-Lead - Other | No | 2022-08-25 | 1 | Installation date is after the lead ban |  |  |  |  | Non-Lead - Other |  |  | Installation date is after the lead ban |  |  |  |  | Non-Lead |  |  |  | Domestic
MTR_030892 | 19203 140TH AVE SE | LOT 33 GILL COLE |  |  | Non-Lead - Other | No | 2022-08-25 | 1 | Installation date is after the lead ban |  |  |  |  | Non-Lead - Other |  |  | Installation date is after the lead ban |  |  |  |  | Non-Lead |  |  |  | Domestic
MTR_030893 | 19203 140TH AVE SE | LOT 7 GILL COLE |  |  | Non-Lead - Other | No | 2022-08-25 | 1 | Installation date is after the lead ban |  |  |  |  | Non-Lead - Other |  |  | Installation date is after the lead ban |  |  |  |  | Non-Lead |  |  |  | Domestic
MTR_030894 | 19203 140TH AVE SE | LOT 8 GILL COLE |  |  | Non-Lead - Other | No | 2022-08-25 | 1 | Statistical analysis |  |  |  |  | Non-Lead - Other |  |  | Statistical analysis |  |  |  |  | Non-Lead |  |  |  | Domestic
MTR_030895 | 19203 140TH AVE SE | LOT 32 GILL COLE |  |  | Non-Lead - Other | No | 2022-08-25 | 1 | Installation date is after the lead ban |  |  |  |  | Non-Lead - Other |  |  | Installation date is after the lead ban |  |  |  |  | Non-Lead |  |  |  | Domestic
MTR_030896 | 19211 140TH AVE SE | LOT 15 GILL COLE |  |  | Non-Lead - Other | No | 2022-08-25 | 1 | Installation date is after the lead ban |  |  |  |  | Non-Lead - Other |  |  | Installation date is after the lead ban |  |  |  |  | Non-Lead |  |  |  | Domestic
MTR_030897 | 19211 140TH AVE SE | LOT 14 GILL COLE |  |  | Non-Lead - Other | No | 2022-08-25 | 1 | Installation date is after the lead ban |  |  |  |  | Non-Lead - Other |  |  | Installation date is after the lead ban |  |  |  |  | Non-Lead |  |  |  | Domestic
MTR_030898 | 19203 140TH AVE SE | LOT 13 GILL COLE |  |  | Non-Lead - Other | No | 2022-08-25 | 1 | Installation date is after the lead ban |  |  |  |  | Non-Lead - Other |  |  | Installation date is after the lead ban |  |  |  |  | Non-Lead |  |  |  | Domestic
MTR_030899 | 19203 140TH AVE SE | LOT 12 GILL COLE |  |  | Non-Lead - Other | No |  |  | Installation date is after the lead ban |  |  |  |  | Non-Lead - Other |  |  | Installation date is after the lead ban |  |  |  |  | Non-Lead
MTR_030900 | 19203 140TH AVE SE | LOT 9 GILL COLE |  |  | Non-Lead - Other | No | 2022-08-25 | 1 | Installation date is after the lead ban |  |  |  |  | Non-Lead - Other |  |  | Installation date is after the lead ban |  |  |  |  | Non-Lead |  |  |  | Domestic
MTR_030901 | 19203 140TH AVE SE | LOT 11 GILL COLE |  |  | Non-Lead - Other | No | 2022-08-25 | 1 | Installation date is after the lead ban |  |  |  |  | Non-Lead - Other |  |  | Installation date is after the lead ban |  |  |  |  | Non-Lead |  |  |  | Domestic
MTR_030902 | 19203 140TH AVE SE | LOT 10 GILL COLE |  |  | Non-Lead - Other | No | 2022-08-25 | 1 | Installation date is after the lead ban |  |  |  |  | Non-Lead - Other |  |  | Installation date is after the lead ban |  |  |  |  | Non-Lead |  |  |  | Domestic
MTR_030903 | 19203 140TH AVE SE | LOT 16 GILL COLE |  |  | Non-Lead - Other | No | 2022-08-25 | 1 | Installation date is after the lead ban |  |  |  |  | Non-Lead - Other |  |  | Installation date is after the lead ban |  |  |  |  | Non-Lead |  |  |  | Domestic
MTR_030904 | 19203 140TH AVE SE | LOT 17 GILL COLE |  |  | Non-Lead - Other | No | 2022-08-25 | 1 | Installation date is after the lead ban |  |  |  |  | Non-Lead - Other |  |  | Installation date is after the lead ban |  |  |  |  | Non-Lead |  |  |  | Domestic
MTR_030905 | 19245 140TH AVE SE | LOT 31 GILL COLE |  |  | Non-Lead - Other | No | 2022-08-25 | 1 | Installation date is after the lead ban |  |  |  |  | Non-Lead - Other |  |  | Installation date is after the lead ban |  |  |  |  | Non-Lead |  |  |  | Domestic
MTR_030906 | 19245 140TH AVE SE | LOT 30 GILL COLE |  |  | Non-Lead - Other | No | 2022-08-25 | 1 | Installation date is after the lead ban |  |  |  |  | Non-Lead - Other |  |  | Installation date is after the lead ban |  |  |  |  | Non-Lead |  |  |  | Domestic
MTR_030907 | 19245 140TH AVE SE | LOT 29 GILL COLE |  |  | Non-Lead - Other | No | 2022-08-25 | 1 | Installation date is after the lead ban |  |  |  |  | Non-Lead - Other |  |  | Installation date is after the lead ban |  |  |  |  | Non-Lead |  |  |  | Domestic
MTR_030908 | 19245 140TH AVE SE | LOT 28 GILL COLE |  |  | Non-Lead - Other | No | 2022-08-25 | 1 | Installation date is after the lead ban |  |  |  |  | Non-Lead - Other |  |  | Installation date is after the lead ban |  |  |  |  | Non-Lead |  |  |  | Domestic
MTR_030909 | 19245 140TH AVE SE | LOT 18 GILL COLE |  |  | Non-Lead - Other | No | 2022-08-25 | 1 | Installation date is after the lead ban |  |  |  |  | Non-Lead - Other |  |  | Installation date is after the lead ban |  |  |  |  | Non-Lead |  |  |  | Domestic
MTR_030910 | 19245 140TH AVE SE | LOT 19 GILL COLE |  |  | Non-Lead - Other | No | 2022-08-25 | 1 | Installation date is after the lead ban |  |  |  |  | Non-Lead - Other |  |  | Installation date is after the lead ban |  |  |  |  | Non-Lead |  |  |  | Domestic
MTR_030911 | 19245 140TH AVE SE | LOT 27 GILL COLE |  |  | Non-Lead - Other | No | 2022-08-25 | 1 | Installation date is after the lead ban |  |  |  |  | Non-Lead - Other |  |  | Installation date is after the lead ban |  |  |  |  | Non-Lead |  |  |  | Domestic
MTR_030912 | 19245 140TH AVE SE | LOT 26 GILL COLE |  |  | Non-Lead - Other | No | 2022-08-25 | 1 | Installation date is after the lead ban |  |  |  |  | Non-Lead - Other |  |  | Installation date is after the lead ban |  |  |  |  | Non-Lead |  |  |  | Domestic
MTR_030913 | 19245 140TH AVE SE | LOT 20 GILL COLE |  |  | Non-Lead - Other | No | 2022-08-25 | 1 | Installation date is after the lead ban |  |  |  |  | Non-Lead - Other |  |  | Installation date is after the lead ban |  |  |  |  | Non-Lead |  |  |  | Domestic
MTR_030914 | 13827 SE 192ND ST | LOT 21 GILL COLE |  |  | Non-Lead - Other | No | 2022-08-25 | 1 | Installation date is after the lead ban |  |  |  |  | Non-Lead - Other |  |  | Installation date is after the lead ban |  |  |  |  | Non-Lead |  |  |  | Domestic
MTR_030915 | 13827 SE 192ND ST | LOT 25 GILL COLE |  |  | Non-Lead - Other | No | 2022-08-25 | 1 | Installation date is after the lead ban |  |  |  |  | Non-Lead - Other |  |  | Installation date is after the lead ban |  |  |  |  | Non-Lead |  |  |  | Domestic
MTR_030916 | 13827 SE 192ND ST | LOT 24 GILL COLE |  |  | Non-Lead - Other | No | 2022-08-25 | 1 | Installation date is after the lead ban |  |  |  |  | Non-Lead - Other |  |  | Installation date is after the lead ban |  |  |  |  | Non-Lead |  |  |  | Domestic
MTR_030917 | 13827 SE 192ND ST | LOT 22 GILL COLE |  |  | Non-Lead - Other | No | 2022-08-25 | 1 | Installation date is after the lead ban |  |  |  |  | Non-Lead - Other |  |  | Installation date is after the lead ban |  |  |  |  | Non-Lead |  |  |  | Domestic
MTR_030918 | 13827 SE 192ND ST | LOT 23 GILL COLE |  |  | Non-Lead - Other | No | 2022-08-25 | 1 | Installation date is after the lead ban |  |  |  |  | Non-Lead - Other |  |  | Installation date is after the lead ban |  |  |  |  | Non-Lead |  |  |  | Domestic
MTR_030919 | 11606 SE 195TH PL | LOT 1 PANTHER SPRINGS SHORT PLAT |  |  | Non-Lead - Other | No | 2022-06-30 | 1 | Rectified Plan | No |  |  |  | Non-Lead - Other |  |  | Statistical analysis |  |  |  |  | Non-Lead |  |  |  | Domestic
MTR_030920 | 11610 SE 195TH PL | LOT 2 PANTHER SPRINGS SHORT PLAT |  |  | Non-Lead - Other | No | 2022-06-30 | 1 | Rectified Plan | No |  |  |  | Non-Lead - Other |  |  | Statistical analysis |  |  |  |  | Non-Lead |  |  |  | Domestic
MTR_030921 | 11614 SE 195TH PL | LOT 3 PANTHER SPRINGS SHORT PLAT |  |  | Non-Lead - Other | No | 2022-06-30 | 1 | Rectified Plan | No |  |  |  | Non-Lead - Other |  |  | Statistical analysis |  |  |  |  | Non-Lead |  |  |  | Domestic
MTR_030922 | 19508 116TH PL SE | LOT 4 PANTHER SPRINGS SHORT PLAT |  |  | Non-Lead - Other | No | 2022-06-30 | 1 | Rectified Plan | No |  |  |  | Non-Lead - Other |  |  | Statistical analysis |  |  |  |  | Non-Lead |  |  |  | Domestic
MTR_030923 | 19512 116TH PL SE | LOT 5 PANTHER SPRINGS SHORT PLAT |  |  | Non-Lead - Other | No | 2022-06-30 | 1 | Rectified Plan | No |  |  |  | Non-Lead - Other |  |  | Statistical analysis |  |  |  |  | Non-Lead |  |  |  | Domestic
MTR_030924 | 19518 116TH PL SE | LOT 6 PANTHER SPRINGS SHORT PLAT |  |  | Non-Lead - Other | No | 2022-06-30 | 1 | Rectified Plan | No |  |  |  | Non-Lead - Other |  |  | Statistical analysis |  |  |  |  | Non-Lead |  |  |  | Domestic
MTR_030925 | 19524 116TH PL SE | LOT 7 PANTHER SPRINGS SHORT PLAT |  |  | Non-Lead - Other | No | 2022-06-30 | 1 | Rectified Plan | No |  |  |  | Non-Lead - Other |  |  | Statistical analysis |  |  |  |  | Non-Lead |  |  |  | Domestic
MTR_030926 | 11613 SE 195TH PL | LOT 9 PANTHER SPRINGS SHORT PLAT |  |  | Non-Lead - Other | No | 2022-06-30 | 1 | Rectified Plan | No |  |  |  | Non-Lead - Other |  |  | Statistical analysis |  |  |  |  | Non-Lead |  |  |  | Domestic
MTR_030927 | 10028 SE 190TH ST |  |  |  | Non-Lead - Other | No |  | 0 | Installation date is after the lead ban |  |  |  |  | Non-Lead - Other |  |  | Installation date is after the lead ban |  |  |  |  | Non-Lead |  |  |  | Assumed
MTR_030583 | 12711 SE 191ST PL |  |  |  | Non-Lead - Other | No | 2021-06-21 | 1 | Installation date is after the lead ban |  |  |  |  | Non-Lead - Other |  |  | Installation date is after the lead ban |  |  |  |  | Non-Lead |  |  |  | Domestic
MTR_030536 | 12719 SE 191ST PL |  |  |  | Non-Lead - Other | No | 2021-06-21 | 1 | Installation date is after the lead ban |  |  |  |  | Non-Lead - Other |  |  | Installation date is after the lead ban |  |  |  |  | Non-Lead |  |  |  | Domestic
MTR_030571 | 12701 SE 191ST PL |  |  |  | Non-Lead - Other | No | 2021-06-21 | 1 | Installation date is after the lead ban |  |  |  |  | Non-Lead - Other |  |  | Installation date is after the lead ban |  |  |  |  | Non-Lead |  |  |  | Domestic
MTR_030502 | 12705 SE 191ST PL |  |  |  | Non-Lead - Other | No | 2021-06-21 | 1 | Installation date is after the lead ban |  |  |  |  | Non-Lead - Other |  |  | Installation date is after the lead ban |  |  |  |  | Non-Lead |  |  |  | Domestic
MTR_030716 | 19015 127TH PL SE |  |  |  | Non-Lead - Other | No | 2021-06-21 | 1 | Rectified Plan |  |  |  |  | Non-Lead - Other |  |  | Statistical analysis |  |  |  |  | Non-Lead |  |  |  | Domestic
MTR_030623 | 19023 127TH PL SE |  |  |  | Non-Lead - Other | No | 2021-06-21 | 1 | Rectified Plan |  |  |  |  | Non-Lead - Other |  |  | Statistical analysis |  |  |  |  | Non-Lead |  |  |  | Domestic
MTR_030465 | 19013 129TH PL SE |  |  |  | Non-Lead - Other | No | 2021-06-21 | 1 | Installation date is after the lead ban |  |  |  |  | Non-Lead - Other |  |  | Installation date is after the lead ban |  |  |  |  | Non-Lead |  |  |  | Domestic
MTR_030466 | 19019 129TH PL SE |  |  |  | Non-Lead - Other | No | 2021-06-21 | 1 | Installation date is after the lead ban |  |  |  |  | Non-Lead - Other |  |  | Installation date is after the lead ban |  |  |  |  | Non-Lead |  |  |  | Domestic
MTR_030467 | 12905 SE 190TH PL |  |  |  | Non-Lead - Other | No | 2021-06-21 | 1 | Installation date is after the lead ban |  |  |  |  | Non-Lead - Other |  |  | Installation date is after the lead ban |  |  |  |  | Non-Lead |  |  |  | Domestic
MTR_030468 | 19014 129TH PL SE |  |  |  | Non-Lead - Other | No | 2021-06-21 | 1 | Installation date is after the lead ban |  |  |  |  | Non-Lead - Other |  |  | Installation date is after the lead ban |  |  |  |  | Non-Lead |  |  |  | Domestic
MTR_030469 | 19007 129TH PL SE |  |  |  | Non-Lead - Other | No | 2021-06-21 | 1 | Installation date is after the lead ban |  |  |  |  | Non-Lead - Other |  |  | Installation date is after the lead ban |  |  |  |  | Non-Lead |  |  |  | Domestic
MTR_030470 | 19007 129TH PL SE |  |  |  | Non-Lead - Other | No | 2021-06-21 | 1 | Installation date is after the lead ban |  |  |  |  | Non-Lead - Other |  |  | Installation date is after the lead ban |  |  |  |  | Non-Lead |  |  |  | Domestic
MTR_030471 | 12909 SE 190TH PL |  |  |  | Non-Lead - Plastic | No | 2021-06-21 | 1 | Rectified Plan |  |  |  |  | Non-Lead - Other |  |  | Installation date is after the lead ban |  |  |  |  | Non-Lead |  |  |  | Domestic
MTR_030472 | 18914 129TH PL SE |  |  |  | Non-Lead - Other | No | 2021-06-21 | 1 | Installation date is after the lead ban |  |  |  |  | Non-Lead - Other |  |  | Installation date is after the lead ban |  |  |  |  | Non-Lead |  |  |  | Domestic
MTR_030473 | 12914 SE 190TH PL |  |  |  | Non-Lead - Other | No | 2021-06-21 | 1 | Installation date is after the lead ban |  |  |  |  | Non-Lead - Other |  |  | Installation date is after the lead ban |  |  |  |  | Non-Lead |  |  |  | Domestic
MTR_030474 | 12908 SE 190TH PL |  |  |  | Non-Lead - Other | No | 2021-06-21 | 1 | Installation date is after the lead ban |  |  |  |  | Non-Lead - Other |  |  | Installation date is after the lead ban |  |  |  |  | Non-Lead |  |  |  | Domestic
MTR_030475 | 12920 SE 190TH PL |  |  |  | Non-Lead - Other | No |  |  | Installation date is after the lead ban |  |  |  |  | Non-Lead - Other |  |  | Installation date is after the lead ban |  |  |  |  | Non-Lead
MTR_030476 | 12915 SE 190TH PL |  |  |  | Non-Lead - Other | No | 2021-06-21 | 1 | Installation date is after the lead ban |  |  |  |  | Non-Lead - Other |  |  | Installation date is after the lead ban |  |  |  |  | Non-Lead |  |  |  | Domestic
MTR_030477 | 18909 129TH PL SE |  |  |  | Non-Lead - Other | No | 2021-06-21 | 1 | Installation date is after the lead ban |  |  |  |  | Non-Lead - Other |  |  | Installation date is after the lead ban |  |  |  |  | Non-Lead |  |  |  | Domestic
MTR_030478 | 18915 129TH PL SE |  |  |  | Non-Lead - Other | No | 2021-06-21 | 1 | Installation date is after the lead ban |  |  |  |  | Non-Lead - Other |  |  | Installation date is after the lead ban |  |  |  |  | Non-Lead |  |  |  | Domestic
MTR_030560 | 18901 129TH PL SE |  |  |  | Non-Lead - Other | No | 2021-06-21 | 1 | Installation date is after the lead ban |  |  |  |  | Non-Lead - Other |  |  | Installation date is after the lead ban |  |  |  |  | Non-Lead |  |  |  | Domestic
MTR_030658 | 18905 129TH PL SE |  |  |  | Non-Lead - Other | No | 2021-06-21 | 1 | Installation date is after the lead ban |  |  |  |  | Non-Lead - Other |  |  | Installation date is after the lead ban |  |  |  |  | Non-Lead |  |  |  | Domestic
MTR_030610 | 12911 SE 189TH PL |  |  |  | Non-Lead - Other | No | 2021-06-21 | 1 | Installation date is after the lead ban |  |  |  |  | Non-Lead - Other |  |  | Installation date is after the lead ban |  |  |  |  | Non-Lead |  |  |  | Domestic
MTR_030673 | 18904 129TH PL SE |  |  |  | Non-Lead - Other | No | 2021-06-21 | 1 | Installation date is after the lead ban |  |  |  |  | Non-Lead - Other |  |  | Installation date is after the lead ban |  |  |  |  | Non-Lead |  |  |  | Domestic
MTR_030639 | 12910 SE 189TH PL |  |  |  | Non-Lead - Other | No | 2021-06-21 | 1 | Installation date is after the lead ban |  |  |  |  | Non-Lead - Other |  |  | Installation date is after the lead ban |  |  |  |  | Non-Lead |  |  |  | Domestic
MTR_030519 | 12904 SE 189TH PL |  |  |  | Non-Lead - Other | No | 2021-06-21 | 1 | Installation date is after the lead ban |  |  |  |  | Non-Lead - Other |  |  | Installation date is after the lead ban |  |  |  |  | Non-Lead |  |  |  | Domestic
MTR_030683 | 12916 SE 189TH PL |  |  |  | Non-Lead - Other | No | 2021-06-21 | 1 | Installation date is after the lead ban |  |  |  |  | Non-Lead - Other |  |  | Installation date is after the lead ban |  |  |  |  | Non-Lead |  |  |  | Domestic
MTR_030534 | 12922 SE 189TH PL |  |  |  | Non-Lead - Other | No | 2021-06-21 | 1 | Installation date is after the lead ban |  |  |  |  | Non-Lead - Other |  |  | Installation date is after the lead ban |  |  |  |  | Non-Lead |  |  |  | Domestic
MTR_030590 | 12923 SE 189TH PL |  |  |  | Non-Lead - Other | No | 2021-06-21 | 1 | Installation date is after the lead ban |  |  |  |  | Non-Lead - Other |  |  | Installation date is after the lead ban |  |  |  |  | Non-Lead |  |  |  | Domestic
MTR_030587 | 12917 SE 189TH PL |  |  |  | Non-Lead - Other | No | 2021-06-21 | 1 | Installation date is after the lead ban |  |  |  |  | Non-Lead - Other |  |  | Installation date is after the lead ban |  |  |  |  | Non-Lead |  |  |  | Domestic
MTR_030723 | 18857 129TH PL SE |  |  |  | Non-Lead - Other | No | 2021-06-21 | 1 | Installation date is after the lead ban |  |  |  |  | Non-Lead - Other |  |  | Installation date is after the lead ban |  |  |  |  | Non-Lead |  |  |  | Domestic
MTR_030497 | 18863 129TH PL SE |  |  |  | Non-Lead - Other | No | 2021-06-21 | 1 | Installation date is after the lead ban |  |  |  |  | Non-Lead - Other |  |  | Installation date is after the lead ban |  |  |  |  | Non-Lead |  |  |  | Domestic
MTR_030514 | 18850 129TH PL SE |  |  |  | Non-Lead - Other | No | 2021-06-21 | 1 | Installation date is after the lead ban |  |  |  |  | Non-Lead - Other |  |  | Installation date is after the lead ban |  |  |  |  | Non-Lead |  |  |  | Domestic
MTR_030664 | 18858 129TH PL SE |  |  |  | Non-Lead - Other | No | 2021-06-21 | 1 | Installation date is after the lead ban |  |  |  |  | Non-Lead - Other |  |  | Installation date is after the lead ban |  |  |  |  | Non-Lead |  |  |  | Domestic
MTR_030522 | 18845 129TH PL SE |  |  |  | Non-Lead - Other | No | 2021-06-21 | 1 | Installation date is after the lead ban |  |  |  |  | Non-Lead - Other |  |  | Installation date is after the lead ban |  |  |  |  | Non-Lead |  |  |  | Domestic
MTR_030707 | 18851 129TH PL SE |  |  |  | Non-Lead - Other | No | 2021-06-21 | 1 | Installation date is after the lead ban |  |  |  |  | Non-Lead - Other |  |  | Installation date is after the lead ban |  |  |  |  | Non-Lead |  |  |  | Domestic
MTR_030611 | 18836 129TH PL SE |  |  |  | Non-Lead - Other | No | 2021-06-21 | 1 | Installation date is after the lead ban |  |  |  |  | Non-Lead - Other |  |  | Installation date is after the lead ban |  |  |  |  | Non-Lead |  |  |  | Domestic
MTR_030700 | 18842 129TH PL SE |  |  |  | Non-Lead - Other | No | 2021-06-21 | 1 | Installation date is after the lead ban |  |  |  |  | Non-Lead - Other |  |  | Installation date is after the lead ban |  |  |  |  | Non-Lead |  |  |  | Domestic
MTR_030653 | 18833 129TH PL SE |  |  |  | Non-Lead - Other | No | 2021-06-21 | 1 | Installation date is after the lead ban |  |  |  |  | Non-Lead - Other |  |  | Installation date is after the lead ban |  |  |  |  | Non-Lead |  |  |  | Domestic
MTR_030548 | 18839 129TH PL SE |  |  |  | Non-Lead - Other | No | 2021-06-21 | 1 | Installation date is after the lead ban |  |  |  |  | Non-Lead - Other |  |  | Installation date is after the lead ban |  |  |  |  | Non-Lead |  |  |  | Domestic
MTR_030584 | 18821 129TH PL SE |  |  |  | Non-Lead - Other | No | 2021-06-21 | 1 | Installation date is after the lead ban |  |  |  |  | Non-Lead - Other |  |  | Installation date is after the lead ban |  |  |  |  | Non-Lead |  |  |  | Domestic
MTR_030644 | 18827 129TH PL SE |  |  |  | Non-Lead - Other | No | 2021-06-21 | 1 | Installation date is after the lead ban |  |  |  |  | Non-Lead - Other |  |  | Installation date is after the lead ban |  |  |  |  | Non-Lead |  |  |  | Domestic
MTR_030728 | 18820 129TH PL SE |  |  |  | Non-Lead - Plastic | No | 2021-06-21 | 1 | Rectified Plan |  |  |  |  | Non-Lead - Other |  |  | Installation date is after the lead ban |  |  |  |  | Non-Lead |  |  |  | Domestic
MTR_030503 | 18828 129TH PL SE |  |  |  | Non-Lead - Plastic | No | 2021-06-21 | 1 | Rectified Plan |  |  |  |  | Non-Lead - Other |  |  | Installation date is after the lead ban |  |  |  |  | Non-Lead |  |  |  | Domestic
MTR_030531 | 18813 129TH PL SE |  |  |  | Non-Lead - Plastic | No | 2021-06-21 | 1 | Rectified Plan |  |  |  |  | Non-Lead - Other |  |  | Installation date is after the lead ban |  |  |  |  | Non-Lead |  |  |  | Domestic
MTR_030595 | 18663 129TH PL SE |  |  |  | Non-Lead - Plastic | No | 2021-06-21 | 1 | Rectified Plan |  |  |  |  | Non-Lead - Other |  |  | Installation date is after the lead ban |  |  |  |  | Non-Lead |  |  |  | Domestic
MTR_030485 | 12726 SE 187TH PL |  |  |  | Non-Lead - Plastic | No | 2021-06-21 | 1 | Rectified Plan |  |  |  |  | Non-Lead - Other |  |  | Installation date is after the lead ban |  |  |  |  | Non-Lead |  |  |  | Domestic
MTR_030656 | 12723 SE 187TH PL |  |  |  | Non-Lead - Plastic | No | 2021-06-21 | 1 | Rectified Plan |  |  |  |  | Non-Lead - Other |  |  | Installation date is after the lead ban |  |  |  |  | Non-Lead |  |  |  | Domestic
MTR_030618 | 12731 SE 187TH PL |  |  |  | Non-Lead - Plastic | No | 2021-06-21 | 1 | Rectified Plan |  |  |  |  | Non-Lead - Other |  |  | Installation date is after the lead ban |  |  |  |  | Non-Lead |  |  |  | Domestic
MTR_030562 | 12716 SE 187TH PL |  |  |  | Non-Lead - Plastic | No | 2021-06-21 | 1 | Rectified Plan |  |  |  |  | Non-Lead - Other |  |  | Installation date is after the lead ban |  |  |  |  | Non-Lead |  |  |  | Domestic
MTR_030605 | 12708 SE 187TH PL |  |  |  | Non-Lead - Plastic | No | 2021-06-21 | 1 | Rectified Plan |  |  |  |  | Non-Lead - Other |  |  | Installation date is after the lead ban |  |  |  |  | Non-Lead |  |  |  | Domestic
MTR_030528 | 12713 SE 187TH PL |  |  |  | Non-Lead - Plastic | No | 2021-06-21 | 1 | Rectified Plan |  |  |  |  | Non-Lead - Other |  |  | Installation date is after the lead ban |  |  |  |  | Non-Lead |  |  |  | Domestic
MTR_030681 | 12705 SE 187TH PL |  |  |  | Non-Lead - Plastic | No | 2021-06-21 | 1 | Rectified Plan |  |  |  |  | Non-Lead - Other |  |  | Installation date is after the lead ban |  |  |  |  | Non-Lead |  |  |  | Domestic
MTR_030540 | 12700 SE 187TH PL |  |  |  | Non-Lead - Plastic | No | 2021-06-21 | 1 | Rectified Plan |  |  |  |  | Non-Lead - Other |  |  | Installation date is after the lead ban |  |  |  |  | Non-Lead |  |  |  | Domestic
MTR_030697 | 12704 SE 187TH PL |  |  |  | Non-Lead - Plastic | No | 2021-06-21 | 1 | Rectified Plan |  |  |  |  | Non-Lead - Other |  |  | Installation date is after the lead ban |  |  |  |  | Non-Lead |  |  |  | Domestic
MTR_030638 | 12624 SE 187TH PL |  |  |  | Non-Lead - Plastic | No | 2021-06-21 | 1 | Rectified Plan |  |  |  |  | Non-Lead - Other |  |  | Installation date is after the lead ban |  |  |  |  | Non-Lead |  |  |  | Domestic
MTR_030687 | 12628 SE 187TH PL |  |  |  | Non-Lead - Plastic | No | 2021-06-21 | 1 | Rectified Plan |  |  |  |  | Non-Lead - Other |  |  | Installation date is after the lead ban |  |  |  |  | Non-Lead |  |  |  | Domestic
MTR_030602 | 18656 129TH PL SE |  |  |  | Non-Lead - Plastic | No | 2021-06-21 | 1 | Rectified Plan |  |  |  |  | Non-Lead - Other |  |  | Installation date is after the lead ban |  |  |  |  | Non-Lead |  |  |  | Domestic
MTR_030482 | 18662 129TH PL SE |  |  |  | Non-Lead - Plastic | No | 2021-06-21 | 1 | Rectified Plan |  |  |  |  | Non-Lead - Other |  |  | Installation date is after the lead ban |  |  |  |  | Non-Lead |  |  |  | Domestic
MTR_030568 | 18615 129TH PL SE |  |  |  | Non-Lead - Plastic | No | 2021-06-21 | 1 | Rectified Plan |  |  |  |  | Non-Lead - Other |  |  | Installation date is after the lead ban |  |  |  |  | Non-Lead |  |  |  | Domestic
MTR_030510 | 12825 SE 186TH PL |  |  |  | Non-Lead - Plastic | No | 2021-06-21 | 1 | Rectified Plan |  |  |  |  | Non-Lead - Other |  |  | Installation date is after the lead ban |  |  |  |  | Non-Lead |  |  |  | Domestic
MTR_030714 | 12835 SE 186TH PL |  |  |  | Non-Lead - Plastic | No | 2021-06-21 | 1 | Rectified Plan |  |  |  |  | Non-Lead - Other |  |  | Installation date is after the lead ban |  |  |  |  | Non-Lead |  |  |  | Domestic
MTR_030621 | 12828 SE 186TH PL |  |  |  | Non-Lead - Plastic | No | 2021-06-21 | 1 | Rectified Plan |  |  |  |  | Non-Lead - Other |  |  | Installation date is after the lead ban |  |  |  |  | Non-Lead |  |  |  | Domestic
MTR_030557 | 12820 SE 186TH PL |  |  |  | Non-Lead - Plastic | No | 2021-06-21 | 1 | Rectified Plan |  |  |  |  | Non-Lead - Other |  |  | Installation date is after the lead ban |  |  |  |  | Non-Lead |  |  |  | Domestic
MTR_030495 | 12817 SE 186TH PL |  |  |  | Non-Lead - Plastic | No | 2021-06-21 | 1 | Rectified Plan |  |  |  |  | Non-Lead - Other |  |  | Installation date is after the lead ban |  |  |  |  | Non-Lead |  |  |  | Domestic
MTR_030520 | 12811 SE 186TH PL |  |  |  | Non-Lead - Plastic | No | 2021-06-21 | 1 | Rectified Plan |  |  |  |  | Non-Lead - Other |  |  | Installation date is after the lead ban |  |  |  |  | Non-Lead |  |  |  | Domestic
MTR_030684 | 12801 SE 186TH PL |  |  |  | Non-Lead - Plastic | No | 2021-06-21 | 1 | Rectified Plan |  |  |  |  | Non-Lead - Other |  |  | Installation date is after the lead ban |  |  |  |  | Non-Lead |  |  |  | Domestic
MTR_030490 | 12805 SE 186TH PL |  |  |  | Non-Lead - Plastic | No | 2021-06-21 | 1 | Rectified Plan |  |  |  |  | Non-Lead - Other |  |  | Installation date is after the lead ban |  |  |  |  | Non-Lead |  |  |  | Domestic
MTR_030692 | 12812 SE 186TH PL |  |  |  | Non-Lead - Plastic | No | 2021-06-21 | 1 | Rectified Plan |  |  |  |  | Non-Lead - Other |  |  | Installation date is after the lead ban |  |  |  |  | Non-Lead |  |  |  | Domestic
MTR_030588 | 12804 SE 186TH PL |  |  |  | Non-Lead - Plastic | No | 2021-06-21 | 1 | Rectified Plan |  |  |  |  | Non-Lead - Other |  |  | Installation date is after the lead ban |  |  |  |  | Non-Lead |  |  |  | Domestic
MTR_030547 | 12911 SE 186TH PL |  |  |  | Non-Lead - Plastic | No | 2021-06-21 | 1 | Rectified Plan |  |  |  |  | Non-Lead - Other |  |  | Installation date is after the lead ban |  |  |  |  | Non-Lead |  |  |  | Domestic
MTR_030603 | 12905 SE 186TH PL |  |  |  | Non-Lead - Plastic | No | 2021-06-21 | 1 | Rectified Plan |  |  |  |  | Non-Lead - Other |  |  | Installation date is after the lead ban |  |  |  |  | Non-Lead |  |  |  | Domestic
MTR_030483 | 12916 SE 186TH PL |  |  |  | Non-Lead - Plastic | No | 2021-06-21 | 1 | Rectified Plan |  |  |  |  | Non-Lead - Other |  |  | Installation date is after the lead ban |  |  |  |  | Non-Lead |  |  |  | Domestic
MTR_030719 | 12917 SE 186TH PL |  |  |  | Non-Lead - Plastic | No | 2021-06-21 | 1 | Rectified Plan |  |  |  |  | Non-Lead - Other |  |  | Installation date is after the lead ban |  |  |  |  | Non-Lead |  |  |  | Domestic
MTR_030626 | 12910 SE 186TH PL |  |  |  | Non-Lead - Plastic | No | 2021-06-21 | 1 | Rectified Plan |  |  |  |  | Non-Lead - Other |  |  | Installation date is after the lead ban |  |  |  |  | Non-Lead |  |  |  | Domestic
MTR_030708 | 12904 SE 186TH PL |  |  |  | Non-Lead - Plastic | No | 2021-06-21 | 1 | Rectified Plan |  |  |  |  | Non-Lead - Other |  |  | Installation date is after the lead ban |  |  |  |  | Non-Lead |  |  |  | Domestic
MTR_030575 | 18604 129TH PL SE |  |  |  | Non-Lead - Other | No | 2021-06-21 | 1 | Installation date is after the lead ban |  |  |  |  | Non-Lead - Other |  |  | Installation date is after the lead ban |  |  |  |  | Non-Lead |  |  |  | Domestic
MTR_030559 | 12909 SE 186TH ST |  |  |  | Non-Lead - Other | No | 2021-06-21 | 1 | Installation date is after the lead ban |  |  |  |  | Non-Lead - Other |  |  | Installation date is after the lead ban |  |  |  |  | Non-Lead |  |  |  | Domestic
MTR_030654 | 18516 129TH PL SE |  |  |  | Non-Lead - Other | No | 2021-06-21 | 1 | Installation date is after the lead ban |  |  |  |  | Non-Lead - Other |  |  | Installation date is after the lead ban |  |  |  |  | Non-Lead |  |  |  | Domestic
MTR_030608 | 12912 SE 186TH ST |  |  |  | Non-Lead - Other | No | 2021-06-21 | 1 | Installation date is after the lead ban |  |  |  |  | Non-Lead - Other |  |  | Installation date is after the lead ban |  |  |  |  | Non-Lead |  |  |  | Domestic
MTR_030679 | 12923 SE 186TH ST |  |  |  | Non-Lead - Other | No | 2021-06-21 | 1 | Installation date is after the lead ban |  |  |  |  | Non-Lead - Other |  |  | Installation date is after the lead ban |  |  |  |  | Non-Lead |  |  |  | Domestic
MTR_030645 | 12915 SE 186TH ST |  |  |  | Non-Lead - Other | No | 2021-06-21 | 1 | Installation date is after the lead ban |  |  |  |  | Non-Lead - Other |  |  | Installation date is after the lead ban |  |  |  |  | Non-Lead |  |  |  | Domestic
MTR_030694 | 12926 SE 186TH ST |  |  |  | Non-Lead - Other | No | 2021-06-21 | 1 | Installation date is after the lead ban |  |  |  |  | Non-Lead - Other |  |  | Installation date is after the lead ban |  |  |  |  | Non-Lead |  |  |  | Domestic
MTR_030580 | 12918 SE 186TH ST |  |  |  | Non-Lead - Other | No | 2021-06-21 | 1 | Installation date is after the lead ban |  |  |  |  | Non-Lead - Other |  |  | Installation date is after the lead ban |  |  |  |  | Non-Lead |  |  |  | Domestic
MTR_030532 | 12934 SE 186TH ST |  |  |  | Non-Lead - Other | No | 2021-06-21 | 1 | Installation date is after the lead ban |  |  |  |  | Non-Lead - Other |  |  | Installation date is after the lead ban |  |  |  |  | Non-Lead |  |  |  | Domestic
MTR_030596 | 12938 SE 186TH ST |  |  |  | Non-Lead - Other | No | 2021-06-21 | 1 | Installation date is after the lead ban |  |  |  |  | Non-Lead - Other |  |  | Installation date is after the lead ban |  |  |  |  | Non-Lead |  |  |  | Domestic
MTR_030630 | 12931 SE 186TH ST |  |  |  | Non-Lead - Other | No | 2021-06-21 | 1 | Installation date is after the lead ban |  |  |  |  | Non-Lead - Other |  |  | Installation date is after the lead ban |  |  |  |  | Non-Lead |  |  |  | Domestic
MTR_030721 | 12937 SE 186TH ST |  |  |  | Non-Lead - Other | No | 2021-06-21 | 1 | Installation date is after the lead ban |  |  |  |  | Non-Lead - Other |  |  | Installation date is after the lead ban |  |  |  |  | Non-Lead |  |  |  | Domestic
MTR_030619 | 12942 SE 186TH ST |  |  |  | Non-Lead - Other | No | 2021-06-21 | 1 | Installation date is after the lead ban |  |  |  |  | Non-Lead - Other |  |  | Installation date is after the lead ban |  |  |  |  | Non-Lead |  |  |  | Domestic
MTR_030512 | 12941 SE 186TH ST |  |  |  | Non-Lead - Other | No | 2021-06-21 | 1 | Installation date is after the lead ban |  |  |  |  | Non-Lead - Other |  |  | Installation date is after the lead ban |  |  |  |  | Non-Lead |  |  |  | Domestic
MTR_030566 | 18431 129TH PL SE |  |  |  | Non-Lead - Other | No | 2021-06-21 | 1 | Installation date is after the lead ban |  |  |  |  | Non-Lead - Other |  |  | Installation date is after the lead ban |  |  |  |  | Non-Lead |  |  |  | Domestic
MTR_030730 | 18405 130TH AVE SE |  |  |  | Non-Lead - Other | No | 2021-06-21 | 1 | Installation date is after the lead ban |  |  |  |  | Non-Lead - Other |  |  | Installation date is after the lead ban |  |  |  |  | Non-Lead |  |  |  | Domestic
MTR_030729 | 12842 SE 184TH PL |  |  |  | Non-Lead - Other | No | 2021-06-21 | 1 | Installation date is after the lead ban |  |  |  |  | Non-Lead - Other |  |  | Installation date is after the lead ban |  |  |  |  | Non-Lead |  |  |  | Domestic
MTR_030489 | 18425 129TH PL SE |  |  |  | Non-Lead - Other | No | 2021-06-21 | 1 | Installation date is after the lead ban |  |  |  |  | Non-Lead - Other |  |  | Installation date is after the lead ban |  |  |  |  | Non-Lead |  |  |  | Domestic
MTR_030698 | 12829 SE 184TH PL |  |  |  | Non-Lead - Other | No | 2021-06-21 | 1 | Installation date is after the lead ban |  |  |  |  | Non-Lead - Other |  |  | Installation date is after the lead ban |  |  |  |  | Non-Lead |  |  |  | Domestic
MTR_030494 | 12834 SE 184TH PL |  |  |  | Non-Lead - Other | No | 2021-06-21 | 1 | Installation date is after the lead ban |  |  |  |  | Non-Lead - Other |  |  | Installation date is after the lead ban |  |  |  |  | Non-Lead |  |  |  | Domestic
MTR_030554 | 12828 SE 184TH PL |  |  |  | Non-Lead - Other | No | 2021-06-21 | 1 | Installation date is after the lead ban |  |  |  |  | Non-Lead - Other |  |  | Installation date is after the lead ban |  |  |  |  | Non-Lead |  |  |  | Domestic
MTR_030582 | 12822 SE 184TH PL |  |  |  | Non-Lead - Other | No | 2021-06-21 | 1 | Installation date is after the lead ban |  |  |  |  | Non-Lead - Other |  |  | Installation date is after the lead ban |  |  |  |  | Non-Lead |  |  |  | Domestic
MTR_030636 | 12814 SE 184TH PL |  |  |  | Non-Lead - Other | No | 2021-06-21 | 1 | Installation date is after the lead ban |  |  |  |  | Non-Lead - Other |  |  | Installation date is after the lead ban |  |  |  |  | Non-Lead |  |  |  | Domestic
MTR_030727 | 12821 SE 184TH PL |  |  |  | Non-Lead - Other | No |  |  | Installation date is after the lead ban |  |  |  |  | Non-Lead - Other |  |  | Installation date is after the lead ban |  |  |  |  | Non-Lead
MTR_030501 | 12813 SE 184TH PL |  |  |  | Non-Lead - Other | No | 2021-06-21 | 1 | Installation date is after the lead ban |  |  |  |  | Non-Lead - Other |  |  | Installation date is after the lead ban |  |  |  |  | Non-Lead |  |  |  | Domestic
MTR_030715 | 12806 SE 184TH PL |  |  |  | Non-Lead - Other | No | 2021-06-21 | 1 | Statistical analysis |  |  |  |  | Non-Lead - Other |  |  | Statistical analysis |  |  |  |  | Non-Lead |  |  |  | Domestic
MTR_030593 | 12800 SE 184TH PL |  |  |  | Non-Lead - Other | No | 2021-06-21 | 1 | Installation date is after the lead ban |  |  |  |  | Non-Lead - Other |  |  | Installation date is after the lead ban |  |  |  |  | Non-Lead |  |  |  | Domestic
MTR_030558 | 12718 SE 184TH PL |  |  |  | Non-Lead - Plastic | No | 2021-06-21 | 1 | Rectified Plan |  |  |  |  | Non-Lead - Other |  |  | Installation date is after the lead ban |  |  |  |  | Non-Lead |  |  |  | Domestic
MTR_030496 | 12712 SE 184TH PL |  |  |  | Non-Lead - Plastic | No | 2021-06-21 | 1 | Rectified Plan |  |  |  |  | Non-Lead - Other |  |  | Statistical analysis |  |  |  |  | Non-Lead |  |  |  | Domestic
MTR_030616 | 18463 128TH PL SE |  |  |  | Non-Lead - Other | No | 2021-06-21 | 1 | Installation date is after the lead ban |  |  |  |  | Non-Lead - Other |  |  | Installation date is after the lead ban |  |  |  |  | Non-Lead |  |  |  | Domestic
MTR_030650 | 12810 SE 185TH PL |  |  |  | Non-Lead - Other | No | 2021-06-21 | 1 | Installation date is after the lead ban |  |  |  |  | Non-Lead - Other |  |  | Installation date is after the lead ban |  |  |  |  | Non-Lead |  |  |  | Domestic
MTR_030491 | 12804 SE 185TH PL |  |  |  | Non-Lead - Other | No | 2021-06-21 | 1 | Installation date is after the lead ban |  |  |  |  | Non-Lead - Other |  |  | Installation date is after the lead ban |  |  |  |  | Non-Lead |  |  |  | Domestic
MTR_030516 | 12815 SE 185TH PL |  |  |  | Non-Lead - Other | No | 2021-06-21 | 1 | Installation date is after the lead ban |  |  |  |  | Non-Lead - Other |  |  | Installation date is after the lead ban |  |  |  |  | Non-Lead |  |  |  | Domestic
MTR_030680 | 12816 SE 185TH PL |  |  |  | Non-Lead - Other | No | 2021-06-21 | 1 | Installation date is after the lead ban |  |  |  |  | Non-Lead - Other |  |  | Installation date is after the lead ban |  |  |  |  | Non-Lead |  |  |  | Domestic
MTR_030539 | 18506 128TH PL SE |  |  |  | Non-Lead - Other | No | 2021-06-21 | 1 | Installation date is after the lead ban |  |  |  |  | Non-Lead - Other |  |  | Installation date is after the lead ban |  |  |  |  | Non-Lead |  |  |  | Domestic
MTR_030670 | 18501 128TH PL SE |  |  |  | Non-Lead - Other | No | 2021-06-21 | 1 | Installation date is after the lead ban |  |  |  |  | Non-Lead - Other |  |  | Installation date is after the lead ban |  |  |  |  | Non-Lead |  |  |  | Domestic
MTR_030637 | 18507 128TH PL SE |  |  |  | Non-Lead - Other | No | 2021-06-21 | 1 | Installation date is after the lead ban |  |  |  |  | Non-Lead - Other |  |  | Installation date is after the lead ban |  |  |  |  | Non-Lead |  |  |  | Domestic
MTR_030720 | 12803 SE 186TH ST |  |  |  | Non-Lead - Other | No | 2021-06-21 | 1 | Installation date is after the lead ban |  |  |  |  | Non-Lead - Other |  |  | Installation date is after the lead ban |  |  |  |  | Non-Lead |  |  |  | Domestic
MTR_030600 | 18513 128TH PL SE |  |  |  | Non-Lead - Other | No | 2021-06-21 | 1 | Installation date is after the lead ban |  |  |  |  | Non-Lead - Other |  |  | Installation date is after the lead ban |  |  |  |  | Non-Lead |  |  |  | Domestic
MTR_030481 | 12807 SE 186TH ST |  |  |  | Non-Lead - Other | No | 2021-06-21 | 1 | Installation date is after the lead ban |  |  |  |  | Non-Lead - Other |  |  | Installation date is after the lead ban |  |  |  |  | Non-Lead |  |  |  | Domestic
MTR_030576 | 12815 SE 186TH ST |  |  |  | Non-Lead - Other | No | 2021-06-21 | 1 | Installation date is after the lead ban |  |  |  |  | Non-Lead - Other |  |  | Installation date is after the lead ban |  |  |  |  | Non-Lead |  |  |  | Domestic
MTR_030508 | 12818 SE 186TH ST |  |  |  | Non-Lead - Other | No | 2021-06-21 | 1 | Installation date is after the lead ban |  |  |  |  | Non-Lead - Other |  |  | Installation date is after the lead ban |  |  |  |  | Non-Lead |  |  |  | Domestic
MTR_030704 | 12810 SE 186TH ST |  |  |  | Non-Lead - Other | No | 2021-06-21 | 1 | Installation date is after the lead ban |  |  |  |  | Non-Lead - Other |  |  | Installation date is after the lead ban |  |  |  |  | Non-Lead |  |  |  | Domestic
MTR_030609 | 18605 129TH PL SE |  |  |  | Non-Lead - Other | No | 2021-06-21 | 1 | Installation date is after the lead ban |  |  |  |  | Non-Lead - Other |  |  | Installation date is after the lead ban |  |  |  |  | Non-Lead |  |  |  | Domestic
MTR_030672 | 12819 SE 186TH ST |  |  |  | Non-Lead - Other | No | 2021-06-21 | 1 | Installation date is after the lead ban |  |  |  |  | Non-Lead - Other |  |  | Installation date is after the lead ban |  |  |  |  | Non-Lead |  |  |  | Domestic
MTR_030662 | 12704 SE 184TH PL |  |  |  | Non-Lead - Plastic | No | 2021-06-21 | 1 | Rectified Plan |  |  |  |  | Non-Lead - Other |  |  | Installation date is after the lead ban |  |  |  |  | Non-Lead |  |  |  | Domestic
MTR_030518 | 12612 SE 184TH PL |  |  |  | Non-Lead - Plastic | No | 2021-06-21 | 1 | Rectified Plan |  |  |  |  | Non-Lead - Other |  |  | Installation date is after the lead ban |  |  |  |  | Non-Lead |  |  |  | Domestic
MTR_030581 | 12605 SE 184TH PL |  |  |  | Non-Lead - Plastic | No | 2021-06-21 | 1 | Rectified Plan |  |  |  |  | Non-Lead - Other |  |  | Installation date is after the lead ban |  |  |  |  | Non-Lead |  |  |  | Domestic
MTR_030642 | 18405 127TH AVE SE |  |  |  | Non-Lead - Plastic | No | 2021-06-21 | 1 | Rectified Plan |  |  |  |  | Non-Lead - Other |  |  | Installation date is after the lead ban |  |  |  |  | Non-Lead |  |  |  | Domestic
MTR_030691 | 12610 SE 184TH PL |  |  |  | Non-Lead - Plastic | No | 2021-06-21 | 1 | Rectified Plan |  |  |  |  | Non-Lead - Other |  |  | Installation date is after the lead ban |  |  |  |  | Non-Lead |  |  |  | Domestic
MTR_030631 | 12604 SE 184TH PL |  |  |  | Non-Lead - Plastic | No | 2021-06-21 | 1 | Rectified Plan |  |  |  |  | Non-Lead - Other |  |  | Installation date is after the lead ban |  |  |  |  | Non-Lead |  |  |  | Domestic
MTR_030545 | 18401 126TH PL SE |  |  |  | Non-Lead - Plastic | No | 2021-06-21 | 1 | Rectified Plan |  |  |  |  | Non-Lead - Other |  |  | Installation date is after the lead ban |  |  |  |  | Non-Lead |  |  |  | Domestic
MTR_030592 | 18407 126TH PL SE |  |  |  | Non-Lead - Plastic | No | 2021-06-21 | 1 | Rectified Plan |  |  |  |  | Non-Lead - Other |  |  | Installation date is after the lead ban |  |  |  |  | Non-Lead |  |  |  | Domestic
MTR_030513 | 18419 126TH PL SE |  |  |  | Non-Lead - Plastic | No | 2021-06-21 | 1 | Rectified Plan |  |  |  |  | Non-Lead - Other |  |  | Installation date is after the lead ban |  |  |  |  | Non-Lead |  |  |  | Domestic
MTR_030717 | 18414 126TH PL SE |  |  |  | Non-Lead - Plastic | No | 2021-06-21 | 1 | Rectified Plan |  |  |  |  | Non-Lead - Other |  |  | Installation date is after the lead ban |  |  |  |  | Non-Lead |  |  |  | Domestic
MTR_030500 | 18422 126TH PL SE |  |  |  | Non-Lead - Plastic | No | 2021-06-21 | 1 | Rectified Plan |  |  |  |  | Non-Lead - Other |  |  | Installation date is after the lead ban |  |  |  |  | Non-Lead |  |  |  | Domestic
MTR_030706 | 18425 126TH PL SE |  |  |  | Non-Lead - Plastic | No | 2021-06-21 | 1 | Rectified Plan |  |  |  |  | Non-Lead - Other |  |  | Installation date is after the lead ban |  |  |  |  | Non-Lead |  |  |  | Domestic
MTR_030667 | 18433 126TH PL SE |  |  |  | Non-Lead - Plastic | No | 2021-06-21 | 1 | Rectified Plan |  |  |  |  | Non-Lead - Other |  |  | Installation date is after the lead ban |  |  |  |  | Non-Lead |  |  |  | Domestic
MTR_030525 | 18501 126TH PL SE |  |  |  | Non-Lead - Plastic | No | 2021-06-21 | 1 | Rectified Plan |  |  |  |  | Non-Lead - Other |  |  | Installation date is after the lead ban |  |  |  |  | Non-Lead |  |  |  | Domestic
MTR_030652 | 12610 SE 185TH PL |  |  |  | Non-Lead - Plastic | No | 2021-06-21 | 1 | Rectified Plan |  |  |  |  | Non-Lead - Other |  |  | Installation date is after the lead ban |  |  |  |  | Non-Lead |  |  |  | Domestic
MTR_030614 | 12604 SE 185TH PL |  |  |  | Non-Lead - Plastic | No | 2021-06-21 | 1 | Rectified Plan |  |  |  |  | Non-Lead - Other |  |  | Installation date is after the lead ban |  |  |  |  | Non-Lead |  |  |  | Domestic
MTR_030677 | 12605 SE 185TH PL |  |  |  | Non-Lead - Plastic | No | 2021-06-21 | 1 | Rectified Plan |  |  |  |  | Non-Lead - Other |  |  | Installation date is after the lead ban |  |  |  |  | Non-Lead |  |  |  | Domestic
MTR_030643 | 12611 SE 185TH PL |  |  |  | Non-Lead - Plastic | No | 2021-06-21 | 1 | Rectified Plan |  |  |  |  | Non-Lead - Other |  |  | Installation date is after the lead ban |  |  |  |  | Non-Lead |  |  |  | Domestic
MTR_030578 | 12618 SE 185TH PL |  |  |  | Non-Lead - Plastic | No | 2021-06-21 | 1 | Rectified Plan |  |  |  |  | Non-Lead - Other |  |  | Installation date is after the lead ban |  |  |  |  | Non-Lead |  |  |  | Domestic
MTR_030538 | 12624 SE 185TH PL |  |  |  | Non-Lead - Plastic | No | 2021-06-21 | 1 | Rectified Plan |  |  |  |  | Non-Lead - Other |  |  | Installation date is after the lead ban |  |  |  |  | Non-Lead |  |  |  | Domestic
MTR_030594 | 12630 SE 185TH PL |  |  |  | Non-Lead - Plastic | No | 2021-06-21 | 1 | Rectified Plan |  |  |  |  | Non-Lead - Other |  |  | Installation date is after the lead ban |  |  |  |  | Non-Lead |  |  |  | Domestic
MTR_030628 | 12631 SE 185TH PL |  |  |  | Non-Lead - Plastic | No | 2021-06-21 | 1 | Rectified Plan |  |  |  |  | Non-Lead - Other |  |  | Installation date is after the lead ban |  |  |  |  | Non-Lead |  |  |  | Domestic
MTR_030712 | 12619 SE 185TH PL |  |  |  | Non-Lead - Plastic | No | 2021-06-21 | 1 | Rectified Plan |  |  |  |  | Non-Lead - Other |  |  | Installation date is after the lead ban |  |  |  |  | Non-Lead |  |  |  | Domestic
MTR_030617 | 12625 SE 185TH PL |  |  |  | Non-Lead - Plastic | No | 2021-06-21 | 1 | Rectified Plan |  |  |  |  | Non-Lead - Other |  |  | Installation date is after the lead ban |  |  |  |  | Non-Lead |  |  |  | Domestic
MTR_030479 | 18513 126TH PL SE |  |  |  | Non-Lead - Plastic | No | 2021-06-21 | 1 | Rectified Plan |  |  |  |  | Non-Lead - Other |  |  | Installation date is after the lead ban |  |  |  |  | Non-Lead |  |  |  | Domestic
MTR_030565 | 18525 126TH PL SE |  |  |  | Non-Lead - Plastic | No | 2021-06-21 | 1 | Rectified Plan |  |  |  |  | Non-Lead - Other |  |  | Installation date is after the lead ban |  |  |  |  | Non-Lead |  |  |  | Domestic
MTR_030527 | 18537 126TH PL SE |  |  |  | Non-Lead - Other | No | 2021-06-21 | 1 | Installation date is after the lead ban |  |  |  |  | Non-Lead - Other |  |  | Installation date is after the lead ban |  |  |  |  | Non-Lead |  |  |  | Domestic
MTR_030647 | 18549 126TH PL SE |  |  |  | Non-Lead - Other | No | 2021-06-21 | 1 | Installation date is after the lead ban |  |  |  |  | Non-Lead - Other |  |  | Installation date is after the lead ban |  |  |  |  | Non-Lead |  |  |  | Domestic
MTR_030488 | 18548 126TH PL SE |  |  |  | Non-Lead - Other | No | 2021-06-21 | 1 | Installation date is after the lead ban |  |  |  |  | Non-Lead - Other |  |  | Installation date is after the lead ban |  |  |  |  | Non-Lead |  |  |  | Domestic
MTR_030671 | 18544 126TH PL SE |  |  |  | Non-Lead - Other | No | 2021-06-21 | 1 | Installation date is after the lead ban |  |  |  |  | Non-Lead - Other |  |  | Installation date is after the lead ban |  |  |  |  | Non-Lead |  |  |  | Domestic
MTR_030492 | 18600 126TH PL SE |  |  |  | Non-Lead - Other | No | 2021-06-21 | 1 | Installation date is after the lead ban |  |  |  |  | Non-Lead - Other |  |  | Installation date is after the lead ban |  |  |  |  | Non-Lead |  |  |  | Domestic
MTR_030552 | 18552 126TH PL SE |  |  |  | Non-Lead - Other | No | 2021-06-21 | 1 | Installation date is after the lead ban |  |  |  |  | Non-Lead - Other |  |  | Installation date is after the lead ban |  |  |  |  | Non-Lead |  |  |  | Domestic
MTR_030601 | 18601 126TH PL SE |  |  |  | Non-Lead - Other | No | 2021-06-21 | 1 | Installation date is after the lead ban |  |  |  |  | Non-Lead - Other |  |  | Installation date is after the lead ban |  |  |  |  | Non-Lead |  |  |  | Domestic
MTR_030633 | 18605 126TH PL SE |  |  |  | Non-Lead - Other | No | 2021-06-21 | 1 | Installation date is after the lead ban |  |  |  |  | Non-Lead - Other |  |  | Installation date is after the lead ban |  |  |  |  | Non-Lead |  |  |  | Domestic
MTR_030690 | 18616 126TH PL SE |  |  |  | Non-Lead - Other | No | 2021-06-21 | 1 | Installation date is after the lead ban |  |  |  |  | Non-Lead - Other |  |  | Installation date is after the lead ban |  |  |  |  | Non-Lead |  |  |  | Domestic
MTR_030509 | 18606 126TH PL SE |  |  |  | Non-Lead - Other | No | 2021-06-21 | 1 | Installation date is after the lead ban |  |  |  |  | Non-Lead - Other |  |  | Installation date is after the lead ban |  |  |  |  | Non-Lead |  |  |  | Domestic
MTR_030713 | 18609 126TH PL SE |  |  |  | Non-Lead - Other | No | 2021-06-21 | 1 | Installation date is after the lead ban |  |  |  |  | Non-Lead - Other |  |  | Installation date is after the lead ban |  |  |  |  | Non-Lead |  |  |  | Domestic
MTR_030572 | 18613 126TH PL SE |  |  |  | Non-Lead - Other | No | 2021-06-21 | 1 | Installation date is after the lead ban |  |  |  |  | Non-Lead - Other |  |  | Installation date is after the lead ban |  |  |  |  | Non-Lead |  |  |  | Domestic
MTR_030556 | 18621 126TH PL SE |  |  |  | Non-Lead - Other | No | 2021-06-21 | 1 | Installation date is after the lead ban |  |  |  |  | Non-Lead - Other |  |  | Installation date is after the lead ban |  |  |  |  | Non-Lead |  |  |  | Domestic
MTR_030663 | 18617 126TH PL SE |  |  |  | Non-Lead - Other | No | 2021-06-21 | 1 | Installation date is after the lead ban |  |  |  |  | Non-Lead - Other |  |  | Installation date is after the lead ban |  |  |  |  | Non-Lead |  |  |  | Domestic
MTR_030624 | 18701 126TH PL SE |  |  |  | Non-Lead - Other | No | 2021-06-21 | 1 | Installation date is after the lead ban |  |  |  |  | Non-Lead - Other |  |  | Installation date is after the lead ban |  |  |  |  | Non-Lead |  |  |  | Domestic
MTR_030649 | 18625 126TH PL SE |  |  |  | Non-Lead - Other | No | 2021-06-21 | 1 | Installation date is after the lead ban |  |  |  |  | Non-Lead - Other |  |  | Installation date is after the lead ban |  |  |  |  | Non-Lead |  |  |  | Domestic
MTR_030739 | 12605 SE 187TH PL |  |  |  | Non-Lead - Other | No | 2021-06-21 | 1 | Installation date is after the lead ban |  |  |  |  | Non-Lead - Other |  |  | Installation date is after the lead ban |  |  |  |  | Non-Lead |  |  |  | Domestic
MTR_030740 | 12611 SE 187TH PL |  |  |  | Non-Lead - Other | No | 2021-06-21 | 1 | Installation date is after the lead ban |  |  |  |  | Non-Lead - Other |  |  | Installation date is after the lead ban |  |  |  |  | Non-Lead |  |  |  | Domestic
MTR_030651 | 12610 SE 187TH PL |  |  |  | Non-Lead - Other | No | 2021-06-21 | 1 | Installation date is after the lead ban |  |  |  |  | Non-Lead - Other |  |  | Installation date is after the lead ban |  |  |  |  | Non-Lead |  |  |  | Domestic
MTR_030546 | 12604 SE 187TH PL |  |  |  | Non-Lead - Other | No | 2021-06-21 | 1 | Installation date is after the lead ban |  |  |  |  | Non-Lead - Other |  |  | Installation date is after the lead ban |  |  |  |  | Non-Lead |  |  |  | Domestic
MTR_030668 | 12620 SE 187TH PL |  |  |  | Non-Lead - Other | No | 2021-06-21 | 1 | Installation date is after the lead ban |  |  |  |  | Non-Lead - Other |  |  | Installation date is after the lead ban |  |  |  |  | Non-Lead |  |  |  | Domestic
MTR_030627 | 12616 SE 187TH PL |  |  |  | Non-Lead - Other | No | 2021-06-21 | 1 | Installation date is after the lead ban |  |  |  |  | Non-Lead - Other |  |  | Installation date is after the lead ban |  |  |  |  | Non-Lead |  |  |  | Domestic
MTR_030718 | 12617 SE 187TH PL |  |  |  | Non-Lead - Other | No | 2021-06-21 | 1 | Installation date is after the lead ban |  |  |  |  | Non-Lead - Other |  |  | Installation date is after the lead ban |  |  |  |  | Non-Lead |  |  |  | Domestic
MTR_030577 | 12621 SE 187TH PL |  |  |  | Non-Lead - Other | No | 2021-06-21 | 1 | Installation date is after the lead ban |  |  |  |  | Non-Lead - Other |  |  | Installation date is after the lead ban |  |  |  |  | Non-Lead |  |  |  | Domestic
MTR_030529 | 12704 SE 188TH PL |  |  |  | Non-Lead - Other | No | 2021-06-21 | 1 | Installation date is after the lead ban |  |  |  |  | Non-Lead - Other |  |  | Installation date is after the lead ban |  |  |  |  | Non-Lead |  |  |  | Domestic
MTR_030574 | 12710 SE 188TH PL |  |  |  | Non-Lead - Other | No | 2021-06-21 | 1 | Rectified Plan |  |  |  |  | Non-Lead - Other |  |  | Statistical analysis |  |  |  |  | Non-Lead |  |  |  | Domestic
MTR_030526 | 12705 SE 188TH PL |  |  |  | Non-Lead - Other | No | 2021-06-21 | 1 | Rectified Plan |  |  |  |  | Non-Lead - Other |  |  | Statistical analysis |  |  |  |  | Non-Lead |  |  |  | Domestic
MTR_030702 | 12713 SE 188TH PL |  |  |  | Non-Lead - Other | No | 2021-06-21 | 1 | Rectified Plan |  |  |  |  | Non-Lead - Other |  |  | Statistical analysis |  |  |  |  | Non-Lead |  |  |  | Domestic
MTR_030607 | 12716 SE 188TH PL |  |  |  | Non-Lead - Other | No | 2021-06-21 | 1 | Rectified Plan |  |  |  |  | Non-Lead - Other |  |  | Statistical analysis |  |  |  |  | Non-Lead |  |  |  | Domestic
MTR_030678 | 12725 SE 188TH PL |  |  |  | Non-Lead - Other | No | 2021-06-21 | 1 | Rectified Plan |  |  |  |  | Non-Lead - Other |  |  | Statistical analysis |  |  |  |  | Non-Lead |  |  |  | Domestic
MTR_030659 | 12719 SE 188TH PL |  |  |  | Non-Lead - Other | No | 2021-06-21 | 1 | Rectified Plan |  |  |  |  | Non-Lead - Other |  |  | Statistical analysis |  |  |  |  | Non-Lead |  |  |  | Domestic
MTR_030550 | 12726 SE 188TH PL |  |  |  | Non-Lead - Other | No | 2021-06-21 | 1 | Rectified Plan |  |  |  |  | Non-Lead - Other |  |  | Statistical analysis |  |  |  |  | Non-Lead |  |  |  | Domestic
MTR_030579 | 12722 SE 188TH PL |  |  |  | Non-Lead - Other | No | 2021-06-21 | 1 | Rectified Plan |  |  |  |  | Non-Lead - Other |  |  | Statistical analysis |  |  |  |  | Non-Lead |  |  |  | Domestic
MTR_030640 | 18851 127TH PL SE |  |  |  | Non-Lead - Other | No | 2021-06-21 | 1 | Rectified Plan |  |  |  |  | Non-Lead - Other |  |  | Statistical analysis |  |  |  |  | Non-Lead |  |  |  | Domestic
MTR_030696 | 12545 SE 188TH PL |  |  |  | Non-Lead - Other | No | 2021-06-21 | 1 | Rectified Plan |  |  |  |  | Non-Lead - Other |  |  | Statistical analysis |  |  |  |  | Non-Lead |  |  |  | Domestic
MTR_030629 | 12545 SE 188TH PL |  |  |  | Non-Lead - Other | No | 2021-06-21 | 1 | Rectified Plan |  |  |  |  | Non-Lead - Other |  |  | Statistical analysis |  |  |  |  | Non-Lead |  |  |  | Domestic
MTR_030535 | 12539 SE 188TH PL |  |  |  | Non-Lead - Other | No | 2021-06-21 | 1 | Rectified Plan |  |  |  |  | Non-Lead - Other |  |  | Statistical analysis |  |  |  |  | Non-Lead |  |  |  | Domestic
MTR_030591 | 12532 SE 188TH PL |  |  |  | Non-Lead - Other | No | 2021-06-21 | 1 | Rectified Plan |  |  |  |  | Non-Lead - Other |  |  | Statistical analysis |  |  |  |  | Non-Lead |  |  |  | Domestic
MTR_030511 | 12542 SE 188TH PL |  |  |  | Non-Lead - Other | No | 2021-06-21 | 1 | Rectified Plan |  |  |  |  | Non-Lead - Other |  |  | Statistical analysis |  |  |  |  | Non-Lead |  |  |  | Domestic
MTR_030724 | 12525 SE 188TH PL |  |  |  | Non-Lead - Other | No | 2021-06-21 | 1 | Rectified Plan |  |  |  |  | Non-Lead - Other |  |  | Statistical analysis |  |  |  |  | Non-Lead |  |  |  | Domestic
MTR_030498 | 12531 SE 188TH PL |  |  |  | Non-Lead - Other | No | 2021-06-21 | 1 | Rectified Plan |  |  |  |  | Non-Lead - Other |  |  | Statistical analysis |  |  |  |  | Non-Lead |  |  |  | Domestic
MTR_030648 | 12518 SE 188TH PL |  |  |  | Non-Lead - Other | No | 2021-06-21 | 1 | Installation date is after the lead ban |  |  |  |  | Non-Lead - Other |  |  | Installation date is after the lead ban |  |  |  |  | Non-Lead |  |  |  | Domestic
MTR_030665 | 12526 SE 188TH PL |  |  |  | Non-Lead - Other | No | 2021-06-21 | 1 | Installation date is after the lead ban |  |  |  |  | Non-Lead - Other |  |  | Installation date is after the lead ban |  |  |  |  | Non-Lead |  |  |  | Domestic
MTR_030523 | 12517 SE 188TH PL |  |  |  | Non-Lead - Other | No | 2021-06-21 | 1 | Rectified Plan |  |  |  |  | Non-Lead - Other |  |  | Statistical analysis |  |  |  |  | Non-Lead |  |  |  | Domestic
MTR_030493 | 12525 SE 188TH PL |  |  |  | Non-Lead - Other | No | 2021-06-21 | 1 | Rectified Plan |  |  |  |  | Non-Lead - Other |  |  | Statistical analysis |  |  |  |  | Non-Lead |  |  |  | Domestic
MTR_030553 | 12503 SE 188TH PL |  |  |  | Non-Lead - Other | No | 2021-06-21 | 1 | Rectified Plan |  |  |  |  | Non-Lead - Other |  |  | Statistical analysis |  |  |  |  | Non-Lead |  |  |  | Domestic
MTR_030701 | 12511 SE 188TH PL |  |  |  | Non-Lead - Other | No | 2021-06-21 | 1 | Rectified Plan |  |  |  |  | Non-Lead - Other |  |  | Statistical analysis |  |  |  |  | Non-Lead |  |  |  | Domestic
MTR_030634 | 12512 SE 188TH PL |  |  |  | Non-Lead - Other | No | 2021-06-21 | 1 | Installation date is after the lead ban |  |  |  |  | Non-Lead - Other |  |  | Installation date is after the lead ban |  |  |  |  | Non-Lead |  |  |  | Domestic
MTR_030726 | 12504 SE 188TH PL |  |  |  | Non-Lead - Other | No | 2021-06-21 | 1 | Installation date is after the lead ban |  |  |  |  | Non-Lead - Other |  |  | Installation date is after the lead ban |  |  |  |  | Non-Lead |  |  |  | Domestic
MTR_030585 | 12500 SE 188TH PL |  |  |  | Non-Lead - Other | No | 2021-06-21 | 1 | Statistical analysis |  |  |  |  | Non-Lead - Other |  |  | Statistical analysis |  |  |  |  | Non-Lead |  |  |  | Domestic
MTR_030537 | 12500 SE 188TH PL |  |  |  | Non-Lead - Other | No | 2021-06-21 | 1 | Statistical analysis |  |  |  |  | Non-Lead - Other |  |  | Statistical analysis |  |  |  |  | Non-Lead |  |  |  | Domestic
MTR_030573 | 18857 127TH PL SE |  |  |  | Non-Lead - Other | No | 2021-06-21 | 1 | Rectified Plan |  |  |  |  | Non-Lead - Other |  |  | Statistical analysis |  |  |  |  | Non-Lead |  |  |  | Domestic
MTR_030504 | 18865 127TH PL SE |  |  |  | Non-Lead - Other | No | 2021-06-21 | 1 | Rectified Plan |  |  |  |  | Non-Lead - Other |  |  | Statistical analysis |  |  |  |  | Non-Lead |  |  |  | Domestic
MTR_030710 | 12710 SE 189TH ST |  |  |  | Non-Lead - Other | No | 2021-06-21 | 1 | Rectified Plan |  |  |  |  | Non-Lead - Other |  |  | Statistical analysis |  |  |  |  | Non-Lead |  |  |  | Domestic
MTR_030625 | 12704 SE 189TH ST |  |  |  | Non-Lead - Other | No | 2021-06-21 | 1 | Installation date is after the lead ban |  |  |  |  | Non-Lead - Other |  |  | Installation date is after the lead ban |  |  |  |  | Non-Lead |  |  |  | Domestic
MTR_030486 | 12716 SE 189TH ST |  |  |  | Non-Lead - Other | No | 2021-06-21 | 1 | Rectified Plan |  |  |  |  | Non-Lead - Other |  |  | Statistical analysis |  |  |  |  | Non-Lead |  |  |  | Domestic
MTR_030657 | 12717 SE 189TH ST |  |  |  | Non-Lead - Other | No | 2021-06-21 | 1 | Statistical analysis |  |  |  |  | Non-Lead - Other |  |  | Statistical analysis |  |  |  |  | Non-Lead |  |  |  | Domestic
MTR_030515 | 18904 127TH PL SE |  |  |  | Non-Lead - Other | No | 2021-06-21 | 1 | Rectified Plan |  |  |  |  | Non-Lead - Other |  |  | Statistical analysis |  |  |  |  | Non-Lead |  |  |  | Domestic
MTR_030563 | 12711 SE 189TH ST |  |  |  | Non-Lead - Other | No | 2021-06-21 | 1 | Rectified Plan |  |  |  |  | Non-Lead - Other |  |  | Statistical analysis |  |  |  |  | Non-Lead |  |  |  | Domestic
MTR_030606 | 18903 127TH PL SE |  |  |  | Non-Lead - Other | No | 2021-06-21 | 1 | Rectified Plan |  |  |  |  | Non-Lead - Other |  |  | Statistical analysis |  |  |  |  | Non-Lead |  |  |  | Domestic
MTR_030669 | 18909 127TH PL SE |  |  |  | Non-Lead - Other | No | 2021-06-21 | 1 | Rectified Plan |  |  |  |  | Non-Lead - Other |  |  | Statistical analysis |  |  |  |  | Non-Lead |  |  |  | Domestic
MTR_030682 | 18910 127TH PL SE |  |  |  | Non-Lead - Other | No | 2021-06-21 | 1 | Rectified Plan |  |  |  |  | Non-Lead - Other |  |  | Statistical analysis |  |  |  |  | Non-Lead |  |  |  | Domestic
MTR_030541 | 18917 127TH PL SE |  |  |  | Non-Lead - Other | No | 2021-06-21 | 1 | Rectified Plan |  |  |  |  | Non-Lead - Other |  |  | Statistical analysis |  |  |  |  | Non-Lead |  |  |  | Domestic
MTR_030598 | 18923 127TH PL SE |  |  |  | Non-Lead - Other | No | 2021-06-21 | 1 | Rectified Plan |  |  |  |  | Non-Lead - Other |  |  | Statistical analysis |  |  |  |  | Non-Lead |  |  |  | Domestic
MTR_030530 | 12710 SE 189TH PL |  |  |  | Non-Lead - Other | No | 2021-06-21 | 1 | Rectified Plan |  |  |  |  | Non-Lead - Other |  |  | Statistical analysis |  |  |  |  | Non-Lead |  |  |  | Domestic
MTR_030688 | 18920 127TH PL SE |  |  |  | Non-Lead - Other | No | 2021-06-21 | 1 | Rectified Plan |  |  |  |  | Non-Lead - Other |  |  | Statistical analysis |  |  |  |  | Non-Lead |  |  |  | Domestic
MTR_030507 | 12722 SE 189TH PL |  |  |  | Non-Lead - Other | No | 2021-06-21 | 1 | Rectified Plan |  |  |  |  | Non-Lead - Other |  |  | Statistical analysis |  |  |  |  | Non-Lead |  |  |  | Domestic
MTR_030703 | 12716 SE 189TH PL |  |  |  | Non-Lead - Other | No | 2021-06-21 | 1 | Rectified Plan |  |  |  |  | Non-Lead - Other |  |  | Statistical analysis |  |  |  |  | Non-Lead |  |  |  | Domestic
MTR_030569 | 12725 SE 189TH PL |  |  |  | Non-Lead - Other | No | 2021-06-21 | 1 | Rectified Plan |  |  |  |  | Non-Lead - Other |  |  | Statistical analysis |  |  |  |  | Non-Lead |  |  |  | Domestic
MTR_030561 | 12721 SE 189TH PL |  |  |  | Non-Lead - Other | No | 2021-06-21 | 1 | Rectified Plan |  |  |  |  | Non-Lead - Other |  |  | Statistical analysis |  |  |  |  | Non-Lead |  |  |  | Domestic
MTR_030660 | 12715 SE 189TH PL |  |  |  | Non-Lead - Other | No | 2021-06-21 | 1 | Rectified Plan |  |  |  |  | Non-Lead - Other |  |  | Statistical analysis |  |  |  |  | Non-Lead |  |  |  | Domestic
MTR_030622 | 12705 SE 189TH PL |  |  |  | Non-Lead - Other | No | 2021-06-21 | 1 | Rectified Plan |  |  |  |  | Non-Lead - Other |  |  | Statistical analysis |  |  |  |  | Non-Lead |  |  |  | Domestic
MTR_030674 | 12709 SE 189TH PL |  |  |  | Non-Lead - Other | No | 2021-06-21 | 1 | Rectified Plan |  |  |  |  | Non-Lead - Other |  |  | Statistical analysis |  |  |  |  | Non-Lead |  |  |  | Domestic
MTR_030641 | 18955 127TH PL SE |  |  |  | Non-Lead - Other | No | 2021-06-21 | 1 | Rectified Plan |  |  |  |  | Non-Lead - Other |  |  | Statistical analysis |  |  |  |  | Non-Lead |  |  |  | Domestic
MTR_030521 | 18961 127TH PL SE |  |  |  | Non-Lead - Other | No | 2021-06-21 | 1 | Rectified Plan |  |  |  |  | Non-Lead - Other |  |  | Statistical analysis |  |  |  |  | Non-Lead |  |  |  | Domestic
MTR_030685 | 18960 127TH PL SE |  |  |  | Non-Lead - Other | No | 2021-06-21 | 1 | Rectified Plan |  |  |  |  | Non-Lead - Other |  |  | Statistical analysis |  |  |  |  | Non-Lead |  |  |  | Domestic
MTR_030543 | 18967 127TH PL SE |  |  |  | Non-Lead - Other | No | 2021-06-21 | 1 | Rectified Plan |  |  |  |  | Non-Lead - Other |  |  | Statistical analysis |  |  |  |  | Non-Lead |  |  |  | Domestic
MTR_030693 | 18973 127TH PL SE |  |  |  | Non-Lead - Other | No | 2021-06-21 | 1 | Rectified Plan |  |  |  |  | Non-Lead - Other |  |  | Statistical analysis |  |  |  |  | Non-Lead |  |  |  | Domestic
MTR_030589 | 19004 127TH PL SE |  |  |  | Non-Lead - Other | No | 2021-06-21 | 1 | Rectified Plan |  |  |  |  | Non-Lead - Other |  |  | Statistical analysis |  |  |  |  | Non-Lead |  |  |  | Domestic
MTR_030725 | 12709 SE 190TH PL |  |  |  | Non-Lead - Other | No | 2021-06-21 | 1 | Rectified Plan |  |  |  |  | Non-Lead - Other |  |  | Statistical analysis |  |  |  |  | Non-Lead |  |  |  | Domestic
MTR_030604 | 12704 SE 190TH PL |  |  |  | Non-Lead - Other | No | 2021-06-21 | 1 | Rectified Plan |  |  |  |  | Non-Lead - Other |  |  | Statistical analysis |  |  |  |  | Non-Lead |  |  |  | Domestic
MTR_030484 | 12704 SE 190TH PL |  |  |  | Non-Lead - Other | No | 2021-06-21 | 1 | Rectified Plan |  |  |  |  | Non-Lead - Other |  |  | Statistical analysis |  |  |  |  | Non-Lead |  |  |  | Domestic
MTR_030666 | 12725 SE 190TH PL |  |  |  | Non-Lead - Other | No | 2021-06-21 | 1 | Rectified Plan |  |  |  |  | Non-Lead - Other |  |  | Statistical analysis |  |  |  |  | Non-Lead |  |  |  | Domestic
MTR_030524 | 12717 SE 190TH PL |  |  |  | Non-Lead - Other | No | 2021-06-21 | 1 | Rectified Plan |  |  |  |  | Non-Lead - Other |  |  | Statistical analysis |  |  |  |  | Non-Lead |  |  |  | Domestic
MTR_030709 | 12728 SE 190TH PL |  |  |  | Non-Lead - Other | No | 2021-06-21 | 1 | Rectified Plan |  |  |  |  | Non-Lead - Other |  |  | Statistical analysis |  |  |  |  | Non-Lead |  |  |  | Domestic
MTR_030613 | 12720 SE 190TH PL |  |  |  | Non-Lead - Other | No | 2021-06-21 | 1 | Rectified Plan |  |  |  |  | Non-Lead - Other |  |  | Statistical analysis |  |  |  |  | Non-Lead |  |  |  | Domestic
MTR_030676 | 12740 SE 190TH PL |  |  |  | Non-Lead - Other | No | 2021-06-21 | 1 | Rectified Plan |  |  |  |  | Non-Lead - Other |  |  | Statistical analysis |  |  |  |  | Non-Lead |  |  |  | Domestic
MTR_030655 | 12734 SE 190TH PL |  |  |  | Non-Lead - Other | No | 2021-06-21 | 1 | Rectified Plan |  |  |  |  | Non-Lead - Other |  |  | Statistical analysis |  |  |  |  | Non-Lead |  |  |  | Domestic
MTR_030549 | 12735 SE 190TH PL |  |  |  | Non-Lead - Other | No | 2021-06-21 | 1 | Rectified Plan |  |  |  |  | Non-Lead - Other |  |  | Statistical analysis |  |  |  |  | Non-Lead |  |  |  | Domestic
MTR_030586 | 12729 SE 190TH PL |  |  |  | Non-Lead - Other | No | 2021-06-21 | 1 | Rectified Plan |  |  |  |  | Non-Lead - Other |  |  | Statistical analysis |  |  |  |  | Non-Lead |  |  |  | Domestic
MTR_030646 | 19003 127TH PL SE |  |  |  | Non-Lead - Other | No | 2021-06-21 | 1 | Rectified Plan |  |  |  |  | Non-Lead - Other |  |  | Statistical analysis |  |  |  |  | Non-Lead |  |  |  | Domestic
MTR_030695 | 19009 127TH PL SE |  |  |  | Non-Lead - Other | No | 2021-06-21 | 1 | Rectified Plan |  |  |  |  | Non-Lead - Other |  |  | Statistical analysis |  |  |  |  | Non-Lead |  |  |  | Domestic
MTR_030506 MTR_030507 MTR_030508 | 12704 SE 191ST PL |  |  |  | Non-Lead - Other | No | 2021-06-21 | 1 | Rectified Plan |  |  |  |  | Non-Lead - Other |  |  | Statistical analysis |  |  |  |  | Non-Lead |  |  |  | Domestic
MTR_030533 | 18402 127TH AVE SE |  |  |  | Non-Lead - Plastic | No | 2021-06-21 | 1 | Rectified Plan |  |  |  |  | Non-Lead - Other |  |  | Installation date is after the lead ban |  |  |  |  | Non-Lead |  |  |  | Domestic
MTR_030597 | 18410 127TH AVE SE |  |  |  | Non-Lead - Plastic | No | 2021-06-21 | 1 | Rectified Plan |  |  |  |  | Non-Lead - Other |  |  | Installation date is after the lead ban |  |  |  |  | Non-Lead |  |  |  | Domestic
MTR_030487 | 18413 127TH AVE SE |  |  |  | Non-Lead - Plastic | No | 2021-06-21 | 1 | Rectified Plan |  |  |  |  | Non-Lead - Other |  |  | Installation date is after the lead ban |  |  |  |  | Non-Lead |  |  |  | Domestic
MTR_030722 | 18417 127TH AVE SE |  |  |  | Non-Lead - Plastic | No | 2021-06-21 | 1 | Rectified Plan |  |  |  |  | Non-Lead - Other |  |  | Installation date is after the lead ban |  |  |  |  | Non-Lead |  |  |  | Domestic
MTR_030620 | 18421 127TH AVE SE |  |  |  | Non-Lead - Plastic | No | 2021-06-21 | 1 | Rectified Plan |  |  |  |  | Non-Lead - Other |  |  | Installation date is after the lead ban |  |  |  |  | Non-Lead |  |  |  | Domestic
MTR_030564 | 18414 127TH AVE SE |  |  |  | Non-Lead - Plastic | No | 2021-06-21 | 1 | Rectified Plan |  |  |  |  | Non-Lead - Other |  |  | Installation date is after the lead ban |  |  |  |  | Non-Lead |  |  |  | Domestic
MTR_030567 | 18418 127TH AVE SE |  |  |  | Non-Lead - Plastic | No | 2021-06-21 | 1 | Rectified Plan |  |  |  |  | Non-Lead - Other |  |  | Installation date is after the lead ban |  |  |  |  | Non-Lead |  |  |  | Domestic
MTR_030729 |  |  |  |  | Non-Lead - Plastic | No | 2021-06-21 | 1 | Rectified Plan |  |  |  |  | Non-Lead - Other |  |  | Installation date is after the lead ban |  |  |  |  | Non-Lead |  |  |  | Domestic
MTR_030730 |  |  |  |  | Non-Lead - Plastic | No | 2021-06-21 | 1 | Rectified Plan |  |  |  |  | Non-Lead - Other |  |  | Installation date is after the lead ban |  |  |  |  | Non-Lead |  |  |  | Domestic
MTR_030731 |  |  |  |  | Non-Lead - Plastic | No | 2021-06-21 | 1 | Rectified Plan |  |  |  |  | Non-Lead - Other |  |  | Statistical analysis |  |  |  |  | Non-Lead |  |  |  | Domestic
MTR_030732 |  |  |  |  | Non-Lead - Plastic | No | 2021-06-21 | 1 | Rectified Plan |  |  |  |  | Non-Lead - Other |  |  | Statistical analysis |  |  |  |  | Non-Lead |  |  |  | Domestic
MTR_030733 |  |  |  |  | Non-Lead - Plastic | No | 2021-06-21 | 1 | Rectified Plan |  |  |  |  | Non-Lead - Other |  |  | Statistical analysis |  |  |  |  | Non-Lead |  |  |  | Domestic
MTR_030734 |  |  |  |  | Non-Lead - Plastic | No | 2021-06-21 | 1 | Rectified Plan |  |  |  |  | Non-Lead - Other |  |  | Statistical analysis |  |  |  |  | Non-Lead |  |  |  | Domestic
MTR_030735 |  |  |  |  | Non-Lead - Plastic | No | 2021-06-21 | 1 | Rectified Plan |  |  |  |  | Non-Lead - Other |  |  | Statistical analysis |  |  |  |  | Non-Lead |  |  |  | Domestic
MTR_030736 |  |  |  |  | Non-Lead - Plastic | No | 2021-06-21 | 1 | Rectified Plan |  |  |  |  | Non-Lead - Other |  |  | Statistical analysis |  |  |  |  | Non-Lead |  |  |  | Domestic
MTR_030737 |  |  |  |  | Non-Lead - Plastic | No | 2021-06-21 | 1 | Rectified Plan |  |  |  |  | Non-Lead - Other |  |  | Statistical analysis |  |  |  |  | Non-Lead |  |  |  | Domestic
MTR_030738 |  |  |  |  | Non-Lead - Other | Unknown |  | 0 | Statistical analysis |  |  |  |  | Non-Lead - Other |  |  | Statistical analysis |  |  |  |  | Non-Lead |  |  |  | Domestic
MTR_030741 | 12749 SE 191ST PL |  |  |  | Non-Lead - Other | No | 2021-06-21 | 1 | Rectified Plan |  |  |  |  | Non-Lead - Other |  |  | Statistical analysis |  |  |  |  | Non-Lead |  |  |  | Domestic
MTR_030742 | 14630 SE 188TH PL |  |  |  | Non-Lead - Other | No |  | 1 | Installation date is after the lead ban |  |  |  |  | Non-Lead - Other |  |  | Installation date is after the lead ban |  |  |  |  | Non-Lead |  |  |  | Domestic
MTR_030743 | 14726 SE 188TH PL |  |  |  | Non-Lead - Other | No |  | 1 | Installation date is after the lead ban |  |  |  |  | Non-Lead - Other |  |  | Installation date is after the lead ban |  |  |  |  | Non-Lead |  |  |  | Domestic
MTR_030744 | 14726 SE 188TH PL |  |  |  | Non-Lead - Other | No |  | 1 | Installation date is after the lead ban |  |  |  |  | Non-Lead - Other |  |  | Installation date is after the lead ban |  |  |  |  | Non-Lead |  |  |  | Domestic
MTR_030745 |  |  |  |  | Non-Lead - Other | No | 2021-12-13 | 1.5 | Installation date is after the lead ban |  |  |  |  | Non-Lead - Other |  |  | Installation date is after the lead ban |  |  |  |  | Non-Lead |  |  |  | Irrigation
MTR_030746 | 10515 SE 208TH ST |  |  |  | Non-Lead - Other | No | 2021-12-13 | 1 | Installation date is after the lead ban |  |  |  |  | Non-Lead - Other |  |  | Installation date is after the lead ban |  |  |  |  | Non-Lead |  |  |  | Domestic
MTR_030747 | 22412 104TH AVE SE |  |  |  | Non-Lead - Other | Unknown |  | 0 | Statistical analysis |  |  |  |  | Non-Lead - Other |  |  | Statistical analysis |  |  |  |  | Non-Lead |  |  |  | Domestic
MTR_030748 | 9605 S 201ST PL | LOT 1 NE OBERON |  |  | Non-Lead - Plastic | No | 2022-01-11 | 1 | Rectified Plan |  |  |  |  | Non-Lead - Other |  |  | Installation date is after the lead ban |  |  |  |  | Non-Lead |  |  |  | Domestic
MTR_030749 | 9609 S 201ST PL | LOT 2 NW OBERON |  |  | Non-Lead - Plastic | No | 2022-01-11 | 1 | Rectified Plan |  |  |  |  | Non-Lead - Other |  |  | Installation date is after the lead ban |  |  |  |  | Non-Lead |  |  |  | Domestic
MTR_030750 | 9616 S 201ST PL | LOT 25 NW OBERON |  |  | Non-Lead - Plastic | No | 2022-01-11 | 1 | Rectified Plan |  |  |  |  | Non-Lead - Other |  |  | Installation date is after the lead ban |  |  |  |  | Non-Lead |  |  |  | Domestic
MTR_030751 | 9614 S 201ST PL | LOT 26 SW OBERON |  |  | Non-Lead - Plastic | No | 2022-01-11 | 1 | Rectified Plan |  |  |  |  | Non-Lead - Other |  |  | Installation date is after the lead ban |  |  |  |  | Non-Lead |  |  |  | Domestic
MTR_030752 | 9608 S 201ST PL | LOT 29 SE OBERON |  |  | Non-Lead - Plastic | No | 2022-01-11 | 1 | Rectified Plan |  |  |  |  | Non-Lead - Other |  |  | Installation date is after the lead ban |  |  |  |  | Non-Lead |  |  |  | Domestic
MTR_030753 | 9610 S 201ST PL | LOT 28 SE OBERON |  |  | Non-Lead - Plastic | No | 2022-01-11 | 1 | Rectified Plan |  |  |  |  | Non-Lead - Other |  |  | Installation date is after the lead ban |  |  |  |  | Non-Lead |  |  |  | Domestic
MTR_030754 | 9612 S 201ST PL | LOT 27 SW OBERON |  |  | Non-Lead - Plastic | No | 2022-01-11 | 1 | Rectified Plan |  |  |  |  | Non-Lead - Other |  |  | Installation date is after the lead ban |  |  |  |  | Non-Lead |  |  |  | Domestic
MTR_030755 | 9617 S 201ST PL | LOT 3 NE OBERON |  |  | Non-Lead - Plastic | No | 2022-01-11 | 1 | Rectified Plan |  |  |  |  | Non-Lead - Other |  |  | Installation date is after the lead ban |  |  |  |  | Non-Lead |  |  |  | Domestic
MTR_030756 | 9621 S 201ST PL | LOT 4 NW OF PROPERTY |  |  | Non-Lead - Plastic | No | 2022-01-11 | 1 | Rectified Plan |  |  |  |  | Non-Lead - Other |  |  | Installation date is after the lead ban |  |  |  |  | Non-Lead |  |  |  | Domestic
MTR_030757 | 9625 S 201ST PL | LOT 5 NE OBERON |  |  | Non-Lead - Plastic | No | 2022-01-11 | 1 | Rectified Plan |  |  |  |  | Non-Lead - Other |  |  | Installation date is after the lead ban |  |  |  |  | Non-Lead |  |  |  | Domestic
MTR_030758 | 9629 S 201ST PL | LOT 6 NW OBERON |  |  | Non-Lead - Plastic | No | 2022-01-11 | 1 | Rectified Plan |  |  |  |  | Non-Lead - Other |  |  | Installation date is after the lead ban |  |  |  |  | Non-Lead |  |  |  | Domestic
MTR_030759 | 9633 S 201ST PL | LOT 7 N OBERON |  |  | Non-Lead - Plastic | No | 2022-01-11 | 1 | Rectified Plan |  |  |  |  | Non-Lead - Other |  |  | Installation date is after the lead ban |  |  |  |  | Non-Lead |  |  |  | Domestic
MTR_030760 | 20117 97TH AVE S | LOT 24 NE OBERON |  |  | Non-Lead - Plastic | No | 2022-01-11 | 1 | Rectified Plan |  |  |  |  | Non-Lead - Other |  |  | Installation date is after the lead ban |  |  |  |  | Non-Lead |  |  |  | Domestic
MTR_030761 | 20113 97TH AVE S | LOT 23 SE OBERON |  |  | Non-Lead - Plastic | No | 2022-01-11 | 1 | Rectified Plan |  |  |  |  | Non-Lead - Other |  |  | Installation date is after the lead ban |  |  |  |  | Non-Lead |  |  |  | Domestic
MTR_030762 | 20116 97TH AVE S | LOT 19 NW OBERON |  |  | Non-Lead - Plastic | No | 2022-01-11 | 1 | Rectified Plan |  |  |  |  | Non-Lead - Other |  |  | Installation date is after the lead ban |  |  |  |  | Non-Lead |  |  |  | Domestic
MTR_030763 | 20112 97TH AVE S | LOT 20 SW OBERON |  |  | Non-Lead - Plastic | No | 2022-01-11 | 1 | Rectified Plan |  |  |  |  | Non-Lead - Other |  |  | Installation date is after the lead ban |  |  |  |  | Non-Lead |  |  |  | Domestic
MTR_030764 | 20109 97TH AVE S | LOT 22 SE OBERON |  |  | Non-Lead - Plastic | No | 2022-01-11 | 1 | Rectified Plan |  |  |  |  | Non-Lead - Other |  |  | Installation date is after the lead ban |  |  |  |  | Non-Lead |  |  |  | Domestic
MTR_030765 | 20108 97TH AVE S | LOT 21 SW OBERON |  |  | Non-Lead - Plastic | No | 2022-01-11 | 1 | Rectified Plan |  |  |  |  | Non-Lead - Other |  |  | Installation date is after the lead ban |  |  |  |  | Non-Lead |  |  |  | Domestic
MTR_030766 | 9707 S 201ST PL | LOT 8 NE OBERON |  |  | Non-Lead - Plastic | No | 2022-01-11 | 1 | Rectified Plan |  |  |  |  | Non-Lead - Other |  |  | Installation date is after the lead ban |  |  |  |  | Non-Lead |  |  |  | Domestic
MTR_030767 | 9711 S 201ST PL | LOT 9 NE OBERON |  |  | Non-Lead - Plastic | No | 2022-01-11 | 1 | Rectified Plan |  |  |  |  | Non-Lead - Other |  |  | Installation date is after the lead ban |  |  |  |  | Non-Lead |  |  |  | Domestic
MTR_030768 | 9715 S 201ST PL | LOT 10 NW OBERON |  |  | Non-Lead - Plastic | No | 2022-01-11 | 1 | Rectified Plan |  |  |  |  | Non-Lead - Other |  |  | Installation date is after the lead ban |  |  |  |  | Non-Lead |  |  |  | Domestic
MTR_030769 | 9719 S 201ST PL | LOT 11 NW OBERON |  |  | Non-Lead - Plastic | No | 2022-01-11 | 1 | Rectified Plan |  |  |  |  | Non-Lead - Other |  |  | Installation date is after the lead ban |  |  |  |  | Non-Lead |  |  |  | Domestic
MTR_030770 | 20120 97TH AVE S | LOT 18 SE OBERON |  |  | Non-Lead - Plastic | No | 2022-01-11 | 1 | Rectified Plan |  |  |  |  | Non-Lead - Other |  |  | Installation date is after the lead ban |  |  |  |  | Non-Lead |  |  |  | Irrigation
MTR_030773 | 20133 98TH AVE S | TRACT F NE OF TRACT |  |  | Non-Lead - Plastic | No | 2022-01-11 | 1 | Rectified Plan |  |  |  |  | Non-Lead - Other |  |  | Installation date is after the lead ban |  |  |  |  | Non-Lead |  |  |  | Domestic
MTR_030774 | 20133 98TH AVE S | TRACT F NE OF TRACT |  |  | Non-Lead - Plastic | No | 2022-01-11 | 1 | Rectified Plan |  |  |  |  | Non-Lead - Other |  |  | Installation date is after the lead ban |  |  |  |  | Non-Lead |  |  |  | Domestic
MTR_030775 | 20133 98TH AVE S | LOT 13 NW OBERON |  |  | Non-Lead - Plastic | No | 2022-01-11 | 1 | Rectified Plan |  |  |  |  | Non-Lead - Other |  |  | Installation date is after the lead ban |  |  |  |  | Non-Lead |  |  |  | Domestic
MTR_030776 | 20133 98TH AVE S | LOT 13 NW OBERON |  |  | Non-Lead - Plastic | No | 2022-01-11 | 1 | Rectified Plan |  |  |  |  | Non-Lead - Other |  |  | Installation date is after the lead ban |  |  |  |  | Non-Lead |  |  |  | Domestic
MTR_030771 | 20117 98TH AVE S | LOT 16 NE OBERON |  |  | Non-Lead - Plastic | No | 2022-01-11 | 1 | Rectified Plan |  |  |  |  | Non-Lead - Other |  |  | Installation date is after the lead ban |  |  |  |  | Non-Lead |  |  |  | Domestic
MTR_030772 | 20115 98TH AVE S | LOT 17 SE OBERON |  |  | Non-Lead - Plastic | No | 2022-01-11 | 1 | Rectified Plan |  |  |  |  | Non-Lead - Other |  |  | Installation date is after the lead ban |  |  |  |  | Non-Lead |  |  |  | Domestic
MTR_030777 | 20120 97TH AVE S | LOT 18 W OBERON |  |  | Non-Lead - Plastic | No | 2022-01-11 | 1 | Rectified Plan |  |  |  |  | Non-Lead - Other |  |  | Installation date is after the lead ban |  |  |  |  | Non-Lead |  |  |  | Domestic
MTR_030748 | 19326 143RD PL SE | NW SIDE OF PROPERTY |  |  | Non-Lead - Other | No | 2021-09-23 | 1 | Statistical analysis |  |  |  |  | Non-Lead - Other |  |  | Statistical analysis |  |  |  |  | Non-Lead |  |  |  | Domestic
MTR_030749 | 14034 SE 190TH ST | SW OF PROPERTY ON 8"" MAIN W OF BO |  |  | Non-Lead - Other | No | 2021-05-10 | 1 | Non-spatial Information |  |  |  |  | Non-Lead - Other |  |  | Statistical analysis |  |  |  |  | Non-Lead |  |  |  | Domestic
MTR_030750 | 18016 114TH AVE SE | SW OF PROPERTY ON 4"" DI W OF BO |  |  | Non-Lead - Other | No | 2009-08-12 | 1 | Installation date is after the lead ban |  |  |  |  | Non-Lead - Other |  |  | Installation date is after the lead ban |  |  |  |  | Non-Lead |  |  |  | Domestic
MTR_030751 | 12913 SE 218th PL | NW OF PROPERTY |  |  | Non-Lead - Other | No | 2021-09-01 | 1 | Installation date is after the lead ban |  |  |  |  | Non-Lead - Other |  |  | Installation date is after the lead ban |  |  |  |  | Non-Lead |  |  |  | Domestic
MTR_030752 | 10814 SE 173rd St | S OF PROPERTY |  |  | Non-Lead - Other | Unknown |  | 1 | Statistical analysis |  |  |  |  | Non-Lead - Other |  |  | Statistical analysis |  |  |  |  | Non-Lead |  |  |  | Domestic
MTR_030778 | 20502 91ST AVE S |  |  |  | Non-Lead - Other | No | 2022-02-03 | 1 | Statistical analysis |  |  |  |  | Non-Lead - Other |  |  | Statistical analysis |  |  |  |  | Non-Lead |  |  |  | Domestic
MTR_030779 | 20432 91ST AVE S |  |  |  | Non-Lead - Other | No | 2022-02-03 | 1 | Statistical analysis |  |  |  |  | Non-Lead - Other |  |  | Statistical analysis |  |  |  |  | Non-Lead |  |  |  | Domestic
MTR_030780 | 20506 91ST AVE S |  |  |  | Non-Lead - Other | No | 2022-02-03 | 1 | Statistical analysis |  |  |  |  | Non-Lead - Other |  |  | Statistical analysis |  |  |  |  | Non-Lead |  |  |  | Domestic
MTR_030781 | 20428 91ST AVE S |  |  |  | Non-Lead - Other | No | 2022-02-03 | 1 | Statistical analysis |  |  |  |  | Non-Lead - Other |  |  | Statistical analysis |  |  |  |  | Non-Lead |  |  |  | Domestic
MTR_030782 | 20427 91ST AVE S |  |  |  | Non-Lead - Other | No | 2022-02-03 | 1 | Statistical analysis |  |  |  |  | Non-Lead - Other |  |  | Statistical analysis |  |  |  |  | Non-Lead |  |  |  | Domestic
MTR_030783 | 20424 91ST AVE S |  |  |  | Non-Lead - Other | No | 2022-02-03 | 1 | Installation date is after the lead ban |  |  |  |  | Non-Lead - Other |  |  | Installation date is after the lead ban |  |  |  |  | Non-Lead |  |  |  | Domestic
MTR_030784 | 20431 91ST AVE S |  |  |  | Non-Lead - Other | No | 2022-02-03 | 1 | Installation date is after the lead ban |  |  |  |  | Non-Lead - Other |  |  | Installation date is after the lead ban |  |  |  |  | Non-Lead |  |  |  | Domestic
MTR_030785 | 20505 91ST AVE S |  |  |  | Non-Lead - Other | No | 2022-02-03 | 1 | Installation date is after the lead ban |  |  |  |  | Non-Lead - Other |  |  | Installation date is after the lead ban |  |  |  |  | Non-Lead |  |  |  | Domestic
MTR_030786 | 20510 91ST AVE S |  |  |  | Non-Lead - Other | No | 2022-02-03 | 1 | Installation date is after the lead ban |  |  |  |  | Non-Lead - Other |  |  | Installation date is after the lead ban |  |  |  |  | Non-Lead |  |  |  | Domestic
MTR_030787 | 20509 91ST AVE S |  |  |  | Non-Lead - Other | No | 2022-02-03 | 1 | Installation date is after the lead ban |  |  |  |  | Non-Lead - Other |  |  | Installation date is after the lead ban |  |  |  |  | Non-Lead |  |  |  | Domestic
MTR_030788 | 20515 91ST AVE S |  |  |  | Non-Lead - Other | No | 2022-02-03 | 1 | Installation date is after the lead ban |  |  |  |  | Non-Lead - Other |  |  | Installation date is after the lead ban |  |  |  |  | Non-Lead |  |  |  | Domestic
MTR_030789 | 20514 91ST AVE S |  |  |  | Non-Lead - Other | No | 2022-02-03 | 1 | Installation date is after the lead ban |  |  |  |  | Non-Lead - Other |  |  | Installation date is after the lead ban |  |  |  |  | Non-Lead |  |  |  | Domestic
MTR_030790 | 20515 91ST AVE S |  |  |  | Non-Lead - Other | No | 2022-02-03 | 1 | Installation date is after the lead ban |  |  |  |  | Non-Lead - Other |  |  | Installation date is after the lead ban |  |  |  |  | Non-Lead |  |  |  | Domestic
MTR_030791 | 20515 91ST AVE S |  |  |  | Non-Lead - Other | No | 2022-02-03 | 1 | Installation date is after the lead ban |  |  |  |  | Non-Lead - Other |  |  | Installation date is after the lead ban |  |  |  |  | Non-Lead |  |  |  | Domestic
MTR_030792 | 20514 91ST AVE S |  |  |  | Non-Lead - Other | No | 2022-02-03 | 1 | Installation date is after the lead ban |  |  |  |  | Non-Lead - Other |  |  | Installation date is after the lead ban |  |  |  |  | Non-Lead |  |  |  | Domestic
MTR_030793 | 20514 91ST AVE S |  |  |  | Non-Lead - Other | No | 2022-02-03 | 1 | Installation date is after the lead ban |  |  |  |  | Non-Lead - Other |  |  | Installation date is after the lead ban |  |  |  |  | Non-Lead |  |  |  | Domestic
MTR_030794 | 20527 91ST AVE S |  |  |  | Non-Lead - Other | No | 2022-02-03 | 1 | Statistical analysis |  |  |  |  | Non-Lead - Other |  |  | Statistical analysis |  |  |  |  | Non-Lead |  |  |  | Domestic
MTR_030795 | 20526 91ST AVE S |  |  |  | Non-Lead - Other | No | 2022-02-03 | 1 | Statistical analysis |  |  |  |  | Non-Lead - Other |  |  | Statistical analysis |  |  |  |  | Non-Lead |  |  |  | Domestic
MTR_030796 | 20522 91ST AVE S |  |  |  | Non-Lead - Other | No | 2022-02-03 | 1 | Statistical analysis |  |  |  |  | Non-Lead - Other |  |  | Statistical analysis |  |  |  |  | Non-Lead |  |  |  | Domestic
MTR_030753 | 20035 100TH AVE SE |  |  |  | Non-Lead - Other | No |  |  | Installation date is after the lead ban |  |  |  |  | Non-Lead - Other |  |  | Installation date is after the lead ban |  |  |  |  | Non-Lead
MTR_030797 | 18425 136TH PL SE | LOT 31 ADDISON PARK DIVISION 2 |  |  | Non-Lead - Other | No | 2019-02-21 |  | Installation date is after the lead ban |  |  |  |  | Non-Lead - Other |  |  | Installation date is after the lead ban |  |  |  |  | Non-Lead |  |  |  | Assumed
MTR_030798 | 18433 136TH PL SE | LOT 30 ADDISON PARK DIVISION 2 |  |  | Non-Lead - Other | No | 2019-02-21 |  | Installation date is after the lead ban |  |  |  |  | Non-Lead - Other |  |  | Installation date is after the lead ban |  |  |  |  | Non-Lead |  |  |  | Assumed
MTR_030799 | 18441 136TH PL SE | LOT 29 ADDISON PARK DIVISION 2 |  |  | Non-Lead - Other | No | 2019-02-21 |  | Installation date is after the lead ban |  |  |  |  | Non-Lead - Other |  |  | Installation date is after the lead ban |  |  |  |  | Non-Lead |  |  |  | Assumed
MTR_030800 | 18446 136TH PL SE | LOT 32 ADDISON PARK DIVISION 2 |  |  | Non-Lead - Other | No | 2019-02-21 |  | Installation date is after the lead ban |  |  |  |  | Non-Lead - Other |  |  | Installation date is after the lead ban |  |  |  |  | Non-Lead |  |  |  | Assumed
MTR_030801 | 18449 136TH PL SE | LOT 28 ADDISON PARK DIVISION 2 |  |  | Non-Lead - Other | No | 2019-02-21 |  | Installation date is after the lead ban |  |  |  |  | Non-Lead - Other |  |  | Installation date is after the lead ban |  |  |  |  | Non-Lead |  |  |  | Assumed
MTR_030802 | 18457 136TH PL SE | LOT 27 ADDISON PARK DIVISION 2 |  |  | Non-Lead - Other | No | 2019-02-21 |  | Installation date is after the lead ban |  |  |  |  | Non-Lead - Other |  |  | Installation date is after the lead ban |  |  |  |  | Non-Lead |  |  |  | Assumed
MTR_030803 | 18454 136TH PL SE | LOT 33 ADDISON PARK DIVISION 2 |  |  | Non-Lead - Other | No | 2019-02-21 |  | Installation date is after the lead ban |  |  |  |  | Non-Lead - Other |  |  | Installation date is after the lead ban |  |  |  |  | Non-Lead |  |  |  | Assumed
MTR_030804 | 18462 136TH PL SE | LOT 34 ADDISON PARK DIVISION 2 |  |  | Non-Lead - Other | No | 2019-02-21 |  | Installation date is after the lead ban |  |  |  |  | Non-Lead - Other |  |  | Installation date is after the lead ban |  |  |  |  | Non-Lead |  |  |  | Assumed
MTR_030805 | 18465 136TH PL SE | LOT 26 ADDISON PARK DIVISION 2 |  |  | Non-Lead - Other | No | 2019-02-21 |  | Installation date is after the lead ban |  |  |  |  | Non-Lead - Other |  |  | Installation date is after the lead ban |  |  |  |  | Non-Lead |  |  |  | Assumed
MTR_030806 | 18473 136TH PL SE | LOT 25 ADDISON PARK DIVISION 2 |  |  | Non-Lead - Other | No | 2019-02-21 |  | Installation date is after the lead ban |  |  |  |  | Non-Lead - Other |  |  | Installation date is after the lead ban |  |  |  |  | Non-Lead |  |  |  | Assumed
MTR_030807 | 18481 136TH PL SE | LOT 24 ADDISON PARK DIVISION 2 |  |  | Non-Lead - Other | No | 2019-02-21 |  | Installation date is after the lead ban |  |  |  |  | Non-Lead - Other |  |  | Installation date is after the lead ban |  |  |  |  | Non-Lead |  |  |  | Assumed
MTR_030808 | 18489 136TH PL SE | LOT 23 ADDISON PARK DIVISION 2 |  |  | Non-Lead - Other | No | 2019-02-21 |  | Installation date is after the lead ban |  |  |  |  | Non-Lead - Other |  |  | Installation date is after the lead ban |  |  |  |  | Non-Lead |  |  |  | Assumed
MTR_030809 | 18497 136TH PL SE | LOT 22 ADDISON PARK DIVISION 2 |  |  | Non-Lead - Other | No | 2019-02-21 |  | Installation date is after the lead ban |  |  |  |  | Non-Lead - Other |  |  | Installation date is after the lead ban |  |  |  |  | Non-Lead |  |  |  | Assumed
MTR_030810 | 18501 136TH PL SE | LOT 21 ADDISON PARK DIVISION 2 |  |  | Non-Lead - Other | No | 2019-02-21 |  | Installation date is after the lead ban |  |  |  |  | Non-Lead - Other |  |  | Installation date is after the lead ban |  |  |  |  | Non-Lead |  |  |  | Assumed
MTR_030811 | 18505 136TH PL SE | LOT 22 ADDISON PARK DIVISION 2 |  |  | Non-Lead - Other | No | 2019-02-21 |  | Installation date is after the lead ban |  |  |  |  | Non-Lead - Other |  |  | Installation date is after the lead ban |  |  |  |  | Non-Lead |  |  |  | Assumed
MTR_030812 | 13603 SE 185TH WAY | LOT 18 ADDISON PARK DIVISION 2 |  |  | Non-Lead - Other | No | 2019-02-21 |  | Installation date is after the lead ban |  |  |  |  | Non-Lead - Other |  |  | Installation date is after the lead ban |  |  |  |  | Non-Lead |  |  |  | Assumed
MTR_030813 | 18509 136TH PL SE | LOT 19 ADDISON PARK DIVISION 2 |  |  | Non-Lead - Other | No | 2019-02-21 |  | Installation date is after the lead ban |  |  |  |  | Non-Lead - Other |  |  | Installation date is after the lead ban |  |  |  |  | Non-Lead |  |  |  | Assumed
MTR_030837 | 13755 SE 185TH WAY | LOT 1 ADDISON PARK DIVISION 2 |  |  | Non-Lead - Other | No | 2019-02-21 |  | Installation date is after the lead ban |  |  |  |  | Non-Lead - Other |  |  | Installation date is after the lead ban |  |  |  |  | Non-Lead |  |  |  | Assumed
MTR_030836 | 13755 SE 185TH WAY | LOT 2 ADDISON PARK DIVISION 2 |  |  | Non-Lead - Other | No | 2019-02-21 |  | Installation date is after the lead ban |  |  |  |  | Non-Lead - Other |  |  | Installation date is after the lead ban |  |  |  |  | Non-Lead |  |  |  | Assumed
MTR_030835 | 13755 SE 185TH WAY | LOT 3 ADDISON PARK DIVISION 2 |  |  | Non-Lead - Other | No | 2019-02-21 |  | Installation date is after the lead ban |  |  |  |  | Non-Lead - Other |  |  | Installation date is after the lead ban |  |  |  |  | Non-Lead |  |  |  | Assumed
MTR_030834 | 13749 SE 185TH WAY | LOT 4 ADDISON PARK DIVISION 2 |  |  | Non-Lead - Other | No | 2019-02-21 |  | Installation date is after the lead ban |  |  |  |  | Non-Lead - Other |  |  | Installation date is after the lead ban |  |  |  |  | Non-Lead |  |  |  | Assumed
MTR_030833 | 13743 SE 185TH WAY | LOT 5 ADDISON PARK DIVISION 2 |  |  | Non-Lead - Other | No | 2019-02-21 |  | Installation date is after the lead ban |  |  |  |  | Non-Lead - Other |  |  | Installation date is after the lead ban |  |  |  |  | Non-Lead |  |  |  | Assumed
MTR_030832 | 13736 SE 185TH WAY | LOT 41 ADDISON PARK DIVISION 2 |  |  | Non-Lead - Other | No | 2019-02-21 |  | Installation date is after the lead ban |  |  |  |  | Non-Lead - Other |  |  | Installation date is after the lead ban |  |  |  |  | Non-Lead |  |  |  | Assumed
MTR_030831 | 13737 SE 185TH WAY | LOT 6 ADDISON PARK DIVISION 2 |  |  | Non-Lead - Other | No | 2019-02-21 |  | Installation date is after the lead ban |  |  |  |  | Non-Lead - Other |  |  | Installation date is after the lead ban |  |  |  |  | Non-Lead |  |  |  | Assumed
MTR_030830 | 13730 SE 185TH WAY | LOT 40 ADDISON PARK DIVISION 2 |  |  | Non-Lead - Other | No | 2019-02-21 |  | Installation date is after the lead ban |  |  |  |  | Non-Lead - Other |  |  | Installation date is after the lead ban |  |  |  |  | Non-Lead |  |  |  | Assumed
MTR_030829 | 13731 SE 185TH WAY | LOT 7 ADDISON PARK DIVISION 2 |  |  | Non-Lead - Other | No | 2019-02-21 |  | Installation date is after the lead ban |  |  |  |  | Non-Lead - Other |  |  | Installation date is after the lead ban |  |  |  |  | Non-Lead |  |  |  | Assumed
MTR_030828 | 13724 SE 185TH WAY | LOT 39 ADDISON PARK DIVISION 2 |  |  | Non-Lead - Other | No | 2019-02-21 |  | Installation date is after the lead ban |  |  |  |  | Non-Lead - Other |  |  | Installation date is after the lead ban |  |  |  |  | Non-Lead |  |  |  | Assumed
MTR_030827 | 13725 SE 185TH WAY | LOT 8 ADDISON PARK DIVISION 2 |  |  | Non-Lead - Other | No | 2019-02-21 |  | Installation date is after the lead ban |  |  |  |  | Non-Lead - Other |  |  | Installation date is after the lead ban |  |  |  |  | Non-Lead |  |  |  | Assumed
MTR_030826 | 13718 SE 185TH WAY | LOT 38 ADDISON PARK DIVISION 2 |  |  | Non-Lead - Other | No | 2019-02-21 |  | Installation date is after the lead ban |  |  |  |  | Non-Lead - Other |  |  | Installation date is after the lead ban |  |  |  |  | Non-Lead |  |  |  | Assumed
MTR_030825 | 13719 SE 185TH WAY | LOT 9 ADDISON PARK DIVISION 2 |  |  | Non-Lead - Other | No | 2019-02-21 |  | Installation date is after the lead ban |  |  |  |  | Non-Lead - Other |  |  | Installation date is after the lead ban |  |  |  |  | Non-Lead |  |  |  | Assumed
MTR_030824 | 13712 SE 185TH WAY | LOT 37 ADDISON PARK DIVISION 2 |  |  | Non-Lead - Other | No | 2019-02-21 |  | Installation date is after the lead ban |  |  |  |  | Non-Lead - Other |  |  | Installation date is after the lead ban |  |  |  |  | Non-Lead |  |  |  | Assumed
MTR_030823 | 13713 SE 185TH WAY | LOT 10 ADDISON PARK DIVISION 2 |  |  | Non-Lead - Other | No | 2019-02-21 |  | Installation date is after the lead ban |  |  |  |  | Non-Lead - Other |  |  | Installation date is after the lead ban |  |  |  |  | Non-Lead |  |  |  | Assumed
MTR_030822 | 13707 SE 185TH WAY | LOT 11 ADDISON PARK DIVISION 2 |  |  | Non-Lead - Other | No | 2019-02-21 |  | Installation date is after the lead ban |  |  |  |  | Non-Lead - Other |  |  | Installation date is after the lead ban |  |  |  |  | Non-Lead |  |  |  | Assumed
MTR_030821 | 13700 SE 185TH WAY | LOT 36 ADDISON PARK DIVISION 2 |  |  | Non-Lead - Other | No | 2019-02-21 |  | Installation date is after the lead ban |  |  |  |  | Non-Lead - Other |  |  | Installation date is after the lead ban |  |  |  |  | Non-Lead |  |  |  | Assumed
MTR_030820 | 13701 SE 185TH WAY | LOT 12 ADDISON PARK DIVISION 2 |  |  | Non-Lead - Other | No | 2019-02-21 |  | Installation date is after the lead ban |  |  |  |  | Non-Lead - Other |  |  | Installation date is after the lead ban |  |  |  |  | Non-Lead |  |  |  | Assumed
MTR_030819 | 13633 SE 185TH WAY | LOT 13 ADDISON PARK DIVISION 2 |  |  | Non-Lead - Other | No | 2019-02-21 |  | Installation date is after the lead ban |  |  |  |  | Non-Lead - Other |  |  | Installation date is after the lead ban |  |  |  |  | Non-Lead |  |  |  | Assumed
MTR_030818 | 13700 SE 185TH WAY | LOT 35 ADDISON PARK DIVISION 2 |  |  | Non-Lead - Other | No | 2019-02-21 |  | Installation date is after the lead ban |  |  |  |  | Non-Lead - Other |  |  | Installation date is after the lead ban |  |  |  |  | Non-Lead |  |  |  | Assumed
MTR_030817 | 13627 SE 185TH WAY | LOT 14 ADDISON PARK DIVISION 2 |  |  | Non-Lead - Other | No | 2019-02-21 |  | Installation date is after the lead ban |  |  |  |  | Non-Lead - Other |  |  | Installation date is after the lead ban |  |  |  |  | Non-Lead |  |  |  | Assumed
MTR_030816 | 13621 SE 185TH WAY | LOT 15 ADDISON PARK DIVISION 2 |  |  | Non-Lead - Other | No | 2019-02-21 |  | Installation date is after the lead ban |  |  |  |  | Non-Lead - Other |  |  | Installation date is after the lead ban |  |  |  |  | Non-Lead |  |  |  | Assumed
MTR_030815 | 13615 SE 185TH WAY | LOT 16 ADDISON PARK DIVISION 2 |  |  | Non-Lead - Other | No | 2019-02-21 |  | Installation date is after the lead ban |  |  |  |  | Non-Lead - Other |  |  | Installation date is after the lead ban |  |  |  |  | Non-Lead |  |  |  | Assumed
MTR_030814 | 13609 SE 185TH WAY | LOT 17 ADDISON PARK DIVISION 2 |  |  | Non-Lead - Other | No | 2019-02-21 |  | Installation date is after the lead ban |  |  |  |  | Non-Lead - Other |  |  | Installation date is after the lead ban |  |  |  |  | Non-Lead |  |  |  | Assumed
MTR_030838 | 18533 139TH WAY SE | LOT 57 ADDISON PARK DIVISION 1 |  |  | Non-Lead - Other | No | 2018-06-05 | 0 | Installation date is after the lead ban |  |  |  |  | Non-Lead - Other |  |  | Installation date is after the lead ban |  |  |  |  | Non-Lead |  |  |  | Domestic
MTR_030839 | 18527 139TH WAY SE | LOT 56 ADDISON PARK DIVISION 1 |  |  | Non-Lead - Other | No | 2018-06-05 | 0 | Installation date is after the lead ban |  |  |  |  | Non-Lead - Other |  |  | Installation date is after the lead ban |  |  |  |  | Non-Lead |  |  |  | Domestic
MTR_030840 | 18520 139TH WAY SE | LOT 42 ADDISON PARK DIVISION 1 |  |  | Non-Lead - Other | No | 2018-06-05 | 0 | Installation date is after the lead ban |  |  |  |  | Non-Lead - Other |  |  | Installation date is after the lead ban |  |  |  |  | Non-Lead |  |  |  | Domestic
MTR_030841 | 18521 139TH WAY SE | LOT 55 ADDISON PARK DIVISION 1 |  |  | Non-Lead - Other | No | 2018-06-05 | 0 | Installation date is after the lead ban |  |  |  |  | Non-Lead - Other |  |  | Installation date is after the lead ban |  |  |  |  | Non-Lead |  |  |  | Domestic
MTR_030842 | 18475 139TH WAY SE | LOT 54 ADDISON PARK DIVISION 1 |  |  | Non-Lead - Other | No | 2018-06-05 | 0 | Installation date is after the lead ban |  |  |  |  | Non-Lead - Other |  |  | Installation date is after the lead ban |  |  |  |  | Non-Lead |  |  |  | Domestic
MTR_030843 | 18476 139TH WAY SE | LOT 43 ADDISON PARK DIVISION 1 |  |  | Non-Lead - Other | No | 2018-06-05 | 0 | Installation date is after the lead ban |  |  |  |  | Non-Lead - Other |  |  | Installation date is after the lead ban |  |  |  |  | Non-Lead |  |  |  | Domestic
MTR_030844 | 18467 139TH WAY SE | LOT 53 ADDISON PARK DIVISION 1 |  |  | Non-Lead - Other | No | 2018-06-05 | 0 | Installation date is after the lead ban |  |  |  |  | Non-Lead - Other |  |  | Installation date is after the lead ban |  |  |  |  | Non-Lead |  |  |  | Domestic
MTR_030845 | 18468 139TH WAY SE | LOT 44 ADDISON PARK DIVISION 1 |  |  | Non-Lead - Other | No | 2018-06-05 | 0 | Installation date is after the lead ban |  |  |  |  | Non-Lead - Other |  |  | Installation date is after the lead ban |  |  |  |  | Non-Lead |  |  |  | Domestic
MTR_030846 | 18459 139TH WAY SE | LOT 52 ADDISON PARK DIVISION 1 |  |  | Non-Lead - Other | No | 2018-06-05 | 0 | Installation date is after the lead ban |  |  |  |  | Non-Lead - Other |  |  | Installation date is after the lead ban |  |  |  |  | Non-Lead |  |  |  | Domestic
MTR_030847 | 18460 139TH WAY SE | LOT 45 ADDISON PARK DIVISION 1 |  |  | Non-Lead - Other | No | 2018-06-05 | 0 | Installation date is after the lead ban |  |  |  |  | Non-Lead - Other |  |  | Installation date is after the lead ban |  |  |  |  | Non-Lead |  |  |  | Domestic
MTR_030848 | 18451 139TH WAY SE | LOT 51 ADDISON PARK DIVISION 1 |  |  | Non-Lead - Other | No | 2018-06-05 | 0 | Installation date is after the lead ban |  |  |  |  | Non-Lead - Other |  |  | Installation date is after the lead ban |  |  |  |  | Non-Lead |  |  |  | Domestic
MTR_030850 | 18444 139TH WAY SE | LOT 47 ADDISON PARK DIVISION 1 |  |  | Non-Lead - Other | No | 2018-06-05 | 0 | Installation date is after the lead ban |  |  |  |  | Non-Lead - Other |  |  | Installation date is after the lead ban |  |  |  |  | Non-Lead |  |  |  | Domestic
MTR_030851 | 18443 139TH WAY SE | LOT 50 ADDISON PARK DIVISION 1 |  |  | Non-Lead - Other | No | 2018-06-05 | 0 | Installation date is after the lead ban |  |  |  |  | Non-Lead - Other |  |  | Installation date is after the lead ban |  |  |  |  | Non-Lead |  |  |  | Domestic
MTR_030852 | 18435 139TH WAY SE | LOT 49 ADDISON PARK DIVISION 1 |  |  | Non-Lead - Other | No | 2018-06-05 | 0 | Installation date is after the lead ban |  |  |  |  | Non-Lead - Other |  |  | Installation date is after the lead ban |  |  |  |  | Non-Lead |  |  |  | Domestic
MTR_030853 | 18436 139TH WAY SE | LOT 48 ADDISON PARK DIVISION 1 |  |  | Non-Lead - Other | No | 2018-06-05 | 0 | Installation date is after the lead ban |  |  |  |  | Non-Lead - Other |  |  | Installation date is after the lead ban |  |  |  |  | Non-Lead |  |  |  | Domestic
MTR_030854 | 13830 SE 184TH PL | LOT 89 ADDISON PARK DIVISION 1 |  |  | Non-Lead - Other | No | 2018-06-05 | 0 | Installation date is after the lead ban |  |  |  |  | Non-Lead - Other |  |  | Installation date is after the lead ban |  |  |  |  | Non-Lead |  |  |  | Domestic
MTR_030855 | 13824 SE 184TH PL | LOT 87 ADDISON PARK DIVISION 1 |  |  | Non-Lead - Other | No | 2018-06-05 | 0 | Installation date is after the lead ban |  |  |  |  | Non-Lead - Other |  |  | Installation date is after the lead ban |  |  |  |  | Non-Lead |  |  |  | Domestic
MTR_030856 | 13818 SE 184TH PL | LOT 86 ADDISON PARK DIVISION 1 |  |  | Non-Lead - Other | No | 2018-06-05 | 0 | Installation date is after the lead ban |  |  |  |  | Non-Lead - Other |  |  | Installation date is after the lead ban |  |  |  |  | Non-Lead |  |  |  | Domestic
MTR_030857 | 13812 SE 184TH PL | LOT 85 ADDISON PARK DIVISION 1 |  |  | Non-Lead - Other | No | 2018-06-05 | 0 | Installation date is after the lead ban |  |  |  |  | Non-Lead - Other |  |  | Installation date is after the lead ban |  |  |  |  | Non-Lead |  |  |  | Domestic
MTR_030858 | 13806 SE 184TH PL | LOT 84 ADDISON PARK DIVISION 1 |  |  | Non-Lead - Other | No | 2018-06-05 | 0 | Installation date is after the lead ban |  |  |  |  | Non-Lead - Other |  |  | Installation date is after the lead ban |  |  |  |  | Non-Lead |  |  |  | Domestic
MTR_030859 | 13800 SE 184TH PL | LOT 83' ADDISON PARK DIVISION 1 |  |  | Non-Lead - Other | No | 2018-06-05 | 0 | Installation date is after the lead ban |  |  |  |  | Non-Lead - Other |  |  | Installation date is after the lead ban |  |  |  |  | Non-Lead |  |  |  | Domestic
MTR_030860 | 13768 SE 184TH PL | LOT 82 ADDISON PARK DIVISION 1 |  |  | Non-Lead - Other | No | 2018-06-05 | 0 | Installation date is after the lead ban |  |  |  |  | Non-Lead - Other |  |  | Installation date is after the lead ban |  |  |  |  | Non-Lead |  |  |  | Domestic
MTR_030861 | 13762 SE 184TH PL | LOT 81 ADDISON PARK DIVISION 1 |  |  | Non-Lead - Other | No | 2018-06-05 | 0 | Installation date is after the lead ban |  |  |  |  | Non-Lead - Other |  |  | Installation date is after the lead ban |  |  |  |  | Non-Lead |  |  |  | Domestic
MTR_030862 | 13756 SE 184TH PL | LOT 80 ADDISON PARK DIVISION 1 |  |  | Non-Lead - Other | No | 2018-06-05 | 0 | Installation date is after the lead ban |  |  |  |  | Non-Lead - Other |  |  | Installation date is after the lead ban |  |  |  |  | Non-Lead |  |  |  | Domestic
MTR_030863 | 13759 SE 184TH PL | LOT 66 ADDISON PARK DIVISION 1 |  |  | Non-Lead - Other | No | 2018-06-05 | 0 | Installation date is after the lead ban |  |  |  |  | Non-Lead - Other |  |  | Installation date is after the lead ban |  |  |  |  | Non-Lead |  |  |  | Domestic
MTR_030864 | 13753 SE 184TH PL | LOT 67 ADDISON PARK DIVISION 1 |  |  | Non-Lead - Other | No | 2018-06-05 | 0 | Installation date is after the lead ban |  |  |  |  | Non-Lead - Other |  |  | Installation date is after the lead ban |  |  |  |  | Non-Lead |  |  |  | Domestic
MTR_030865 | 13750 SE 184TH PL | LOT 79 ADDISON PARK DIVISION 1 |  |  | Non-Lead - Other | No | 2018-06-05 | 0 | Installation date is after the lead ban |  |  |  |  | Non-Lead - Other |  |  | Installation date is after the lead ban |  |  |  |  | Non-Lead |  |  |  | Domestic
MTR_030866 | 13744 SE 184TH PL | LOT 78 ADDISON PARK DIVISION 1 |  |  | Non-Lead - Other | No | 2018-06-05 | 0 | Installation date is after the lead ban |  |  |  |  | Non-Lead - Other |  |  | Installation date is after the lead ban |  |  |  |  | Non-Lead |  |  |  | Domestic
MTR_030867 | 13747 SE 184TH PL | LOT 68 ADDISON PARK DIVISION 1 |  |  | Non-Lead - Other | No | 2018-06-05 | 0 | Installation date is after the lead ban |  |  |  |  | Non-Lead - Other |  |  | Installation date is after the lead ban |  |  |  |  | Non-Lead |  |  |  | Domestic
MTR_030868 | 13741 SE 184TH PL | LOT 69 ADDISON PARK DIVISION 1 |  |  | Non-Lead - Other | No | 2018-06-05 | 0 | Installation date is after the lead ban |  |  |  |  | Non-Lead - Other |  |  | Installation date is after the lead ban |  |  |  |  | Non-Lead |  |  |  | Domestic
MTR_030869 | 13738 SE 184TH PL | LOT 77 ADDISON PARK DIVISION 1 |  |  | Non-Lead - Other | No | 2018-06-05 | 0 | Installation date is after the lead ban |  |  |  |  | Non-Lead - Other |  |  | Installation date is after the lead ban |  |  |  |  | Non-Lead |  |  |  | Domestic
MTR_030870 | 13732 SE 184TH PL | LOT 76 ADDISON PARK DIVISION 1 |  |  | Non-Lead - Other | No | 2018-06-05 | 0 | Installation date is after the lead ban |  |  |  |  | Non-Lead - Other |  |  | Installation date is after the lead ban |  |  |  |  | Non-Lead |  |  |  | Domestic
MTR_030871 | 13735 SE 184TH PL | LOT 70 ADDISON PARK DIVISION 1 |  |  | Non-Lead - Other | No | 2018-06-05 | 0 | Installation date is after the lead ban |  |  |  |  | Non-Lead - Other |  |  | Installation date is after the lead ban |  |  |  |  | Non-Lead |  |  |  | Domestic
MTR_030872 | 13726 SE 184TH PL | LOT 75 ADDISON PARK DIVISION 1 |  |  | Non-Lead - Other | No | 2018-06-05 | 0 | Installation date is after the lead ban |  |  |  |  | Non-Lead - Other |  |  | Installation date is after the lead ban |  |  |  |  | Non-Lead |  |  |  | Domestic
MTR_030884 | 13720 SE 184TH PL | LOT 74 ADDISON PARK DIVISION 1 |  |  | Non-Lead - Other | No | 2018-06-05 | 0 | Installation date is after the lead ban |  |  |  |  | Non-Lead - Other |  |  | Installation date is after the lead ban |  |  |  |  | Non-Lead |  |  |  | Domestic
MTR_030873 | 13714 SE 184TH PL | LOT 73 ADDISON PARK DIVISION 1 |  |  | Non-Lead - Other | No | 2018-06-05 | 0 | Installation date is after the lead ban |  |  |  |  | Non-Lead - Other |  |  | Installation date is after the lead ban |  |  |  |  | Non-Lead |  |  |  | Domestic
MTR_030874 | 13708 SE 184TH PL | LOT 72 ADDISON PARK DIVISION 1 |  |  | Non-Lead - Other | No | 2018-06-05 | 0 | Installation date is after the lead ban |  |  |  |  | Non-Lead - Other |  |  | Installation date is after the lead ban |  |  |  |  | Non-Lead |  |  |  | Domestic
MTR_030875 | 13702 SE 184TH PL | LOT 71 ADDISON PARK DIVISION 1 |  |  | Non-Lead - Other | No | 2018-06-05 | 0 | Installation date is after the lead ban |  |  |  |  | Non-Lead - Other |  |  | Installation date is after the lead ban |  |  |  |  | Non-Lead |  |  |  | Domestic
MTR_030876 | 13765 SE 184TH PL | LOT 65 ADDISON PARK DIVISION 1 |  |  | Non-Lead - Other | No | 2018-06-05 | 0 | Installation date is after the lead ban |  |  |  |  | Non-Lead - Other |  |  | Installation date is after the lead ban |  |  |  |  | Non-Lead |  |  |  | Domestic
MTR_030877 | 18434 138TH AVE SE | LOT 62 ADDISON PARK DIVISION 1 |  |  | Non-Lead - Other | No | 2018-06-05 | 0 | Installation date is after the lead ban |  |  |  |  | Non-Lead - Other |  |  | Installation date is after the lead ban |  |  |  |  | Non-Lead |  |  |  | Domestic
MTR_031165 | 17105 113TH AVE SE | E of property |  |  | Non-Lead - Other | No | 401404 | 1 | Installation date is after the lead ban |  |  |  |  | Non-Lead - Other |  |  | Installation date is after the lead ban |  |  |  |  | Non-Lead
MTR_030982 |  |  |  |  | Non-Lead - Plastic | No | 2023-05-16 | 1 | Rectified Plan |  |  |  |  | Non-Lead - Plastic |  |  | Statistical analysis |  |  |  |  | Non-Lead
MTR_031265 | 19627 117TH PL SE | Aston Crest, Lot 5 SE of property |  |  | Non-Lead - Other | No | 2018-02-13 | 0.75 | Installation date is after the lead ban |  |  |  |  | Non-Lead - Other |  |  | Installation date is after the lead ban |  |  |  |  | Non-Lead
MTR_031472 | 23629 134TH PL SE | Silver Glen, Lot 5 NE of property |  |  | Non-Lead - Plastic | No | 2018-04-03 | 1 | Rectified Plan |  |  |  |  | Non-Lead - Other |  |  | Installation date is after the lead ban |  |  |  |  | Non-Lead
MTR_031348 | 19432 121ST PL SE | Marabella, Lot 3 SW of property |  |  | Non-Lead - Other | No | 2017-03-20 | 0.75 | Installation date is after the lead ban |  |  |  |  | Non-Lead - Other |  |  | Installation date is after the lead ban |  |  |  |  | Non-Lead
MTR_031215 | 18926 123RD AVE SE | Canyon Terrace, Lot 24 |  |  | Non-Lead - Other | No | 2015-06-13 | 0 | Rectified Plan |  |  |  |  | Non-Lead - Other |  |  | Installation date is after the lead ban |  |  |  |  | Non-Lead
MTR_030928 |  |  |  |  | Non-Lead - Plastic | No | 2023-03-02 | 1 | Rectified Plan |  |  |  |  | Non-Lead - Plastic |  |  | Statistical analysis |  |  |  |  | Non-Lead
MTR_031602 | 20111 90TH PL S | Brenna's Vista, Lot 25 |  |  | Non-Lead - Other | No | 2015-12-15 | 0 | Installation date is after the lead ban |  |  |  |  | Non-Lead - Other |  |  | Installation date is after the lead ban |  |  |  |  | Non-Lead
MTR_031495 | 12325 SE 191ST ST | Canyon Terrace, Lot 4 |  |  | Non-Lead - Other | No | 2015-06-13 | 0 | Rectified Plan |  |  |  |  | Non-Lead - Other |  |  | Installation date is after the lead ban |  |  |  |  | Non-Lead
MTR_031578 | 20307 140TH AVE SE | 20307 140TH AVE SE, NE of property |  |  | Non-Lead - Other | No |  | 0 | Installation date is after the lead ban |  |  |  |  | Non-Lead - Other |  |  | Installation date is after the lead ban |  |  |  |  | Non-Lead
MTR_031508 | 11818 SE 200TH ST | Spring Hill, Lot 45 |  |  | Non-Lead - Other | No | 401404 | 0 | Installation date is after the lead ban |  |  |  |  | Non-Lead - Other |  |  | Installation date is after the lead ban |  |  |  |  | Non-Lead
MTR_031231 | 14509 SE 188TH WAY | Bollman Plat, Lot 12 N of property |  |  | Non-Lead - Other | No | 2003-03-05 | 0 | Installation date is after the lead ban |  |  |  |  | Non-Lead - Other |  |  | Installation date is after the lead ban |  |  |  |  | Non-Lead
MTR_031439 | 10615 SE 172ND ST | Avaya Ridge, West Bldg |  |  | Non-Lead - Other | No | 2018-11-12 | 2 | Installation date is after the lead ban |  |  |  |  | Non-Lead - Other |  |  | Installation date is after the lead ban |  |  |  |  | Non-Lead
MTR_030936 |  |  |  |  | Non-Lead - Plastic | No | 2023-03-02 | 1 | Rectified Plan |  |  |  |  | Non-Lead - Plastic |  |  | Statistical analysis |  |  |  |  | Non-Lead
MTR_031584 | 12901 SE 213TH ST | Lot 32 Willowcrest |  |  | Non-Lead - Plastic | No | 2016-11-29 | 1 | Rectified Plan |  |  |  |  | Non-Lead - Other |  |  | Installation date is after the lead ban |  |  |  |  | Non-Lead
MTR_030937 |  |  |  |  | Non-Lead - Plastic | No | 2023-03-02 | 1 | Rectified Plan |  |  |  |  | Non-Lead - Plastic |  |  | Statistical analysis |  |  |  |  | Non-Lead
MTR_031527 | 20121 91ST CT S | Brenna's Vista, Lot 34 NE of property |  |  | Non-Lead - Other | No | 2015-12-15 | 0 | Installation date is after the lead ban |  |  |  |  | Non-Lead - Other |  |  | Installation date is after the lead ban |  |  |  |  | Non-Lead
MTR_031185 | 18915 123RD PL SE | Canyon Terrace, Lot 58 |  |  | Non-Lead - Other | No | 2015-06-13 | 0 | Rectified Plan |  |  |  |  | Non-Lead - Other |  |  | Installation date is after the lead ban |  |  |  |  | Non-Lead
MTR_031569 | 10736 SE 188TH ST | TL 88 SEC 32-23-5 (GREENLEAF) |  |  | Non-Lead - Other | No | 2016-01-29 | 0 | Installation date is after the lead ban |  |  |  |  | Non-Lead - Other |  |  | Installation date is after the lead ban |  |  |  |  | Non-Lead
MTR_031555 | 11801 SE 189TH PL | LOT 10 RYLEE'S PLACE |  |  | Non-Lead - Other | No | 2016-03-21 | 0 | Rectified Plan |  |  |  |  | Non-Lead - Other |  |  | Installation date is after the lead ban |  |  |  |  | Non-Lead
MTR_031460 | 10806 SE 216TH ST | Roma Park, Lot 8 |  |  | Non-Lead - Plastic | No | 2020-07-09 | 1 | Rectified Plan |  |  |  |  | Non-Lead - Other |  |  | Installation date is after the lead ban |  |  |  |  | Non-Lead
MTR_031365 | 4753 SMITHERS AVE S | Wildwood View II SP, Lot 6 NE of property |  |  | Non-Lead - Other | No | 2018-03-14 | 0.75 | Installation date is after the lead ban |  |  |  |  | Non-Lead - Other |  |  | Installation date is after the lead ban |  |  |  |  | Non-Lead
MTR_031542 | 10858 SE 218TH ST | Lot 4, Dilbag Singh |  |  | Non-Lead - Other | No | 2015-10-19 | 0 | Installation date is after the lead ban |  |  |  |  | Non-Lead - Other |  |  | Installation date is after the lead ban |  |  |  |  | Non-Lead
MTR_031425 | 13889 SE 183RD ST | Fairwood Pointe, Lot 4 NW of property |  |  | Non-Lead - Other | No | 2019-05-02 | 1 | Installation date is after the lead ban |  |  |  |  | Non-Lead - Other |  |  | Installation date is after the lead ban |  |  |  |  | Non-Lead
MTR_030947 |  |  |  |  | Non-Lead - Plastic | No | 2023-03-02 | 1 | Rectified Plan |  |  |  |  | Non-Lead - Plastic |  |  | Statistical analysis |  |  |  |  | Non-Lead
MTR_030955 |  |  |  |  | Non-Lead - Plastic | No | 2023-03-02 | 1 | Rectified Plan |  |  |  |  | Non-Lead - Plastic |  |  | Statistical analysis |  |  |  |  | Non-Lead
MTR_031017 |  |  |  |  | Non-Lead - Plastic | No | 2023-05-16 | 1 | Rectified Plan |  |  |  |  | Non-Lead - Plastic |  |  | Statistical analysis |  |  |  |  | Non-Lead
MTR_031427 | 13405 SE 181ST PL | Forest Estates Div 4, Lot 416 SW of property |  |  | Non-Lead - Other | No | 1986-04-01 | 0 | Installation date is after the lead ban |  |  |  |  | Non-Lead - Other |  |  | Installation date is after the lead ban |  |  |  |  | Non-Lead
MTR_031321 | 4759 SMITHERS AVE S | Wildwood View II SP, Lot 7 SE of property |  |  | Non-Lead - Other | No | 2018-03-14 | 0.75 | Installation date is after the lead ban |  |  |  |  | Non-Lead - Other |  |  | Installation date is after the lead ban |  |  |  |  | Non-Lead
MTR_031264 | 19716 117TH PL SE | Aston Crest, Lot 20 NW of property |  |  | Non-Lead - Other | No | 2018-02-13 | 0.75 | Installation date is after the lead ban |  |  |  |  | Non-Lead - Other |  |  | Installation date is after the lead ban |  |  |  |  | Non-Lead
MTR_031187 | 19024 123RD AVE SE | Canyon Terrace, Lot 30 |  |  | Non-Lead - Other | No | 2015-06-13 | 0 | Rectified Plan |  |  |  |  | Non-Lead - Other |  |  | Installation date is after the lead ban |  |  |  |  | Non-Lead
MTR_031537 | 11821 SE 206TH ST | LOT 8 PANTHER LAKE TERRACE #3 |  |  | Non-Lead - Other | No | 1978-07-26 | 0 | Installation date is after the lead ban |  |  |  |  | Non-Lead - Other |  |  | Installation date is after the lead ban |  |  |  |  | Non-Lead
MTR_031298 | 9813 S 200TH PL | Bahamas Plat, Lot 5 NW of property |  |  | Non-Lead - Plastic | No | 2017-09-25 | 1 | Rectified Plan |  |  |  |  | Non-Lead - Other |  |  | Installation date is after the lead ban |  |  |  |  | Non-Lead
MTR_031006 |  |  |  |  | Non-Lead - Plastic | No | 2023-05-16 | 1 | Rectified Plan |  |  |  |  | Non-Lead - Plastic |  |  | Statistical analysis |  |  |  |  | Non-Lead
MTR_031566 | 23715 134TH AVE SE | Lot 6, Bishop's Landing |  |  | Non-Lead - Other | No | 2014-07-10 | 0 | Installation date is after the lead ban |  |  |  |  | Non-Lead - Other |  |  | Installation date is after the lead ban |  |  |  |  | Non-Lead
MTR_031324 | 11633 SE 197TH PL | Aston Crest, Lot 14 NW of property |  |  | Non-Lead - Other | No | 2018-02-13 | 0.75 | Installation date is after the lead ban |  |  |  |  | Non-Lead - Other |  |  | Installation date is after the lead ban |  |  |  |  | Non-Lead
MTR_031236 | 18485 114TH AVE SE | Larson Parke, Lot 7 SE of property |  |  | Non-Lead - Other | No | 2002-01-16 | 0 | Installation date is after the lead ban |  |  |  |  | Non-Lead - Other |  |  | Installation date is after the lead ban |  |  |  |  | Non-Lead
MTR_031388 | 18213 137TH PL SE | Fairwood Pointe, Lot 18 |  |  | Non-Lead - Other | No | 2019-05-02 | 1 | Installation date is after the lead ban |  |  |  |  | Non-Lead - Other |  |  | Installation date is after the lead ban |  |  |  |  | Non-Lead
MTR_031606 | 20024 90TH PL S | Brenna's Vista, Lot 18 |  |  | Non-Lead - Other | No | 2015-12-15 | 0 | Installation date is after the lead ban |  |  |  |  | Non-Lead - Other |  |  | Installation date is after the lead ban |  |  |  |  | Non-Lead
MTR_031540 | 11827 SE 189TH PL | LOT 13 RYLEE'S PLACE |  |  | Non-Lead - Other | No | 2016-03-21 | 0 | Rectified Plan |  |  |  |  | Non-Lead - Other |  |  | Installation date is after the lead ban |  |  |  |  | Non-Lead
MTR_031314 | 17415 W LAKE DESIRE DR SE | LOT 43 |  |  | Non-Lead - Plastic | No | 2010-01-19 | 1 | Rectified Plan |  |  |  |  | Non-Lead - Other |  |  | Statistical analysis |  |  |  |  | Non-Lead
MTR_031403 | 23706 134TH AVE SE | Silver Glen, Lot 2 |  |  | Non-Lead - Plastic | No | 2018-04-03 | 1 | Rectified Plan |  |  |  |  | Non-Lead - Other |  |  | Installation date is after the lead ban |  |  |  |  | Non-Lead
MTR_031098 | 12809 SE 213TH ST |  |  |  | Non-Lead - Plastic | No | 2016-11-29 | 1 | Rectified Plan |  |  |  |  | Non-Lead - Other |  |  | Installation date is after the lead ban |  |  |  |  | Non-Lead
MTR_031249 | 11431 SE 162ND ST | Cascade Greens, Lot 3 SE of property |  |  | Non-Lead - Other | No | 2018-04-11 | 0.75 | Installation date is after the lead ban |  |  |  |  | Non-Lead - Other |  |  | Installation date is after the lead ban |  |  |  |  | Non-Lead
MTR_031209 | 18847 123RD PL SE | Canyon Terrace, Lot 56 |  |  | Non-Lead - Other | No | 2015-06-13 | 0 | Rectified Plan |  |  |  |  | Non-Lead - Other |  |  | Installation date is after the lead ban |  |  |  |  | Non-Lead
MTR_031093 | 21318 130TH AVE SE |  |  |  | Non-Lead - Plastic | No | 2016-11-29 | 1 | Rectified Plan |  |  |  |  | Non-Lead - Other |  |  | Installation date is after the lead ban |  |  |  |  | Non-Lead
MTR_030949 |  |  |  |  | Non-Lead - Plastic | No | 2023-03-02 | 1 | Rectified Plan |  |  |  |  | Non-Lead - Plastic |  |  | Statistical analysis |  |  |  |  | Non-Lead
MTR_031601 | 20105 90TH PL S | Brenna's Vista, Lot 24 |  |  | Non-Lead - Other | No | 2015-12-15 | 0 | Installation date is after the lead ban |  |  |  |  | Non-Lead - Other |  |  | Installation date is after the lead ban |  |  |  |  | Non-Lead
MTR_031203 | 13113 SE 230TH PL | Lot 4 132nd Ave SP |  |  | Non-Lead - Other | No | 2016-05-25 | 0 | Installation date is after the lead ban |  |  |  |  | Non-Lead - Other |  |  | Installation date is after the lead ban |  |  |  |  | Non-Lead
MTR_030938 |  |  |  |  | Non-Lead - Plastic | No | 2023-03-02 | 1 | Rectified Plan |  |  |  |  | Non-Lead - Plastic |  |  | Statistical analysis |  |  |  |  | Non-Lead
MTR_031456 | 10822 SE 216TH ST | Roma Park, Lot 4 |  |  | Non-Lead - Plastic | No | 2020-07-09 | 1 | Rectified Plan |  |  |  |  | Non-Lead - Other |  |  | Installation date is after the lead ban |  |  |  |  | Non-Lead
MTR_031011 |  |  |  |  | Non-Lead - Plastic | No | 2023-05-16 | 1 | Rectified Plan |  |  |  |  | Non-Lead - Plastic |  |  | Statistical analysis |  |  |  |  | Non-Lead
MTR_031355 | 19705 117TH PL SE | Aston Crest, Lot 7 |  |  | Non-Lead - Other | No | 2018-02-13 | 0.75 | Installation date is after the lead ban |  |  |  |  | Non-Lead - Other |  |  | Installation date is after the lead ban |  |  |  |  | Non-Lead
MTR_031345 | 19521 121ST PL SE | Marabella, Lot 15 NE of property |  |  | Non-Lead - Other | No | 2017-03-20 | 0.75 | Installation date is after the lead ban |  |  |  |  | Non-Lead - Other |  |  | Installation date is after the lead ban |  |  |  |  | Non-Lead
MTR_031117 | 18712 109TH LN SE | NW of property on domestic service |  |  | Non-Lead - Other | No | 2000-09-14 | 0 | Installation date is after the lead ban |  |  |  |  | Non-Lead - Other |  |  | Installation date is after the lead ban |  |  |  |  | Non-Lead
MTR_031163 | 17420 106TH PL SE | Mission Healthcare Bldg, Domestic line SE of bldg by hydrant |  |  | Non-Lead - Plastic | No | 2018-10-23 | 4 | Rectified Plan |  |  |  |  | Non-Lead - Other |  |  | Installation date is after the lead ban |  |  |  |  | Non-Lead
MTR_031378 | 17053 122ND AVE SE | Cascade Vista, Lot 17 SE of property |  |  | Non-Lead - Other | No | 2010-10-25 | 1 | Rectified Plan |  |  |  |  | Non-Lead - Other |  |  | Statistical analysis |  |  |  |  | Non-Lead
MTR_031513 | 15812 124TH AVE SE | Cascade Village, Lot 2 |  |  | Non-Lead - Other | No | 2016-06-22 | 0.75 | Rectified Plan |  |  |  |  | Non-Lead - Other |  |  | Statistical analysis |  |  |  |  | Non-Lead
MTR_031404 | 16811 120TH AVE SE | SE 169th Pl & 121st Ave SE, Lot 8 |  |  | Non-Lead - Other | No | 2002-05-02 | 0 | Rectified Plan |  |  |  |  | Non-Lead - Other |  |  | Statistical analysis |  |  |  |  | Non-Lead
MTR_031607 | 18931 123RD AVE SE | Canyon Terrace, Lot 22 |  |  | Non-Lead - Other | No | 2015-06-13 | 0 | Rectified Plan |  |  |  |  | Non-Lead - Other |  |  | Installation date is after the lead ban |  |  |  |  | Non-Lead
MTR_031146 | 19410 121ST PL SE | Lot 7 Marbella, SW of property |  |  | Non-Lead - Other | No | 2017-03-20 | 0.75 | Installation date is after the lead ban |  |  |  |  | Non-Lead - Other |  |  | Installation date is after the lead ban |  |  |  |  | Non-Lead
MTR_031152 | 12919 SE 213TH ST | Lot 27 Willowcrest, NW of property |  |  | Non-Lead - Plastic | No | 2016-11-29 | 1 | Rectified Plan |  |  |  |  | Non-Lead - Other |  |  | Installation date is after the lead ban |  |  |  |  | Non-Lead
MTR_031119 | 11432 SE 186TH PL | LOT 8 LAKESIDE FAIRWOOD |  |  | Non-Lead - Other | No | 2014-09-23 | 0 | Installation date is after the lead ban |  |  |  |  | Non-Lead - Other |  |  | Installation date is after the lead ban |  |  |  |  | Non-Lead
MTR_031142 | 17355 E LAKE DESIRE DR SE | NE of property |  |  | Non-Lead - Plastic | No | 2010-01-19 | 1 | Rectified Plan |  |  |  |  | Non-Lead - Other |  |  | Installation date is after the lead ban |  |  |  |  | Non-Lead
MTR_031622 | 14241 SE 200TH ST | 14241 SE 200TH ST, NE of property |  |  | Non-Lead - Other | Unknown | 401404 | 0 | Statistical analysis |  |  |  |  | Non-Lead - Other |  |  | Statistical analysis |  |  |  |  | Non-Lead
MTR_031000 |  |  |  |  | Non-Lead - Plastic | No | 2023-05-16 | 1 | Rectified Plan |  |  |  |  | Non-Lead - Plastic |  |  | Statistical analysis |  |  |  |  | Non-Lead
MTR_031003 |  |  |  |  | Non-Lead - Plastic | No | 2023-05-16 | 1 | Rectified Plan |  |  |  |  | Non-Lead - Plastic |  |  | Statistical analysis |  |  |  |  | Non-Lead
MTR_031621 | 14719 SE 190TH ST | 14719 SE 190TH ST, NE of property |  |  | Non-Lead - Other | No | 401404 | 0 | Installation date is after the lead ban |  |  |  |  | Non-Lead - Other |  |  | Installation date is after the lead ban |  |  |  |  | Non-Lead
MTR_030962 |  |  |  |  | Non-Lead - Plastic | No | 2023-03-02 | 1 | Rectified Plan |  |  |  |  | Non-Lead - Plastic |  |  | Statistical analysis |  |  |  |  | Non-Lead
MTR_031445 | 13913 SE 183RD ST | Fairwood Pointe, Lot 3 NE of propety |  |  | Non-Lead - Other | No | 2019-05-02 | 1 | Installation date is after the lead ban |  |  |  |  | Non-Lead - Other |  |  | Installation date is after the lead ban |  |  |  |  | Non-Lead
MTR_030997 |  |  |  |  | Non-Lead - Plastic | No | 2023-10-25 | 1 | Rectified Plan |  |  |  |  | Non-Lead - Plastic |  |  | Statistical analysis |  |  |  |  | Non-Lead
MTR_031301 | 20104 91ST CT S | Brenna's Vista, Lot 39 S of property |  |  | Non-Lead - Other | No | 2015-12-15 | 0 | Installation date is after the lead ban |  |  |  |  | Non-Lead - Other |  |  | Installation date is after the lead ban |  |  |  |  | Non-Lead
MTR_031478 | 18842 123RD PL SE | Canyon Terrace, Lot 49 |  |  | Non-Lead - Other | No | 2015-06-13 | 0 | Rectified Plan |  |  |  |  | Non-Lead - Other |  |  | Installation date is after the lead ban |  |  |  |  | Non-Lead
MTR_031389 | 18225 137TH PL SE | Fairwood Pointe, Lot 16 |  |  | Non-Lead - Other | No | 2019-05-02 | 1 | Installation date is after the lead ban |  |  |  |  | Non-Lead - Other |  |  | Installation date is after the lead ban |  |  |  |  | Non-Lead
MTR_031582 | 21220 129TH LN SE | Lot 14, Willowcrest |  |  | Non-Lead - Plastic | No | 2016-11-29 | 1 | Rectified Plan |  |  |  |  | Non-Lead - Other |  |  | Installation date is after the lead ban |  |  |  |  | Non-Lead
MTR_031005 |  |  |  |  | Non-Lead - Plastic | No | 2023-05-16 | 1 | Rectified Plan |  |  |  |  | Non-Lead - Plastic |  |  | Statistical analysis |  |  |  |  | Non-Lead
MTR_031577 | 19103 124TH AVE SE | Canyon Terrace, Lot 2 |  |  | Non-Lead - Other | No | 2015-06-13 | 0 | Rectified Plan |  |  |  |  | Non-Lead - Other |  |  | Installation date is after the lead ban |  |  |  |  | Non-Lead
MTR_031380 | 13781 SE 183RD ST | Fairwood Pointe, Lot 10 NE of property |  |  | Non-Lead - Other | No | 2019-05-02 | 1 | Installation date is after the lead ban |  |  |  |  | Non-Lead - Other |  |  | Installation date is after the lead ban |  |  |  |  | Non-Lead
MTR_031463 | 739985TR-C | Roma Park, Tract C |  |  | Non-Lead - Plastic | No | 2020-07-09 | 1 | Rectified Plan |  |  |  |  | Non-Lead - Other |  |  | Installation date is after the lead ban |  |  |  |  | Non-Lead
MTR_030940 |  |  |  |  | Non-Lead - Plastic | No | 2023-03-02 | 1 | Rectified Plan |  |  |  |  | Non-Lead - Plastic |  |  | Statistical analysis |  |  |  |  | Non-Lead
MTR_030995 |  |  |  |  | Non-Lead - Plastic | No | 2023-05-16 | 1 | Rectified Plan |  |  |  |  | Non-Lead - Plastic |  |  | Statistical analysis |  |  |  |  | Non-Lead
MTR_031174 | 11409 SE 162ND ST | 11409 SE 162ND ST |  |  | Non-Lead - Other | No | 401404 | 0 | Installation date is after the lead ban |  |  |  |  | Non-Lead - Other |  |  | Installation date is after the lead ban |  |  |  |  | Non-Lead
MTR_031327 | 11711 SE 197TH PL | Aston Crest, Lot 16 NW of property |  |  | Non-Lead - Other | No | 2018-02-13 | 0.75 | Installation date is after the lead ban |  |  |  |  | Non-Lead - Other |  |  | Installation date is after the lead ban |  |  |  |  | Non-Lead
MTR_031106 | 12808 SE 213TH ST |  |  |  | Non-Lead - Plastic | No | 2016-11-29 | 1 | Rectified Plan |  |  |  |  | Non-Lead - Other |  |  | Installation date is after the lead ban |  |  |  |  | Non-Lead
MTR_031398 | 13764 SE 183RD ST | Fairwood Pointe, Lot 27 |  |  | Non-Lead - Other | No | 2019-05-02 | 1 | Installation date is after the lead ban |  |  |  |  | Non-Lead - Other |  |  | Installation date is after the lead ban |  |  |  |  | Non-Lead
MTR_030986 | 11204 SE 19nd St |  |  |  | Non-Lead - Plastic | No | 2023-05-16 | 1 | Rectified Plan |  |  |  |  | Non-Lead - Plastic |  |  | Installation date is after the lead ban |  |  |  |  | Non-Lead
MTR_031376 | 10619 SE 172ND ST | Avaya Ridge, East Building |  |  | Non-Lead - Plastic | No | 2018-10-23 | 2 | Rectified Plan |  |  |  |  | Non-Lead - Other |  |  | Installation date is after the lead ban |  |  |  |  | Non-Lead
MTR_031409 | 23628 134TH PL SE | Silver Glen, Lot 11 W of property |  |  | Non-Lead - Plastic | No | 2018-04-03 | 1 | Rectified Plan |  |  |  |  | Non-Lead - Other |  |  | Installation date is after the lead ban |  |  |  |  | Non-Lead
MTR_031451 | 20715 104TH PL SE | LOT 4 BLK 1 JOVEL MANOR |  |  | Non-Lead - Other | Unknown | 401404 | 0 | Statistical analysis |  |  |  |  | Non-Lead - Other |  |  | Statistical analysis |  |  |  |  | Non-Lead
MTR_031375 | 10615 SE 172ND ST | Avaya Ridge, West Building |  |  | Non-Lead - Other | No | 2018-11-12 | 1 | Installation date is after the lead ban |  |  |  |  | Non-Lead - Other |  |  | Installation date is after the lead ban |  |  |  |  | Non-Lead
MTR_031385 | 18612 116TH AVE SE |  |  |  | Non-Lead - Other | Unknown | 401404 | 0 | Statistical analysis |  |  |  |  | Non-Lead - Other |  |  | Statistical analysis |  |  |  |  | Non-Lead
MTR_031008 |  |  |  |  | Non-Lead - Plastic | No | 2023-05-16 | 1 | Rectified Plan |  |  |  |  | Non-Lead - Plastic |  |  | Statistical analysis |  |  |  |  | Non-Lead
MTR_031592 | 9808 S 200TH PL | Bahamas Plat, Lot 2 |  |  | Non-Lead - Plastic | No | 2017-09-25 | 1 | Rectified Plan |  |  |  |  | Non-Lead - Other |  |  | Installation date is after the lead ban |  |  |  |  | Non-Lead
MTR_031650 |  |  |  |  | Non-Lead - Plastic | No | 2023-10-25 | 1 | Rectified Plan |  |  |  |  | Non-Lead - Plastic |  |  | Statistical analysis |  |  |  |  | Non-Lead
MTR_030942 |  |  |  |  | Non-Lead - Plastic | No | 2023-03-02 | 1 | Rectified Plan |  |  |  |  | Non-Lead - Plastic |  |  | Statistical analysis |  |  |  |  | Non-Lead
MTR_031126 | 10203 SE 204TH ST | NE of property of domestic service |  |  | Non-Lead - Other | Unknown | 401404 | 0 | Statistical analysis |  |  |  |  | Non-Lead - Other |  |  | Statistical analysis |  |  |  |  | Non-Lead
MTR_031009 |  |  |  |  | Non-Lead - Plastic | No | 2023-05-16 | 1 | Rectified Plan |  |  |  |  | Non-Lead - Plastic |  |  | Statistical analysis |  |  |  |  | Non-Lead
MTR_031108 | 11818 SE 191ST ST |  |  |  | Non-Lead - Other | No |  | 1 | Installation date is after the lead ban |  |  |  |  | Non-Lead - Other |  |  | Installation date is after the lead ban |  |  |  |  | Non-Lead
MTR_031556 | 11818 SE 189TH PL | LOT 6 RYLEE'S PLACE |  |  | Non-Lead - Other | No | 2016-03-21 | 0 | Rectified Plan |  |  |  |  | Non-Lead - Other |  |  | Installation date is after the lead ban |  |  |  |  | Non-Lead
MTR_031158 | 19700 TALBOT RD S | L 2 Skagen Short Plat, SW of property |  |  | Non-Lead - Plastic | No | 2016-11-21 | 1 | Rectified Plan |  |  |  |  | Non-Lead - Other |  |  | Installation date is after the lead ban |  |  |  |  | Non-Lead
MTR_031516 | 10920 SE 181ST ST |  |  |  | Non-Lead - Other | Unknown | 401404 | 0 | Statistical analysis |  |  |  |  | Non-Lead - Other |  |  | Statistical analysis |  |  |  |  | Non-Lead
MTR_031547 | 21219 129TH LN SE | Lot 11, Willowcrest |  |  | Non-Lead - Plastic | No | 2016-11-29 | 1 | Rectified Plan |  |  |  |  | Non-Lead - Other |  |  | Installation date is after the lead ban |  |  |  |  | Non-Lead
MTR_031281 | 23832 141ST LN SE | 23832 141ST LN SE, NW of property on driveway near cul de sac |  |  | Non-Lead - Other | No |  | 0 | Installation date is after the lead ban |  |  |  |  | Non-Lead - Other |  |  | Installation date is after the lead ban |  |  |  |  | Non-Lead
MTR_031553 | 10604 SE 187TH PL | LOT 34 GREENLEAF |  |  | Non-Lead - Other | No | 2016-01-29 | 0 | Installation date is after the lead ban |  |  |  |  | Non-Lead - Other |  |  | Installation date is after the lead ban |  |  |  |  | Non-Lead
MTR_031498 | 12333 SE 191ST ST | Canyon Terrace, Lot 3 |  |  | Non-Lead - Other | No | 2015-06-13 | 0 | Rectified Plan |  |  |  |  | Non-Lead - Other |  |  | Installation date is after the lead ban |  |  |  |  | Non-Lead
MTR_031254 | 19402 121ST PL SE | Lot 9 Marbella, SW of property |  |  | Non-Lead - Other | No | 2017-03-20 | 0.75 | Installation date is after the lead ban |  |  |  |  | Non-Lead - Other |  |  | Installation date is after the lead ban |  |  |  |  | Non-Lead
MTR_031204 | 13127 SE 230TH PL | Lot 1 132nd Ave SP |  |  | Non-Lead - Other | No | 2016-05-25 | 0 | Installation date is after the lead ban |  |  |  |  | Non-Lead - Other |  |  | Installation date is after the lead ban |  |  |  |  | Non-Lead
MTR_031191 | 19019 123RD PL SE | Canyon Terrace, Lot 71 |  |  | Non-Lead - Other | No | 2015-06-13 | 0 | Rectified Plan |  |  |  |  | Non-Lead - Other |  |  | Installation date is after the lead ban |  |  |  |  | Non-Lead
MTR_030961 |  |  |  |  | Non-Lead - Plastic | No | 2023-03-02 | 1 | Rectified Plan |  |  |  |  | Non-Lead - Plastic |  |  | Statistical analysis |  |  |  |  | Non-Lead
MTR_031564 | 10007 SE 212TH ST | 10007 SE 212TH ST, NE of property |  |  | Non-Lead - Other | No | 401404 | 0 | Installation date is after the lead ban |  |  |  |  | Non-Lead - Other |  |  | Installation date is after the lead ban |  |  |  |  | Non-Lead
MTR_031201 | 19031 123RD PL SE | Canyon Terrace, Lot 72 |  |  | Non-Lead - Other | No | 2015-06-13 | 0 | Rectified Plan |  |  |  |  | Non-Lead - Other |  |  | Installation date is after the lead ban |  |  |  |  | Non-Lead
MTR_031277 | 17033 108TH AVE SE | Renton Special Care Community, Cottage A |  |  | Non-Lead - Other | No | 2019-02-19 | 2 | Installation date is after the lead ban |  |  |  |  | Non-Lead - Other |  |  | Installation date is after the lead ban |  |  |  |  | Non-Lead
MTR_030956 |  |  |  |  | Non-Lead - Plastic | No | 2023-03-02 | 1 | Rectified Plan |  |  |  |  | Non-Lead - Plastic |  |  | Statistical analysis |  |  |  |  | Non-Lead
MTR_031072 | 21407 116TH PL SE |  |  |  | Non-Lead - Other | No | 2023-04-10 | 1 | Rectified Plan |  |  |  |  | Non-Lead - Other |  |  | Statistical analysis |  |  |  |  | Non-Lead
MTR_030963 |  |  |  |  | Non-Lead - Plastic | No | 2023-03-02 | 1 | Rectified Plan |  |  |  |  | Non-Lead - Plastic |  |  | Statistical analysis |  |  |  |  | Non-Lead
MTR_031533 | 19119 123RD AVE SE | Canyon Terrace, Lot 9 |  |  | Non-Lead - Other | No | 2015-06-13 | 0 | Rectified Plan |  |  |  |  | Non-Lead - Other |  |  | Installation date is after the lead ban |  |  |  |  | Non-Lead
MTR_031114 | 19704 117TH PL SE | Aston Crest, Lot 23 SW of property |  |  | Non-Lead - Other | No | 2018-02-13 | 0.75 | Installation date is after the lead ban |  |  |  |  | Non-Lead - Other |  |  | Installation date is after the lead ban |  |  |  |  | Non-Lead
MTR_031336 | 4786 SMITHERS AVE S | Wildwood View II SP, Lot 10 |  |  | Non-Lead - Other | No | 2018-03-14 | 0.75 | Installation date is after the lead ban |  |  |  |  | Non-Lead - Other |  |  | Installation date is after the lead ban |  |  |  |  | Non-Lead
MTR_031086 |  |  |  |  | Non-Lead - Plastic | No | 2023-08-23 | 1 | Rectified Plan |  |  |  |  | Non-Lead - Plastic |  |  | Statistical analysis |  |  |  |  | Non-Lead
MTR_031234 | 12910 SE 213TH ST | Willowcrest, Lot 9 SW of property |  |  | Non-Lead - Plastic | No | 2016-11-29 | 1 | Rectified Plan |  |  |  |  | Non-Lead - Other |  |  | Installation date is after the lead ban |  |  |  |  | Non-Lead
MTR_031535 | 21215 97TH PL S | Westview Terrace, Lot 13 |  |  | Non-Lead - Other | No | 2008-10-29 | 0 | Installation date is after the lead ban |  |  |  |  | Non-Lead - Other |  |  | Installation date is after the lead ban |  |  |  |  | Non-Lead
MTR_031331 | 17733 115TH PL SE | Kinkade Crossing, Lot 6 SE of proerty |  |  | Non-Lead - Plastic | No | 2017-10-05 | 1 | Rectified Plan |  |  |  |  | Non-Lead - Other |  |  | Installation date is after the lead ban |  |  |  |  | Non-Lead
MTR_031620 | 23805 140TH AVE SE | LOT 1 COUNTRY CLUB NORTH |  |  | Non-Lead - Plastic | No | 1999-02-03 | 0.75 | Rectified Plan |  |  |  |  | Non-Lead - Other |  |  | Installation date is after the lead ban |  |  |  |  | Non-Lead
MTR_031648 |  |  |  |  | Non-Lead - Plastic | No | 2023-05-16 | 1 | Rectified Plan |  |  |  |  | Non-Lead - Plastic |  |  | Statistical analysis |  |  |  |  | Non-Lead
MTR_031102 | 10922 SE 187TH LN | SW of Unity property |  |  | Non-Lead - Other | No | 2000-09-14 | 0 | Installation date is after the lead ban |  |  |  |  | Non-Lead - Other |  |  | Installation date is after the lead ban |  |  |  |  | Non-Lead
MTR_031091 | 21307 130TH AVE SE | SE of property |  |  | Non-Lead - Plastic | No | 2016-11-29 | 1 | Rectified Plan |  |  |  |  | Non-Lead - Other |  |  | Installation date is after the lead ban |  |  |  |  | Non-Lead
MTR_031288 | 19115 123RD AVE SE | Canyon Terrace, Lot 10 |  |  | Non-Lead - Other | No | 2015-06-13 | 0 | Rectified Plan |  |  |  |  | Non-Lead - Other |  |  | Installation date is after the lead ban |  |  |  |  | Non-Lead
MTR_031211 | 11815 SE 218TH PL | 11815 SE 218TH PL, NW of property |  |  | Non-Lead - Other | No | 401404 | 0 | Installation date is after the lead ban |  |  |  |  | Non-Lead - Other |  |  | Installation date is after the lead ban |  |  |  |  | Non-Lead
MTR_031412 | 10229 SE 217TH PL | Garrison Glen, Lot 19 NE of property |  |  | Non-Lead - Other | No | 2014-01-15 | 0 | Installation date is after the lead ban |  |  |  |  | Non-Lead - Other |  |  | Installation date is after the lead ban |  |  |  |  | Non-Lead
MTR_031018 |  |  |  |  | Non-Lead - Plastic | No | 2023-05-16 | 1 | Rectified Plan |  |  |  |  | Non-Lead - Plastic |  |  | Statistical analysis |  |  |  |  | Non-Lead
MTR_031353 | 10633 SE 213TH ST | Stonepine East, Existing Parcel |  |  | Non-Lead - Other | No | 1995-10-18 | 0 | Installation date is after the lead ban |  |  |  |  | Non-Lead - Other |  |  | Installation date is after the lead ban |  |  |  |  | Non-Lead
MTR_031546 | 11839 SE 189TH PL | LOT 15 RYLEE'S PLACE |  |  | Non-Lead - Other | No | 2016-03-21 | 0 | Rectified Plan |  |  |  |  | Non-Lead - Other |  |  | Installation date is after the lead ban |  |  |  |  | Non-Lead
MTR_031603 | 20031 90TH PL S | Brenna's Vista, Lot 23 |  |  | Non-Lead - Other | No | 2015-12-15 | 0 | Installation date is after the lead ban |  |  |  |  | Non-Lead - Other |  |  | Installation date is after the lead ban |  |  |  |  | Non-Lead
MTR_031374 | 17033 108TH AVE SE | Renton Special Care Community, Cottage A |  |  | Non-Lead - Other | No |  | 0 | Installation date is after the lead ban |  |  |  |  | Non-Lead - Other |  |  | Installation date is after the lead ban |  |  |  |  | Non-Lead
MTR_031213 | 13123 SE 230TH PL | Lot 2 132nd Ave SP |  |  | Non-Lead - Other | No | 2016-05-25 | 0 | Installation date is after the lead ban |  |  |  |  | Non-Lead - Other |  |  | Installation date is after the lead ban |  |  |  |  | Non-Lead
MTR_031611 | 14616 SE 192ND ST | Cascade Water Dist No 58, W of bldg |  |  | Non-Lead - Other | No | 1987-06-24 | 0 | Installation date is after the lead ban |  |  |  |  | Non-Lead - Other |  |  | Installation date is after the lead ban |  |  |  |  | Non-Lead
MTR_031257 | 11622 SE 197TH PL | Aston Crest, Lot 10 SW of property |  |  | Non-Lead - Other | No | 2018-02-13 | 0.75 | Installation date is after the lead ban |  |  |  |  | Non-Lead - Other |  |  | Installation date is after the lead ban |  |  |  |  | Non-Lead
MTR_030993 | 19217 112TH AVE SE | Pine Meadows, Lot 3 |  |  | Non-Lead - Plastic | No | 2023-05-16 | 1 | Rectified Plan |  |  |  |  | Non-Lead - Plastic |  |  | Installation date is after the lead ban |  |  |  |  | Non-Lead
MTR_031016 |  |  |  |  | Non-Lead - Plastic | No | 2023-05-16 | 1 | Rectified Plan |  |  |  |  | Non-Lead - Plastic |  |  | Statistical analysis |  |  |  |  | Non-Lead
MTR_031189 | 9317 S 200TH ST | 9317 S 200TH ST, service connection on driveway |  |  | Non-Lead - Other | No |  | 0 | Installation date is after the lead ban |  |  |  |  | Non-Lead - Other |  |  | Installation date is after the lead ban |  |  |  |  | Non-Lead
MTR_031118 | 11516 SE 186TH PL | LOT 6 LAKESIDE FAIRWOOD |  |  | Non-Lead - Other | No | 2014-09-23 | 0 | Installation date is after the lead ban |  |  |  |  | Non-Lead - Other |  |  | Installation date is after the lead ban |  |  |  |  | Non-Lead
MTR_031184 | 18909 123RD PL SE | Canyon Terrace, Lot 57 |  |  | Non-Lead - Other | No | 2015-06-13 | 0 | Rectified Plan |  |  |  |  | Non-Lead - Other |  |  | Installation date is after the lead ban |  |  |  |  | Non-Lead
MTR_030939 |  |  |  |  | Non-Lead - Plastic | No | 2023-03-02 | 1 | Rectified Plan |  |  |  |  | Non-Lead - Plastic |  |  | Statistical analysis |  |  |  |  | Non-Lead
MTR_031123 | 11504 SE 177TH PL | SE of property on domestic service |  |  | Non-Lead - Plastic | No | 2017-10-05 | 1 | Rectified Plan |  |  |  |  | Non-Lead - Other |  |  | Installation date is after the lead ban |  |  |  |  | Non-Lead
MTR_031159 | 19646 TALBOT RD S | L 4 Skagen Short Plat, SW of property |  |  | Non-Lead - Plastic | No | 2016-11-21 | 1 | Rectified Plan |  |  |  |  | Non-Lead - Other |  |  | Installation date is after the lead ban |  |  |  |  | Non-Lead
MTR_031078 | 13004 SE 213TH ST |  |  |  | Non-Lead - Plastic | No | 2016-11-29 | 1 | Rectified Plan |  |  |  |  | Non-Lead - Other |  |  | Installation date is after the lead ban |  |  |  |  | Non-Lead
MTR_031134 | 17701 115TH PL SE | L13 Kincade Crossing, SE of property |  |  | Non-Lead - Plastic | No | 2017-10-05 | 1 | Rectified Plan |  |  |  |  | Non-Lead - Other |  |  | Installation date is after the lead ban |  |  |  |  | Non-Lead
MTR_031567 | 12802 SE 213TH ST | 12802 SE 213TH ST, SE of property |  |  | Non-Lead - Plastic | No | 2016-11-29 | 1 | Rectified Plan |  |  |  |  | Non-Lead - Other |  |  | Installation date is after the lead ban |  |  |  |  | Non-Lead
MTR_031088 |  |  |  |  | Non-Lead - Plastic | No | 2023-08-23 | 1 | Rectified Plan |  |  |  |  | Non-Lead - Plastic |  |  | Statistical analysis |  |  |  |  | Non-Lead
MTR_031552 | 10726 SE 187TH PL | LOT 2 GREENLEAF |  |  | Non-Lead - Other | No | 2016-01-29 | 0 | Installation date is after the lead ban |  |  |  |  | Non-Lead - Other |  |  | Installation date is after the lead ban |  |  |  |  | Non-Lead
MTR_031379 | 16623 122ND AVE SE | Cascade Hills Phase III, Lot 47 |  |  | Non-Lead - Other | No | 2019-08-05 | 1 | Rectified Plan |  |  |  |  | Non-Lead - Other |  |  | Statistical analysis |  |  |  |  | Non-Lead
MTR_031141 | 12907 SE 213TH ST | Lot 31 Willowcrest, SE of property |  |  | Non-Lead - Plastic | No | 2016-11-29 | 1 | Rectified Plan |  |  |  |  | Non-Lead - Other |  |  | Installation date is after the lead ban |  |  |  |  | Non-Lead
MTR_031440 | 10619 SE 172ND ST | Avaya Ridge, East Bldg |  |  | Non-Lead - Plastic | No | 2018-10-23 | 1 | Rectified Plan |  |  |  |  | Non-Lead - Other |  |  | Installation date is after the lead ban |  |  |  |  | Non-Lead
MTR_031581 | 21212 129TH LN SE | Lot 13, Willowcrest |  |  | Non-Lead - Plastic | No | 2016-11-29 | 1 | Rectified Plan |  |  |  |  | Non-Lead - Other |  |  | Installation date is after the lead ban |  |  |  |  | Non-Lead
MTR_031522 | 10733 SE 187TH PL | LOT 31 GREENLEAF |  |  | Non-Lead - Other | No | 2016-01-29 | 0 | Installation date is after the lead ban |  |  |  |  | Non-Lead - Other |  |  | Installation date is after the lead ban |  |  |  |  | Non-Lead
MTR_031438 | 20033 139TH WAY SE | Kent Ridge Place, Lot 3 |  |  | Non-Lead - Other | No | 1997-01-08 | 0 | Installation date is after the lead ban |  |  |  |  | Non-Lead - Other |  |  | Installation date is after the lead ban |  |  |  |  | Non-Lead
MTR_031195 | 19008 123RD PL SE | Canyon Terrace, Lot 32 |  |  | Non-Lead - Other | No | 2015-06-13 | 0 | Rectified Plan |  |  |  |  | Non-Lead - Other |  |  | Installation date is after the lead ban |  |  |  |  | Non-Lead
MTR_031434 | 21442 130TH AVE SE | LOT 58 HILLSHIRE TERRACE |  |  | Non-Lead - Other | No | 1995-09-19 | 0 | Installation date is after the lead ban |  |  |  |  | Non-Lead - Other |  |  | Installation date is after the lead ban |  |  |  |  | Non-Lead
MTR_031464 | 10809 SE 216TH ST | Roma Park, Lot 11 |  |  | Non-Lead - Plastic | No | 2020-07-09 | 1 | Rectified Plan |  |  |  |  | Non-Lead - Other |  |  | Installation date is after the lead ban |  |  |  |  | Non-Lead
MTR_031182 | 18813 124TH AVE SE | Canyon Terrace, Lot 52 |  |  | Non-Lead - Other | No | 2015-06-13 | 0 | Rectified Plan |  |  |  |  | Non-Lead - Other |  |  | Installation date is after the lead ban |  |  |  |  | Non-Lead
MTR_031370 | 13205 SE 237TH ST | Bishop's Landing, Lot 1 NW of property |  |  | Non-Lead - Other | No | 2014-07-10 | 0 | Installation date is after the lead ban |  |  |  |  | Non-Lead - Other |  |  | Installation date is after the lead ban |  |  |  |  | Non-Lead
MTR_031308 | 20126 98TH AVE S | Bahamas Plat, Lot 12 |  |  | Non-Lead - Plastic | No | 2017-09-25 | 1 | Rectified Plan |  |  |  |  | Non-Lead - Other |  |  | Installation date is after the lead ban |  |  |  |  | Non-Lead
MTR_031029 |  |  |  |  | Non-Lead - Plastic | No | 2023-05-16 | 1 | Rectified Plan |  |  |  |  | Non-Lead - Plastic |  |  | Statistical analysis |  |  |  |  | Non-Lead
MTR_031322 | 13117 SE 230TH PL | Lot 3 132nd Ave SP |  |  | Non-Lead - Other | No | 2016-05-25 | 0 | Installation date is after the lead ban |  |  |  |  | Non-Lead - Other |  |  | Installation date is after the lead ban |  |  |  |  | Non-Lead
MTR_031197 | 18807 124TH AVE SE | Canyon Terrace, Lot 53 |  |  | Non-Lead - Other | No | 2015-06-13 | 0 | Rectified Plan |  |  |  |  | Non-Lead - Other |  |  | Installation date is after the lead ban |  |  |  |  | Non-Lead
MTR_031574 | 11814 SE 191ST ST | 11814 SE 191ST ST, S of property |  |  | Non-Lead - Other | No |  | 1 | Installation date is after the lead ban |  |  |  |  | Non-Lead - Other |  |  | Installation date is after the lead ban |  |  |  |  | Non-Lead
MTR_031274 | 20004 91ST PL S | Brenna's Vista, Lot 4 SW of property |  |  | Non-Lead - Other | No | 2015-12-15 | 0 | Installation date is after the lead ban |  |  |  |  | Non-Lead - Other |  |  | Installation date is after the lead ban |  |  |  |  | Non-Lead
MTR_031109 | 12922 SE 213TH ST |  |  |  | Non-Lead - Plastic | No | 2016-11-29 | 1 | Rectified Plan |  |  |  |  | Non-Lead - Other |  |  | Installation date is after the lead ban |  |  |  |  | Non-Lead
MTR_031262 | 19708 117TH PL SE | Aston Crest, Lot 22 SW of property |  |  | Non-Lead - Other | No | 2018-02-13 | 0.75 | Installation date is after the lead ban |  |  |  |  | Non-Lead - Other |  |  | Installation date is after the lead ban |  |  |  |  | Non-Lead
MTR_031528 | 16261 SE 181ST ST | LOT 8 RIDGEWOOD LANE |  |  | Non-Lead - Other | No | 2015-12-22 | 0 | Installation date is after the lead ban |  |  |  |  | Non-Lead - Other |  |  | Installation date is after the lead ban |  |  |  |  | Non-Lead
MTR_031230 | 17029 108TH AVE SE | 17029 108TH AVE SE, SE of property |  |  | Non-Lead - Other | Unknown | 401404 | 0.75 | Statistical analysis |  |  |  |  | Non-Lead - Other |  |  | Statistical analysis |  |  |  |  | Non-Lead
MTR_031356 | 1215 S 47TH PL | Panther Ridge, Lot 12 |  |  | Non-Lead - Other | No | 2012-08-28 | 0 | Installation date is after the lead ban |  |  |  |  | Non-Lead - Other |  |  | Installation date is after the lead ban |  |  |  |  | Non-Lead
MTR_031170 | 9129 S 200TH PL | Sophia Glen 92nd Ave S, NW of property |  |  | Non-Lead - Other | No | 2015-12-15 | 0 | Installation date is after the lead ban |  |  |  |  | Non-Lead - Other |  |  | Installation date is after the lead ban |  |  |  |  | Non-Lead
MTR_031271 | 11012 SE 218TH PL | 11012 SE 218TH PL, SE of property |  |  | Non-Lead - Other | No | 401404 | 0 | Installation date is after the lead ban |  |  |  |  | Non-Lead - Other |  |  | Installation date is after the lead ban |  |  |  |  | Non-Lead
MTR_031382 | 18209 137TH PL SE | Fairwood Pointe, Lot 21 |  |  | Non-Lead - Other | No | 2019-05-02 | 1 | Installation date is after the lead ban |  |  |  |  | Non-Lead - Other |  |  | Installation date is after the lead ban |  |  |  |  | Non-Lead
MTR_031362 | 9818 S 213TH PL | Westview Terrace, Lot 1 |  |  | Non-Lead - Other | No | 2008-10-29 | 0 | Rectified Plan |  |  |  |  | Non-Lead - Other |  |  | Statistical analysis |  |  |  |  | Non-Lead
MTR_031180 | 18844 124TH AVE SE | Canyon Terrace, Lot 66 |  |  | Non-Lead - Other | No | 2015-06-13 | 0 | Rectified Plan |  |  |  |  | Non-Lead - Other |  |  | Installation date is after the lead ban |  |  |  |  | Non-Lead
MTR_031330 | 17741 115TH PL SE | Kinkade Crossing, Lot 5 NE of proerty |  |  | Non-Lead - Plastic | No | 2017-10-05 | 1 | Rectified Plan |  |  |  |  | Non-Lead - Other |  |  | Installation date is after the lead ban |  |  |  |  | Non-Lead
MTR_031448 | 12671 SE 168TH ST | L 5 CASCADE VISTA 3 |  |  | Non-Lead - Other | Unknown | 401404 | 0 | Statistical analysis |  |  |  |  | Non-Lead - Other |  |  | Statistical analysis |  |  |  |  | Non-Lead
MTR_030998 |  |  |  |  | Non-Lead - Plastic | No | 2023-10-25 | 1 | Rectified Plan |  |  |  |  | Non-Lead - Plastic |  |  | Statistical analysis |  |  |  |  | Non-Lead
MTR_031428 | 18305 153RD PL SE | LOT 35 CARRIAGEWOOD #1 |  |  | Non-Lead - Other | No | 1980-06-01 | 0 | Installation date is after the lead ban |  |  |  |  | Non-Lead - Other |  |  | Installation date is after the lead ban |  |  |  |  | Non-Lead
MTR_031268 | 11020 SE 218TH PL | 11020 SE 218TH PL, SW of property |  |  | Non-Lead - Other | No | 401404 | 0 | Installation date is after the lead ban |  |  |  |  | Non-Lead - Other |  |  | Installation date is after the lead ban |  |  |  |  | Non-Lead
MTR_031139 | 19420 121ST PL SE | L 5 Marabella, NE of property |  |  | Non-Lead - Other | No | 2017-03-20 | 0.75 | Installation date is after the lead ban |  |  |  |  | Non-Lead - Other |  |  | Installation date is after the lead ban |  |  |  |  | Non-Lead
MTR_031084 |  |  |  |  | Non-Lead - Plastic | No | 2023-08-23 | 1 | Rectified Plan |  |  |  |  | Non-Lead - Plastic |  |  | Statistical analysis |  |  |  |  | Non-Lead
MTR_031514 | 18908 104TH PL SE | Cougar Meadows, Lot 24 |  |  | Non-Lead - Other | No | 1989-10-23 | 0 | Installation date is after the lead ban |  |  |  |  | Non-Lead - Other |  |  | Installation date is after the lead ban |  |  |  |  | Non-Lead
MTR_031543 | 23707 134TH AVE SE | Lot 4, Bishop's Landing |  |  | Non-Lead - Other | No | 2014-07-10 | 0 | Installation date is after the lead ban |  |  |  |  | Non-Lead - Other |  |  | Installation date is after the lead ban |  |  |  |  | Non-Lead
MTR_031232 | 4744 SMITHERS AVE S | Wildwood View II SP, Lot 20 |  |  | Non-Lead - Other | No | 2018-03-14 | 0.75 | Installation date is after the lead ban |  |  |  |  | Non-Lead - Other |  |  | Installation date is after the lead ban |  |  |  |  | Non-Lead
MTR_031002 |  |  |  |  | Non-Lead - Plastic | No | 2023-05-16 | 1 | Rectified Plan |  |  |  |  | Non-Lead - Plastic |  |  | Statistical analysis |  |  |  |  | Non-Lead
MTR_031545 | 11822 SE 189TH PL | LOT 5 RYLEE'S PLACE |  |  | Non-Lead - Other | No | 2016-03-21 | 0 | Rectified Plan |  |  |  |  | Non-Lead - Other |  |  | Installation date is after the lead ban |  |  |  |  | Non-Lead
MTR_031558 | 11833 SE 189TH PL | LOT 14 RYLEE'S PLACE |  |  | Non-Lead - Other | No | 2016-03-21 | 0 | Rectified Plan |  |  |  |  | Non-Lead - Other |  |  | Installation date is after the lead ban |  |  |  |  | Non-Lead
MTR_031519 | 16446 109TH AVE SE | 16446 109TH AVE SE, W of property |  |  | Non-Lead - Other | No | 401404 | 0 | Installation date is after the lead ban |  |  |  |  | Non-Lead - Other |  |  | Installation date is after the lead ban |  |  |  |  | Non-Lead
MTR_031458 | 10814 SE 216TH ST | Roma Park, Lot 6 |  |  | Non-Lead - Plastic | No | 2020-07-09 | 1 | Rectified Plan |  |  |  |  | Non-Lead - Other |  |  | Installation date is after the lead ban |  |  |  |  | Non-Lead
MTR_031227 | 12914 SE 213TH ST | Willowcrest, Lot 10 SW of property |  |  | Non-Lead - Plastic | No | 2016-11-29 | 1 | Rectified Plan |  |  |  |  | Non-Lead - Other |  |  | Installation date is after the lead ban |  |  |  |  | Non-Lead
MTR_031361 | 905 S 49TH ST | Wildwood View, Lot 6 |  |  | Non-Lead - Other | No | 2018-03-14 | 0.75 | Installation date is after the lead ban |  |  |  |  | Non-Lead - Other |  |  | Installation date is after the lead ban |  |  |  |  | Non-Lead
MTR_031430 | 9331 S 200TH ST | 9331 S 200TH ST, N of property |  |  | Non-Lead - Other | No | 401404 | 0 | Installation date is after the lead ban |  |  |  |  | Non-Lead - Other |  |  | Installation date is after the lead ban |  |  |  |  | Non-Lead
MTR_031436 | 19208 102ND AVE SE | SW Corner of property |  |  | Non-Lead - Other | No |  | 0 | Installation date is after the lead ban |  |  |  |  | Non-Lead - Other |  |  | Installation date is after the lead ban |  |  |  |  | Non-Lead
MTR_031272 | 9123 S 200TH PL | 9123 S 200TH PL, NE of property |  |  | Non-Lead - Other | No | 2015-12-15 | 0 | Installation date is after the lead ban |  |  |  |  | Non-Lead - Other |  |  | Installation date is after the lead ban |  |  |  |  | Non-Lead
MTR_030943 |  |  |  |  | Non-Lead - Plastic | No | 2023-03-02 | 1 | Rectified Plan |  |  |  |  | Non-Lead - Plastic |  |  | Statistical analysis |  |  |  |  | Non-Lead
MTR_031447 | 23709 134TH PL SE | Silver Glen, Lot 7 SW of property |  |  | Non-Lead - Plastic | No | 2018-04-03 | 1 | Rectified Plan |  |  |  |  | Non-Lead - Other |  |  | Installation date is after the lead ban |  |  |  |  | Non-Lead
MTR_030990 | 19213 112TH AVE SE | Pine Meadows, Lot 2 |  |  | Non-Lead - Plastic | No | 2023-05-16 | 1 | Rectified Plan |  |  |  |  | Non-Lead - Plastic |  |  | Installation date is after the lead ban |  |  |  |  | Non-Lead
MTR_030945 |  |  |  |  | Non-Lead - Plastic | No | 2023-03-02 | 1 | Rectified Plan |  |  |  |  | Non-Lead - Plastic |  |  | Statistical analysis |  |  |  |  | Non-Lead
MTR_031028 |  |  |  |  | Non-Lead - Plastic | No | 2023-05-16 | 1 | Rectified Plan |  |  |  |  | Non-Lead - Plastic |  |  | Statistical analysis |  |  |  |  | Non-Lead
MTR_031591 | 20119 90TH PL S | Brenna's Vista, Lot 27 SW of property |  |  | Non-Lead - Other | No | 2015-12-15 | 0 | Installation date is after the lead ban |  |  |  |  | Non-Lead - Other |  |  | Installation date is after the lead ban |  |  |  |  | Non-Lead
MTR_031260 | 4726 SMITHERS AVE S | Wildwood View II SP, Lot 17 |  |  | Non-Lead - Other | No | 2018-03-14 | 0.75 | Installation date is after the lead ban |  |  |  |  | Non-Lead - Other |  |  | Installation date is after the lead ban |  |  |  |  | Non-Lead
MTR_031200 | 18801 124TH AVE SE | Canyon Terrace, Lot 54 |  |  | Non-Lead - Other | No | 2015-06-13 | 0 | Rectified Plan |  |  |  |  | Non-Lead - Other |  |  | Installation date is after the lead ban |  |  |  |  | Non-Lead
MTR_031116 | 17725 115TH PL SE | NE of property on domestic service |  |  | Non-Lead - Plastic | No | 2017-10-05 | 1 | Rectified Plan |  |  |  |  | Non-Lead - Other |  |  | Installation date is after the lead ban |  |  |  |  | Non-Lead
MTR_031401 | 11629 SE 219TH PL |  |  |  | Non-Lead - Other | No |  | 0 | Installation date is after the lead ban |  |  |  |  | Non-Lead - Other |  |  | Installation date is after the lead ban |  |  |  |  | Non-Lead
MTR_031501 | 18940 123RD PL SE | Canyon Terrace, Lot 40 |  |  | Non-Lead - Other | No | 2015-06-13 | 0 | Rectified Plan |  |  |  |  | Non-Lead - Other |  |  | Installation date is after the lead ban |  |  |  |  | Non-Lead
MTR_031524 | 16030 123RD PL SE | LOT 10 BLOCK 3 CASCADE VILLAGE #2 |  |  | Non-Lead - Other | No | 2016-06-22 | 0.75 | Rectified Plan |  |  |  |  | Non-Lead - Other |  |  | Statistical analysis |  |  |  |  | Non-Lead
MTR_031175 | 9118 S 200TH PL | 9118 S 200TH PL |  |  | Non-Lead - Other | No | 2015-12-15 | 0 | Installation date is after the lead ban |  |  |  |  | Non-Lead - Other |  |  | Installation date is after the lead ban |  |  |  |  | Non-Lead
MTR_031095 | 12817 SE 213TH ST |  |  |  | Non-Lead - Plastic | No | 2016-11-29 | 1 | Rectified Plan |  |  |  |  | Non-Lead - Other |  |  | Installation date is after the lead ban |  |  |  |  | Non-Lead
MTR_030957 |  |  |  |  | Non-Lead - Plastic | No | 2023-03-02 | 1 | Rectified Plan |  |  |  |  | Non-Lead - Plastic |  |  | Statistical analysis |  |  |  |  | Non-Lead
MTR_031241 | 19510 121ST PL SE | Marabella, Lot 1 SW of property |  |  | Non-Lead - Other | No | 2017-03-20 | 0.75 | Installation date is after the lead ban |  |  |  |  | Non-Lead - Other |  |  | Installation date is after the lead ban |  |  |  |  | Non-Lead
MTR_031242 | 4762 SMITHERS AVE S | Wildwood View II SP, Lot 14 |  |  | Non-Lead - Other | No | 2018-03-14 | 0.75 | Installation date is after the lead ban |  |  |  |  | Non-Lead - Other |  |  | Installation date is after the lead ban |  |  |  |  | Non-Lead
MTR_031332 | 4729 SMITHERS AVE S | Wildwood View II SP, Lot 2 |  |  | Non-Lead - Other | No | 2018-03-14 | 0.75 | Installation date is after the lead ban |  |  |  |  | Non-Lead - Other |  |  | Installation date is after the lead ban |  |  |  |  | Non-Lead
MTR_031312 | 11423 SE 222ND ST | Skyline SP, Lot 3 |  |  | Non-Lead - Plastic | No | 2017-11-21 | 1 | Rectified Plan |  |  |  |  | Non-Lead - Other |  |  | Installation date is after the lead ban |  |  |  |  | Non-Lead
MTR_031129 | 19607 117TH PL SE | SE of property on domestic service |  |  | Non-Lead - Other | No | 2018-02-13 | 0.75 | Installation date is after the lead ban |  |  |  |  | Non-Lead - Other |  |  | Installation date is after the lead ban |  |  |  |  | Non-Lead
MTR_031467 | 10821 SE 216TH ST | Roma Park, Lot 14 |  |  | Non-Lead - Plastic | No | 2020-07-09 | 1 | Rectified Plan |  |  |  |  | Non-Lead - Other |  |  | Installation date is after the lead ban |  |  |  |  | Non-Lead
MTR_031377 | 18201 137TH PL SE | Fairwood Pointe, Lot 22 SE of property |  |  | Non-Lead - Other | No | 2019-05-02 | 1 | Installation date is after the lead ban |  |  |  |  | Non-Lead - Other |  |  | Installation date is after the lead ban |  |  |  |  | Non-Lead
MTR_031457 | 10818 SE 216TH ST | Roma Park, Lot 5 |  |  | Non-Lead - Plastic | No | 2020-07-09 | 1 | Rectified Plan |  |  |  |  | Non-Lead - Other |  |  | Installation date is after the lead ban |  |  |  |  | Non-Lead
MTR_031589 | 20118 91ST CT S | Brenna's Vista, Lot 36 SW of property |  |  | Non-Lead - Other | No | 2015-12-15 | 0 | Installation date is after the lead ban |  |  |  |  | Non-Lead - Other |  |  | Installation date is after the lead ban |  |  |  |  | Non-Lead
MTR_031305 | 20623 96TH AVE S | LOT 2 D.S. SHORT PLAT |  |  | Non-Lead - Other | No | 401404 | 0 | Installation date is after the lead ban |  |  |  |  | Non-Lead - Other |  |  | Installation date is after the lead ban |  |  |  |  | Non-Lead
MTR_031359 | 19712 117TH PL SE | Astoncrest, Lot 21 |  |  | Non-Lead - Other | No | 2018-02-13 | 0.75 | Installation date is after the lead ban |  |  |  |  | Non-Lead - Other |  |  | Installation date is after the lead ban |  |  |  |  | Non-Lead
MTR_031019 |  |  |  |  | Non-Lead - Plastic | No | 2023-05-16 | 1 | Rectified Plan |  |  |  |  | Non-Lead - Plastic |  |  | Statistical analysis |  |  |  |  | Non-Lead
MTR_030984 |  |  |  |  | Non-Lead - Plastic | No | 2023-05-16 | 1 | Rectified Plan |  |  |  |  | Non-Lead - Plastic |  |  | Statistical analysis |  |  |  |  | Non-Lead
MTR_031210 | 11823 SE 218TH PL | 11823 SE 218TH PL, NE of property |  |  | Non-Lead - Other | No | 401404 | 0 | Installation date is after the lead ban |  |  |  |  | Non-Lead - Other |  |  | Installation date is after the lead ban |  |  |  |  | Non-Lead
MTR_030983 |  |  |  |  | Non-Lead - Plastic | No | 2023-05-16 | 1 | Rectified Plan |  |  |  |  | Non-Lead - Plastic |  |  | Statistical analysis |  |  |  |  | Non-Lead
MTR_031520 | 18225 118TH AVE SE | 18225 118TH AVE SE, SE of property |  |  | Non-Lead - Other | No | 1975-09-11 | 0 | Relative Placement |  |  |  |  | Non-Lead - Other |  |  | Statistical analysis |  |  |  |  | Non-Lead
MTR_031559 | 17722 E LAKE DESIRE DR SE | 17722 E LAKE DESIRE DR SE, NW of property |  |  | Non-Lead - Plastic | No | 2010-01-19 | 1 | Rectified Plan |  |  |  |  | Non-Lead - Other |  |  | Installation date is after the lead ban |  |  |  |  | Non-Lead
MTR_031020 |  |  |  |  | Non-Lead - Plastic | No | 2023-05-16 | 1 | Rectified Plan |  |  |  |  | Non-Lead - Plastic |  |  | Statistical analysis |  |  |  |  | Non-Lead
MTR_031653 |  |  |  |  | Non-Lead - Other | Unknown | 401404 | 0 | Statistical analysis |  |  |  |  | Non-Lead - Other |  |  | Statistical analysis |  |  |  |  | Non-Lead
MTR_031167 | 13128 SE 230TH PL | Lot 5 132nd Ave SP, S of property |  |  | Non-Lead - Other | No | 2016-05-25 | 0 | Installation date is after the lead ban |  |  |  |  | Non-Lead - Other |  |  | Installation date is after the lead ban |  |  |  |  | Non-Lead
MTR_031529 | 10735 SE 188TH ST | LOT 22 GREENLEAF |  |  | Non-Lead - Other | No | 2016-01-29 | 0 | Installation date is after the lead ban |  |  |  |  | Non-Lead - Other |  |  | Installation date is after the lead ban |  |  |  |  | Non-Lead
MTR_031600 | 20125 90TH PL S | Brenna's Vista, Lot 28 SW of property |  |  | Non-Lead - Other | No | 2015-12-15 | 0 | Installation date is after the lead ban |  |  |  |  | Non-Lead - Other |  |  | Installation date is after the lead ban |  |  |  |  | Non-Lead
MTR_031233 | 4738 SMITHERS AVE S | Wildwood View II SP, Lot 19 |  |  | Non-Lead - Other | No | 2018-03-14 | 0.75 | Installation date is after the lead ban |  |  |  |  | Non-Lead - Other |  |  | Installation date is after the lead ban |  |  |  |  | Non-Lead
MTR_031295 | 20118 98TH AVE S | Bahamas Plat, Lot 10 SW of property |  |  | Non-Lead - Plastic | No | 2017-09-25 | 1 | Rectified Plan |  |  |  |  | Non-Lead - Other |  |  | Installation date is after the lead ban |  |  |  |  | Non-Lead
MTR_031510 | 20213 108TH AVE SE |  |  |  | Non-Lead - Other | Unknown |  | 0 | Statistical analysis |  |  |  |  | Non-Lead - Other |  |  | Statistical analysis |  |  |  |  | Non-Lead
MTR_031085 |  |  |  |  | Non-Lead - Plastic | No | 2023-08-23 | 1 | Rectified Plan |  |  |  |  | Non-Lead - Plastic |  |  | Statistical analysis |  |  |  |  | Non-Lead
MTR_031246 | 11836 SE 191ST ST | 11836 SE 191ST ST, SE of property |  |  | Non-Lead - Other | No |  | 1 | Installation date is after the lead ban |  |  |  |  | Non-Lead - Other |  |  | Installation date is after the lead ban |  |  |  |  | Non-Lead
MTR_031010 |  |  |  |  | Non-Lead - Plastic | No | 2023-05-16 | 1 | Rectified Plan |  |  |  |  | Non-Lead - Plastic |  |  | Statistical analysis |  |  |  |  | Non-Lead
MTR_031392 | 13949 SE 183RD ST | Fairwood Pointe, Lot 1 |  |  | Non-Lead - Other | No | 2019-05-02 | 1 | Installation date is after the lead ban |  |  |  |  | Non-Lead - Other |  |  | Installation date is after the lead ban |  |  |  |  | Non-Lead
MTR_031160 | 19153 108TH LN SE | W of property |  |  | Non-Lead - Other | No | 2009-01-05 | 0 | Installation date is after the lead ban |  |  |  |  | Non-Lead - Other |  |  | Installation date is after the lead ban |  |  |  |  | Non-Lead
MTR_031521 | 21805 131ST PL SE | LOT 9 MARILYN PLACE |  |  | Non-Lead - Other | No | 2014-07-17 | 0 | Installation date is after the lead ban |  |  |  |  | Non-Lead - Other |  |  | Installation date is after the lead ban |  |  |  |  | Non-Lead
MTR_031168 | 17220 174TH AVE SE | 174th Ave SE |  |  | Non-Lead - Plastic | No | 2010-01-19 | 1 | Rectified Plan |  |  |  |  | Non-Lead - Other |  |  | Installation date is after the lead ban |  |  |  |  | Non-Lead
MTR_031477 | 17832 108TH AVE SE | 17832 108TH AVE SE, NW of Arbys |  |  | Non-Lead - Other | No | 401404 | 0 | Installation date is after the lead ban |  |  |  |  | Non-Lead - Other |  |  | Installation date is after the lead ban |  |  |  |  | Non-Lead
MTR_031077 | 17020 SE 183RD PL |  |  |  | Non-Lead - Other | No | 2005-03-14 | 4 | Rectified Plan |  |  |  |  | Non-Lead - Other |  |  | Installation date is after the lead ban |  |  |  |  | Non-Lead
MTR_031110 | 19406 121ST PL SE |  |  |  | Non-Lead - Other | No | 2017-03-20 | 0.75 | Installation date is after the lead ban |  |  |  |  | Non-Lead - Other |  |  | Installation date is after the lead ban |  |  |  |  | Non-Lead
MTR_031012 |  |  |  |  | Non-Lead - Plastic | No | 2023-05-16 | 1 | Rectified Plan |  |  |  |  | Non-Lead - Plastic |  |  | Statistical analysis |  |  |  |  | Non-Lead
MTR_030991 |  |  |  |  | Non-Lead - Plastic | No | 2023-10-25 | 1 | Rectified Plan |  |  |  |  | Non-Lead - Plastic |  |  | Statistical analysis |  |  |  |  | Non-Lead
MTR_031487 | 18816 123RD PL SE | Canyon Terrace, Lot 51 |  |  | Non-Lead - Other | No | 2015-06-13 | 0 | Rectified Plan |  |  |  |  | Non-Lead - Other |  |  | Installation date is after the lead ban |  |  |  |  | Non-Lead
MTR_030931 |  |  |  |  | Non-Lead - Plastic | No | 2023-03-02 | 1 | Rectified Plan |  |  |  |  | Non-Lead - Plastic |  |  | Statistical analysis |  |  |  |  | Non-Lead
MTR_031610 | 14616 SE 192ND ST | Cascade Water Dist No 58, W of bldg |  |  | Non-Lead - Other | No | 1987-06-24 | 0 | Installation date is after the lead ban |  |  |  |  | Non-Lead - Other |  |  | Installation date is after the lead ban |  |  |  |  | Non-Lead
MTR_031335 | 11415 SE 222ND ST | Skyline Short Plant, Lot 1 NE of property |  |  | Non-Lead - Plastic | No | 2017-11-21 | 1 | Rectified Plan |  |  |  |  | Non-Lead - Other |  |  | Installation date is after the lead ban |  |  |  |  | Non-Lead
MTR_031219 | 19036 123RD AVE SE | Canyon Terrace, Lot 32 |  |  | Non-Lead - Other | No | 2015-06-13 | 0 | Rectified Plan |  |  |  |  | Non-Lead - Other |  |  | Installation date is after the lead ban |  |  |  |  | Non-Lead
MTR_031164 | 17420 106TH PL SE | Mission Healthcare Bldg, Domestic line SE of bldg by hydrant |  |  | Non-Lead - Plastic | No | 2018-10-23 | 6 | Rectified Plan |  |  |  |  | Non-Lead - Other |  |  | Installation date is after the lead ban |  |  |  |  | Non-Lead
MTR_031127 | 11438 SE 186TH PL | LOT 7 LAKESIDE FAIRWOOD |  |  | Non-Lead - Other | No | 2014-09-23 | 0 | Installation date is after the lead ban |  |  |  |  | Non-Lead - Other |  |  | Installation date is after the lead ban |  |  |  |  | Non-Lead
MTR_031151 | 21317 129TH PL SE | Lot 30 Willowcrest, NE of property |  |  | Non-Lead - Plastic | No | 2016-11-29 | 1 | Rectified Plan |  |  |  |  | Non-Lead - Other |  |  | Installation date is after the lead ban |  |  |  |  | Non-Lead
MTR_031476 | 10103 SE 207TH ST | 10103 SE 207TH ST, N of property |  |  | Non-Lead - Other | No |  | 0 | Installation date is after the lead ban |  |  |  |  | Non-Lead - Other |  |  | Installation date is after the lead ban |  |  |  |  | Non-Lead
MTR_031432 | 13778 SE 183RD ST | Fairwood Pointe, Lot 28 NE of property |  |  | Non-Lead - Other | No | 2019-05-02 | 1 | Installation date is after the lead ban |  |  |  |  | Non-Lead - Other |  |  | Installation date is after the lead ban |  |  |  |  | Non-Lead
MTR_031224 | 11639 SE 217TH PL | Royal Crest Estates, Lot 11 NE of property |  |  | Non-Lead - Other | No | 2005-12-20 | 0 | Installation date is after the lead ban |  |  |  |  | Non-Lead - Other |  |  | Installation date is after the lead ban |  |  |  |  | Non-Lead
MTR_031352 | 17618 115TH PL SE | Kinkade Crossing, Lot 1 |  |  | Non-Lead - Plastic | No | 2017-10-05 | 1 | Rectified Plan |  |  |  |  | Non-Lead - Other |  |  | Installation date is after the lead ban |  |  |  |  | Non-Lead
MTR_031586 | 23721 134TH AVE SE | Lot 8, Bishop's Landing |  |  | Non-Lead - Other | No | 2014-07-10 | 0 | Installation date is after the lead ban |  |  |  |  | Non-Lead - Other |  |  | Installation date is after the lead ban |  |  |  |  | Non-Lead
MTR_031286 | 17725 E LAKE DESIRE DR SE | 17725 E LK DESIRE DR SE, SE of property |  |  | Non-Lead - Plastic | No | 2010-01-19 | 1 | Rectified Plan |  |  |  |  | Non-Lead - Other |  |  | Installation date is after the lead ban |  |  |  |  | Non-Lead
MTR_031344 | 17639 115TH PL SE | Kinkade Crossing, Lot 11 NE of property |  |  | Non-Lead - Plastic | No | 2017-10-05 | 1 | Rectified Plan |  |  |  |  | Non-Lead - Other |  |  | Installation date is after the lead ban |  |  |  |  | Non-Lead
MTR_031150 | 21318 129TH PL SE | Lot 29 Willowcrest, N of property |  |  | Non-Lead - Plastic | No | 2016-11-29 | 1 | Rectified Plan |  |  |  |  | Non-Lead - Other |  |  | Installation date is after the lead ban |  |  |  |  | Non-Lead
MTR_031424 | 11712 SE 221ST ST | 11712 SE 221ST ST, NE of property |  |  | Non-Lead - Other | No | 401404 | 0 | Installation date is after the lead ban |  |  |  |  | Non-Lead - Other |  |  | Installation date is after the lead ban |  |  |  |  | Non-Lead
MTR_031202 | 18822 123RD PL SE | Canyon Terrace, Lot 50 |  |  | Non-Lead - Other | No | 2015-06-13 | 0 | Rectified Plan |  |  |  |  | Non-Lead - Other |  |  | Installation date is after the lead ban |  |  |  |  | Non-Lead
MTR_031343 | 17615 115TH PL SE | Kinkade Crossing, Lot 14 SE of property |  |  | Non-Lead - Plastic | No | 2017-10-05 | 1 | Rectified Plan |  |  |  |  | Non-Lead - Other |  |  | Installation date is after the lead ban |  |  |  |  | Non-Lead
MTR_031101 | 10209 SE 208TH PL | Lot 3 SFG Short Plat, N of property |  |  | Non-Lead - Plastic | No | 2017-05-12 | 1 | Rectified Plan |  |  |  |  | Non-Lead - Other |  |  | Installation date is after the lead ban |  |  |  |  | Non-Lead
MTR_031413 | 19381 114TH PL SE | The Plateau at Panther Lake, Lot 52 E of property |  |  | Non-Lead - Other | No | 2007-03-05 | 0 | Installation date is after the lead ban |  |  |  |  | Non-Lead - Other |  |  | Installation date is after the lead ban |  |  |  |  | Non-Lead
MTR_031294 | 19030 123RD AVE SE | Canyon Terrace, Lot 31 |  |  | Non-Lead - Other | No | 2015-06-13 | 0 | Rectified Plan |  |  |  |  | Non-Lead - Other |  |  | Installation date is after the lead ban |  |  |  |  | Non-Lead
MTR_031465 | 10813 SE 216TH ST | Roma Park, Lot 12 |  |  | Non-Lead - Plastic | No | 2020-07-09 | 1 | Rectified Plan |  |  |  |  | Non-Lead - Other |  |  | Installation date is after the lead ban |  |  |  |  | Non-Lead
MTR_031076 | 18845 102ND AVE SE |  |  |  | Non-Lead - Other | Unknown | 401404 | 0 | Statistical analysis |  |  |  |  | Non-Lead - Other |  |  | Statistical analysis |  |  |  |  | Non-Lead
MTR_031346 | 19509 121ST PL SE | Marabella, Lot 12 NE of property |  |  | Non-Lead - Other | No | 2017-03-20 | 0.75 | Installation date is after the lead ban |  |  |  |  | Non-Lead - Other |  |  | Installation date is after the lead ban |  |  |  |  | Non-Lead
MTR_030996 |  |  |  |  | Non-Lead - Plastic | No | 2023-05-16 | 1 | Rectified Plan |  |  |  |  | Non-Lead - Plastic |  |  | Statistical analysis |  |  |  |  | Non-Lead
MTR_031534 | 18932 123RD AVE SE | Canyon Terrace, Lot 26 |  |  | Non-Lead - Other | No | 2015-06-13 | 0 | Rectified Plan |  |  |  |  | Non-Lead - Other |  |  | Installation date is after the lead ban |  |  |  |  | Non-Lead
MTR_030994 |  |  |  |  | Non-Lead - Plastic | No | 2023-05-16 | 1 | Rectified Plan |  |  |  |  | Non-Lead - Plastic |  |  | Statistical analysis |  |  |  |  | Non-Lead
MTR_031173 | 9110 S 200TH PL | SE of property |  |  | Non-Lead - Other | No | 2015-12-15 | 0 | Installation date is after the lead ban |  |  |  |  | Non-Lead - Other |  |  | Installation date is after the lead ban |  |  |  |  | Non-Lead
MTR_031212 | 19011 123RD AVE SE | Canyon Terrace, Lot 21 |  |  | Non-Lead - Other | No | 2015-06-13 | 0 | Rectified Plan |  |  |  |  | Non-Lead - Other |  |  | Installation date is after the lead ban |  |  |  |  | Non-Lead
MTR_031334 | 11419 SE 222ND ST | Skyline Short Plant, Lot 2 NW of property |  |  | Non-Lead - Plastic | No | 2017-11-21 | 1 | Rectified Plan |  |  |  |  | Non-Lead - Other |  |  | Installation date is after the lead ban |  |  |  |  | Non-Lead
MTR_031415 | 23705 134TH PL SE | Silver Glen, Lot 6 NE of property |  |  | Non-Lead - Plastic | No | 2018-04-03 | 1 | Rectified Plan |  |  |  |  | Non-Lead - Other |  |  | Installation date is after the lead ban |  |  |  |  | Non-Lead
MTR_031303 | 20130 98TH AVE S | Bahamas Plat, Lot 13 SE of property |  |  | Non-Lead - Plastic | No | 2017-09-25 | 1 | Rectified Plan |  |  |  |  | Non-Lead - Other |  |  | Installation date is after the lead ban |  |  |  |  | Non-Lead
MTR_031149 | 10006 SE 192ND ST | Lot 21 SE 192nd St, NW of property |  |  | Non-Lead - Other | No | 2004-01-26 | 0 | Rectified Plan |  |  |  |  | Non-Lead - Other |  |  | Statistical analysis |  |  |  |  | Non-Lead
MTR_031013 |  |  |  |  | Non-Lead - Plastic | No | 2023-05-16 | 1 | Rectified Plan |  |  |  |  | Non-Lead - Plastic |  |  | Statistical analysis |  |  |  |  | Non-Lead
MTR_031082 | 21308 130TH AVE SE | NW of property |  |  | Non-Lead - Plastic | No | 2016-11-29 | 1 | Rectified Plan |  |  |  |  | Non-Lead - Other |  |  | Installation date is after the lead ban |  |  |  |  | Non-Lead
MTR_031526 | 19603 140TH AVE SE | 19603 140TH AVE SE, SE of property |  |  | Non-Lead - Other | No | 401404 | 0 | Installation date is after the lead ban |  |  |  |  | Non-Lead - Other |  |  | Installation date is after the lead ban |  |  |  |  | Non-Lead
MTR_031435 | 17810 163RD PL SE | Candlewood Ridge III, Lot 16 SW of property |  |  | Non-Lead - Plastic | No | 1977-07-13 | 1 | Rectified Plan |  |  |  |  | Non-Lead - Other |  |  | Installation date is after the lead ban |  |  |  |  | Non-Lead
MTR_031326 | 11702 SE 197TH PL | Aston Crest, Lot 8 SW of property |  |  | Non-Lead - Other | No | 2018-02-13 | 0.75 | Installation date is after the lead ban |  |  |  |  | Non-Lead - Other |  |  | Installation date is after the lead ban |  |  |  |  | Non-Lead
MTR_031571 | 11845 SE 189TH PL | LOT 16 RYLEE'S PLACE |  |  | Non-Lead - Other | No | 2016-03-21 | 0 | Rectified Plan |  |  |  |  | Non-Lead - Other |  |  | Installation date is after the lead ban |  |  |  |  | Non-Lead
MTR_031426 | 13937 SE 183RD ST | Fairwood Pointe, Lot 2 NW of property |  |  | Non-Lead - Other | No | 2019-05-02 | 1 | Installation date is after the lead ban |  |  |  |  | Non-Lead - Other |  |  | Installation date is after the lead ban |  |  |  |  | Non-Lead
MTR_031354 | 11628 SE 197TH PL | Aston Crest, Lot 9 |  |  | Non-Lead - Other | No | 2018-02-13 | 0.75 | Installation date is after the lead ban |  |  |  |  | Non-Lead - Other |  |  | Installation date is after the lead ban |  |  |  |  | Non-Lead
MTR_031407 | 23630 134TH AVE SE | Silver Glen, Lot 1 NE of property |  |  | Non-Lead - Plastic | No | 2018-04-03 | 1 | Rectified Plan |  |  |  |  | Non-Lead - Other |  |  | Installation date is after the lead ban |  |  |  |  | Non-Lead
MTR_031568 | 23703 134TH AVE SE | Lot 3, Bishop's Landing |  |  | Non-Lead - Other | No | 2014-07-10 | 0 | Installation date is after the lead ban |  |  |  |  | Non-Lead - Other |  |  | Installation date is after the lead ban |  |  |  |  | Non-Lead
MTR_030985 |  |  |  |  | Non-Lead - Plastic | No | 2023-05-16 | 1 | Rectified Plan |  |  |  |  | Non-Lead - Plastic |  |  | Statistical analysis |  |  |  |  | Non-Lead
MTR_031406 | 23716 134TH PL SE | Silver Glen, Lot 9 NW of property |  |  | Non-Lead - Plastic | No | 2018-04-03 | 1 | Rectified Plan |  |  |  |  | Non-Lead - Other |  |  | Installation date is after the lead ban |  |  |  |  | Non-Lead
MTR_030988 |  |  |  |  | Non-Lead - Plastic | No | 2023-10-25 | 1 | Rectified Plan |  |  |  |  | Non-Lead - Plastic |  |  | Statistical analysis |  |  |  |  | Non-Lead
MTR_031015 |  |  |  |  | Non-Lead - Plastic | No | 2023-05-16 | 1 | Rectified Plan |  |  |  |  | Non-Lead - Plastic |  |  | Statistical analysis |  |  |  |  | Non-Lead
MTR_031196 | 17513 W LAKE DESIRE DR SE | 17513 W LK DESIRE DR SE, SE OF PROPERTY |  |  | Non-Lead - Plastic | No | 2010-01-19 | 1 | Rectified Plan |  |  |  |  | Non-Lead - Other |  |  | Installation date is after the lead ban |  |  |  |  | Non-Lead
MTR_031121 | 11348 SE 192ND ST | SW of property on domestic service |  |  | Non-Lead - Other | No | 2009-09-29 | 0 | Installation date is after the lead ban |  |  |  |  | Non-Lead - Other |  |  | Installation date is after the lead ban |  |  |  |  | Non-Lead
MTR_031350 | 17610 115TH PL SE | Kinkade Crossing, Lot 17 NE of property |  |  | Non-Lead - Plastic | No | 2017-10-05 | 1 | Rectified Plan |  |  |  |  | Non-Lead - Other |  |  | Installation date is after the lead ban |  |  |  |  | Non-Lead
MTR_031217 | 18832 124TH AVE SE | Canyon Terrace, Lot 64 |  |  | Non-Lead - Other | No | 2015-06-13 | 0 | Rectified Plan |  |  |  |  | Non-Lead - Other |  |  | Installation date is after the lead ban |  |  |  |  | Non-Lead
MTR_031092 | 21314 130TH AVE SE |  |  |  | Non-Lead - Plastic | No | 2016-11-29 | 1 | Rectified Plan |  |  |  |  | Non-Lead - Other |  |  | Installation date is after the lead ban |  |  |  |  | Non-Lead
MTR_031479 | 18848 123RD PL SE | Canyon Terrace, Lot 48 |  |  | Non-Lead - Other | No | 2015-06-13 | 0 | Rectified Plan |  |  |  |  | Non-Lead - Other |  |  | Installation date is after the lead ban |  |  |  |  | Non-Lead
MTR_031280 | 20114 91ST CT S | Brenna's Vista, Lot 37 SW of property |  |  | Non-Lead - Other | No | 2015-12-15 | 0 | Installation date is after the lead ban |  |  |  |  | Non-Lead - Other |  |  | Installation date is after the lead ban |  |  |  |  | Non-Lead
MTR_031099 | 12803 SE 213TH ST |  |  |  | Non-Lead - Plastic | No | 2016-11-29 | 1 | Rectified Plan |  |  |  |  | Non-Lead - Other |  |  | Installation date is after the lead ban |  |  |  |  | Non-Lead
MTR_031161 | 11023 SE 204TH ST | Lot 3 Chow Short Plat, NW of property |  |  | Non-Lead - Other | No | 2006-08-01 | 0 | Installation date is after the lead ban |  |  |  |  | Non-Lead - Other |  |  | Installation date is after the lead ban |  |  |  |  | Non-Lead
MTR_031337 | 4780 SMITHERS AVE S | Wildwood View II SP, Lot 11 |  |  | Non-Lead - Other | No | 2018-03-14 | 0.75 | Installation date is after the lead ban |  |  |  |  | Non-Lead - Other |  |  | Installation date is after the lead ban |  |  |  |  | Non-Lead
MTR_030929 |  |  |  |  | Non-Lead - Plastic | No | 2023-03-02 | 1 | Rectified Plan |  |  |  |  | Non-Lead - Plastic |  |  | Statistical analysis |  |  |  |  | Non-Lead
MTR_031604 | 20002 90TH PL S | Brenna's Vista, Lot 22 |  |  | Non-Lead - Other | No | 2015-12-15 | 0 | Installation date is after the lead ban |  |  |  |  | Non-Lead - Other |  |  | Installation date is after the lead ban |  |  |  |  | Non-Lead
MTR_031311 | 20111 91ST CT S | Brenna's Vista, Lot 32 |  |  | Non-Lead - Other | No | 2015-12-15 | 0 | Installation date is after the lead ban |  |  |  |  | Non-Lead - Other |  |  | Installation date is after the lead ban |  |  |  |  | Non-Lead
MTR_031651 |  |  |  |  | Non-Lead - Plastic | No | 2023-10-25 | 1 | Rectified Plan |  |  |  |  | Non-Lead - Plastic |  |  | Statistical analysis |  |  |  |  | Non-Lead
MTR_031147 | 10215 SE 208TH PL | Lot 4 SFG Short Plat, N of property |  |  | Non-Lead - Plastic | No | 2017-05-12 | 1 | Rectified Plan |  |  |  |  | Non-Lead - Other |  |  | Installation date is after the lead ban |  |  |  |  | Non-Lead
MTR_031485 | 9724 S 209TH ST | HIllcrest & Hillcrest II, Lot 13 |  |  | Non-Lead - Other | No | 2020-10-02 | 1 | Installation date is after the lead ban |  |  |  |  | Non-Lead - Other |  |  | Installation date is after the lead ban |  |  |  |  | Non-Lead
MTR_030959 |  |  |  |  | Non-Lead - Plastic | No | 2023-03-02 | 1 | Rectified Plan |  |  |  |  | Non-Lead - Plastic |  |  | Statistical analysis |  |  |  |  | Non-Lead
MTR_031030 |  |  |  |  | Non-Lead - Plastic | No | 2023-05-16 | 1 | Rectified Plan |  |  |  |  | Non-Lead - Plastic |  |  | Statistical analysis |  |  |  |  | Non-Lead
MTR_031579 | 20028 90TH PL S | Brenna's Vista, Lot 17 |  |  | Non-Lead - Other | No | 2015-12-15 | 0 | Installation date is after the lead ban |  |  |  |  | Non-Lead - Other |  |  | Installation date is after the lead ban |  |  |  |  | Non-Lead
MTR_031583 | 21211 129TH LN SE | Lot 12, Willowcrest |  |  | Non-Lead - Plastic | No | 2016-11-29 | 1 | Rectified Plan |  |  |  |  | Non-Lead - Other |  |  | Installation date is after the lead ban |  |  |  |  | Non-Lead
MTR_031025 |  |  |  |  | Non-Lead - Plastic | No | 2023-05-16 | 1 | Rectified Plan |  |  |  |  | Non-Lead - Plastic |  |  | Statistical analysis |  |  |  |  | Non-Lead
MTR_031416 | 20814 103RD PL SE | SFG 8 - Lot SP, Lot 7 W of property |  |  | Non-Lead - Plastic | No | 2017-05-12 | 1 | Rectified Plan |  |  |  |  | Non-Lead - Other |  |  | Installation date is after the lead ban |  |  |  |  | Non-Lead
MTR_031433 | 19454 136TH PL SE | 19454 136TH PL SE, W of property |  |  | Non-Lead - Other | Unknown |  | 0 | Statistical analysis |  |  |  |  | Non-Lead - Other |  |  | Statistical analysis |  |  |  |  | Non-Lead
MTR_031183 | 12354 SE 191ST ST | Canyon Terrace, Lot 35 |  |  | Non-Lead - Other | No | 2015-06-13 | 0 | Rectified Plan |  |  |  |  | Non-Lead - Other |  |  | Installation date is after the lead ban |  |  |  |  | Non-Lead
MTR_031608 | 20006 90TH PL S | Brenna's Vista, Lot 21 |  |  | Non-Lead - Other | No | 2015-12-15 | 0 | Installation date is after the lead ban |  |  |  |  | Non-Lead - Other |  |  | Installation date is after the lead ban |  |  |  |  | Non-Lead
MTR_031660 |  |  |  |  | Non-Lead - Plastic | No | 2023-05-16 | 1 | Rectified Plan |  |  |  |  | Non-Lead - Plastic |  |  | Statistical analysis |  |  |  |  | Non-Lead
MTR_031565 | 23719 134TH AVE SE | Lot 7, Bishop's Landing |  |  | Non-Lead - Other | No | 2014-07-10 | 0 | Installation date is after the lead ban |  |  |  |  | Non-Lead - Other |  |  | Installation date is after the lead ban |  |  |  |  | Non-Lead
MTR_031509 | 10961 SE 169TH PL | Threshold 1, Phase 1 & 2, Lot 13 |  |  | Non-Lead - Other | No | 1995-08-21 | 1 | Rectified Plan |  |  |  |  | Non-Lead - Other |  |  | Installation date is after the lead ban |  |  |  |  | Non-Lead
MTR_031318 | 911 S 49TH ST | Wildwood View II SP, Lot 5 NW of property |  |  | Non-Lead - Other | No | 2018-03-14 | 0.75 | Installation date is after the lead ban |  |  |  |  | Non-Lead - Other |  |  | Installation date is after the lead ban |  |  |  |  | Non-Lead
MTR_031496 | 18916 123RD PL SE | Canyon Terrace, Lot 43 |  |  | Non-Lead - Other | No | 2015-06-13 | 0 | Rectified Plan |  |  |  |  | Non-Lead - Other |  |  | Installation date is after the lead ban |  |  |  |  | Non-Lead
MTR_031518 | 12018 SE 169TH PL | Cascade Vista, Lot 8 |  |  | Non-Lead - Other | No | 2002-05-02 | 0 | Rectified Plan |  |  |  |  | Non-Lead - Other |  |  | Statistical analysis |  |  |  |  | Non-Lead
MTR_031309 | 9805 S 200TH PL | Bahamas Plat, Lot 7 |  |  | Non-Lead - Plastic | No | 2017-09-25 | 1 | Rectified Plan |  |  |  |  | Non-Lead - Other |  |  | Installation date is after the lead ban |  |  |  |  | Non-Lead
MTR_031393 | 18617 131ST AVE SE |  |  |  | Non-Lead - Other | No | 1968-06-14 | 0 | Installation date is after the lead ban |  |  |  |  | Non-Lead - Other |  |  | Installation date is after the lead ban |  |  |  |  | Non-Lead
MTR_031026 |  |  |  |  | Non-Lead - Plastic | No | 2023-05-16 | 1 | Rectified Plan |  |  |  |  | Non-Lead - Plastic |  |  | Statistical analysis |  |  |  |  | Non-Lead
MTR_031450 | 20815 103RD PL SE | SFG 8 - Lot SP, Lot 2 W of property |  |  | Non-Lead - Plastic | No | 2017-05-12 | 1 | Rectified Plan |  |  |  |  | Non-Lead - Other |  |  | Installation date is after the lead ban |  |  |  |  | Non-Lead
MTR_031081 | 21304 130TH AVE SE | SW of property |  |  | Non-Lead - Plastic | No | 2016-11-29 | 1 | Rectified Plan |  |  |  |  | Non-Lead - Other |  |  | Installation date is after the lead ban |  |  |  |  | Non-Lead
MTR_031080 | 13012 SE 213TH ST |  |  |  | Non-Lead - Plastic | No | 2016-11-29 | 1 | Rectified Plan |  |  |  |  | Non-Lead - Other |  |  | Installation date is after the lead ban |  |  |  |  | Non-Lead
MTR_031421 | 13751 SE 183RD ST | Fairwood Pointe, Lot 13 NW of property |  |  | Non-Lead - Other | No | 2019-05-02 | 1 | Installation date is after the lead ban |  |  |  |  | Non-Lead - Other |  |  | Installation date is after the lead ban |  |  |  |  | Non-Lead
MTR_031497 | 12317 SE 191ST ST | Canyon Terrace, Lot 5 |  |  | Non-Lead - Other | No | 2015-06-13 | 0 | Rectified Plan |  |  |  |  | Non-Lead - Other |  |  | Installation date is after the lead ban |  |  |  |  | Non-Lead
MTR_031563 | 20124 90TH PL S | Lot 29, Brenna's Vista |  |  | Non-Lead - Other | No | 2015-12-15 | 0 | Installation date is after the lead ban |  |  |  |  | Non-Lead - Other |  |  | Installation date is after the lead ban |  |  |  |  | Non-Lead
MTR_031459 | 10810 SE 216TH ST | Roma Park, Lot 7 |  |  | Non-Lead - Plastic | No | 2020-07-09 | 1 | Rectified Plan |  |  |  |  | Non-Lead - Other |  |  | Installation date is after the lead ban |  |  |  |  | Non-Lead
MTR_031414 | 11446 SE 182ND ST | 11446 SE 182ND ST, N of property |  |  | Non-Lead - Other | Unknown | 401404 | 0 | Statistical analysis |  |  |  |  | Non-Lead - Other |  |  | Statistical analysis |  |  |  |  | Non-Lead
MTR_031135 | 12816 SE 213TH ST | L 4 Willowcrest, SW of property |  |  | Non-Lead - Plastic | No | 2016-11-29 | 1 | Rectified Plan |  |  |  |  | Non-Lead - Other |  |  | Installation date is after the lead ban |  |  |  |  | Non-Lead
MTR_031470 | 10833 SE 216TH ST | Roma Park, Lot 17 |  |  | Non-Lead - Plastic | No | 2020-07-09 | 1 | Rectified Plan |  |  |  |  | Non-Lead - Other |  |  | Installation date is after the lead ban |  |  |  |  | Non-Lead
MTR_031214 | 18898 123RD PL SE | Canyon Terrace, Lot 46 |  |  | Non-Lead - Other | No | 2015-06-13 | 0 | Rectified Plan |  |  |  |  | Non-Lead - Other |  |  | Installation date is after the lead ban |  |  |  |  | Non-Lead
MTR_031199 | 18918 124TH AVE SE | Canyon Terrace, Lot 70 |  |  | Non-Lead - Other | No | 2015-06-13 | 0 | Rectified Plan |  |  |  |  | Non-Lead - Other |  |  | Installation date is after the lead ban |  |  |  |  | Non-Lead
MTR_031181 | 19125 123RD AVE SE | Canyon Terrace, Lot 8 |  |  | Non-Lead - Other | No | 2015-06-13 | 0 | Rectified Plan |  |  |  |  | Non-Lead - Other |  |  | Installation date is after the lead ban |  |  |  |  | Non-Lead
MTR_031593 | 19041 123RD CT SE | Canyon Terrace, Lot 16 |  |  | Non-Lead - Other | No | 2015-06-13 | 0 | Rectified Plan |  |  |  |  | Non-Lead - Other |  |  | Installation date is after the lead ban |  |  |  |  | Non-Lead
MTR_031248 | 4735 SMITHERS AVE S | Wildwood View II SP, Lot 3 |  |  | Non-Lead - Other | No | 2018-03-14 | 0.75 | Installation date is after the lead ban |  |  |  |  | Non-Lead - Other |  |  | Installation date is after the lead ban |  |  |  |  | Non-Lead
MTR_030933 |  |  |  |  | Non-Lead - Plastic | No | 2023-03-02 | 1 | Rectified Plan |  |  |  |  | Non-Lead - Plastic |  |  | Statistical analysis |  |  |  |  | Non-Lead
MTR_031131 | 12308 SE 165TH ST | L 20 CASCADE HILLS 7 |  |  | Non-Lead - Other | No | 2019-08-05 | 1 | Rectified Plan |  |  |  |  | Non-Lead - Other |  |  | Statistical analysis |  |  |  |  | Non-Lead
MTR_031505 | 20110 90TH PL S | Brenna's Vista, Lot 14 |  |  | Non-Lead - Other | No | 2015-12-15 | 0 | Installation date is after the lead ban |  |  |  |  | Non-Lead - Other |  |  | Installation date is after the lead ban |  |  |  |  | Non-Lead
MTR_031140 | 19134 108TH LN SE | Unit 4 Cabiao Townhomes, S of Unit |  |  | Non-Lead - Other | No | 2009-01-05 | 0 | Installation date is after the lead ban |  |  |  |  | Non-Lead - Other |  |  | Installation date is after the lead ban |  |  |  |  | Non-Lead
MTR_031282 | 11019 SE 204TH ST | Lot 2 Chow Short Plat, SW of property |  |  | Non-Lead - Other | No | 2006-08-01 | 0 | Installation date is after the lead ban |  |  |  |  | Non-Lead - Other |  |  | Installation date is after the lead ban |  |  |  |  | Non-Lead
MTR_031143 | 19425 121ST PL SE | Lot 11 Marbella, NE of property |  |  | Non-Lead - Other | No | 2017-03-20 | 0.75 | Installation date is after the lead ban |  |  |  |  | Non-Lead - Other |  |  | Installation date is after the lead ban |  |  |  |  | Non-Lead
MTR_031615 | 20717 105TH PL SE | L 11 B1 JO-VEL MANOR |  |  | Non-Lead - Other | Unknown |  | 0 | Statistical analysis |  |  |  |  | Non-Lead - Other |  |  | Statistical analysis |  |  |  |  | Non-Lead
MTR_031235 | 17623 115TH PL SE | Kincade Crossing, Lot 13 SE of property |  |  | Non-Lead - Plastic | No | 2017-10-05 | 1 | Rectified Plan |  |  |  |  | Non-Lead - Other |  |  | Installation date is after the lead ban |  |  |  |  | Non-Lead
MTR_031250 | 11433 SE 162ND ST | Cascade Greens, Lot 4 SE of property |  |  | Non-Lead - Other | No | 2018-04-11 | 0.75 | Installation date is after the lead ban |  |  |  |  | Non-Lead - Other |  |  | Installation date is after the lead ban |  |  |  |  | Non-Lead
MTR_031461 | 10804 SE 216TH ST | Roma Park, Lot 9 |  |  | Non-Lead - Plastic | No | 2020-07-09 | 1 | Rectified Plan |  |  |  |  | Non-Lead - Other |  |  | Installation date is after the lead ban |  |  |  |  | Non-Lead
MTR_031551 | 11317 SE 162ND ST | LOT 1 LUND SHORT PLAT |  |  | Non-Lead - Other | No |  | 0 | Installation date is after the lead ban |  |  |  |  | Non-Lead - Other |  |  | Installation date is after the lead ban |  |  |  |  | Non-Lead
MTR_031614 | 22349 108TH AVE SE | SR 515 Phase 3, Lot 2 |  |  | Non-Lead - Other | No | 1995-08-14 | 0 | Installation date is after the lead ban |  |  |  |  | Non-Lead - Other |  |  | Installation date is after the lead ban |  |  |  |  | Non-Lead
MTR_030951 |  |  |  |  | Non-Lead - Plastic | No | 2023-03-02 | 1 | Rectified Plan |  |  |  |  | Non-Lead - Plastic |  |  | Statistical analysis |  |  |  |  | Non-Lead
MTR_031570 | 11844 SE 189TH PL | LOT 1 RYLEE'S PLACE |  |  | Non-Lead - Other | No | 2016-03-21 | 0 | Rectified Plan |  |  |  |  | Non-Lead - Other |  |  | Installation date is after the lead ban |  |  |  |  | Non-Lead
MTR_031493 | 18838 124TH AVE SE | Canyon Terrace, Lot 65 |  |  | Non-Lead - Other | No | 2015-06-13 | 0 | Rectified Plan |  |  |  |  | Non-Lead - Other |  |  | Installation date is after the lead ban |  |  |  |  | Non-Lead
MTR_031333 | 4723 SMITHERS AVE S | Wildwood View II SP, Lot 1 |  |  | Non-Lead - Other | No | 2018-03-14 | 0.75 | Installation date is after the lead ban |  |  |  |  | Non-Lead - Other |  |  | Installation date is after the lead ban |  |  |  |  | Non-Lead
MTR_031284 | 10619 SE 172ND ST | Avaya Ridge, East Bldg N of bldg |  |  | Non-Lead - Plastic | No | 2018-10-23 | 1 | Rectified Plan |  |  |  |  | Non-Lead - Other |  |  | Installation date is after the lead ban |  |  |  |  | Non-Lead
MTR_031340 | 16211 116TH AVE SE | 16211 116TH AVE SE, NE of property |  |  | Non-Lead - Other | No |  | 0 | Installation date is after the lead ban |  |  |  |  | Non-Lead - Other |  |  | Installation date is after the lead ban |  |  |  |  | Non-Lead
MTR_030989 |  |  |  |  | Non-Lead - Other | Unknown | 401404 | 0 | Statistical analysis |  |  |  |  | Non-Lead - Other |  |  | Statistical analysis |  |  |  |  | Non-Lead
MTR_031256 | 11618 SE 197TH PL | Aston Crest, Lot 11 SE of property |  |  | Non-Lead - Other | No | 2018-02-13 | 0.75 | Installation date is after the lead ban |  |  |  |  | Non-Lead - Other |  |  | Installation date is after the lead ban |  |  |  |  | Non-Lead
MTR_031261 | 11427 SE 162ND ST | Cascade Greens, Lot 1 E of property |  |  | Non-Lead - Other | No | 2018-04-11 | 0.75 | Installation date is after the lead ban |  |  |  |  | Non-Lead - Other |  |  | Installation date is after the lead ban |  |  |  |  | Non-Lead
MTR_030932 |  |  |  |  | Non-Lead - Plastic | No | 2023-03-02 | 1 | Rectified Plan |  |  |  |  | Non-Lead - Plastic |  |  | Statistical analysis |  |  |  |  | Non-Lead
MTR_031402 | 23710 134TH AVE SE | Silver Glen, Lot 3 |  |  | Non-Lead - Plastic | No | 2018-04-03 | 1 | Rectified Plan |  |  |  |  | Non-Lead - Other |  |  | Installation date is after the lead ban |  |  |  |  | Non-Lead
MTR_031027 |  |  |  |  | Non-Lead - Plastic | No | 2023-05-16 | 1 | Rectified Plan |  |  |  |  | Non-Lead - Plastic |  |  | Statistical analysis |  |  |  |  | Non-Lead
MTR_031531 | 11826 SE 189TH PL | LOT 4 RYLEE'S PLACE |  |  | Non-Lead - Other | No | 2016-03-21 | 0 | Rectified Plan |  |  |  |  | Non-Lead - Other |  |  | Installation date is after the lead ban |  |  |  |  | Non-Lead
MTR_031605 | 20032 90TH PL S | Brenna's Vista, Lot 16 |  |  | Non-Lead - Other | No | 2015-12-15 | 0 | Installation date is after the lead ban |  |  |  |  | Non-Lead - Other |  |  | Installation date is after the lead ban |  |  |  |  | Non-Lead
MTR_031156 | 18008 158TH PL SE | Lot 16 Candlewood Ridge VI, SW of prpoerty |  |  | Non-Lead - Plastic | No | 1980-08-01 | 0 | Rectified Plan |  |  |  |  | Non-Lead - Other |  |  | Installation date is after the lead ban |  |  |  |  | Non-Lead
MTR_031153 | 12913 SE 213TH ST | Lot 26 Willowcrest, NE of property |  |  | Non-Lead - Plastic | No | 2016-11-29 | 1 | Rectified Plan |  |  |  |  | Non-Lead - Other |  |  | Installation date is after the lead ban |  |  |  |  | Non-Lead
MTR_031523 | 10727 SE 187TH PL | LOT 30 GREENLEAF |  |  | Non-Lead - Other | No | 2016-01-29 | 0 | Installation date is after the lead ban |  |  |  |  | Non-Lead - Other |  |  | Installation date is after the lead ban |  |  |  |  | Non-Lead
MTR_031655 | 20416 132ND AVE SE | NW of house |  |  | Non-Lead - Other | No |  | 1 | Installation date is after the lead ban |  |  |  |  | Non-Lead - Other |  |  | Installation date is after the lead ban |  |  |  |  | Non-Lead
MTR_031162 | 17420 106TH PL SE | Mission Healthcare Bldg, Irrigation line S of bldg |  |  | Non-Lead - Plastic | No | 2018-10-23 | 1 | Rectified Plan |  |  |  |  | Non-Lead - Other |  |  | Installation date is after the lead ban |  |  |  |  | Non-Lead
MTR_031240 | 11431 SE 222ND ST | Skyline Short Plant, Lot 5 NE of property |  |  | Non-Lead - Plastic | No | 2017-11-21 | 1 | Rectified Plan |  |  |  |  | Non-Lead - Other |  |  | Installation date is after the lead ban |  |  |  |  | Non-Lead
MTR_031237 | 4792 SMITHERS AVE S | Wildwood View II SP, Lot 9 |  |  | Non-Lead - Other | No | 2018-03-14 | 0.75 | Installation date is after the lead ban |  |  |  |  | Non-Lead - Other |  |  | Installation date is after the lead ban |  |  |  |  | Non-Lead
MTR_030966 |  |  |  |  | Non-Lead - Plastic | No | 2023-03-02 | 1 | Rectified Plan |  |  |  |  | Non-Lead - Plastic |  |  | Statistical analysis |  |  |  |  | Non-Lead
MTR_031125 | 12904 SE 213TH ST | Willowcrest, Lot 8 SW of property |  |  | Non-Lead - Plastic | No | 2016-11-29 | 1 | Rectified Plan |  |  |  |  | Non-Lead - Other |  |  | Installation date is after the lead ban |  |  |  |  | Non-Lead
MTR_031190 | 19059 123RD AVE SE | Canyon Terrace, Lot 13 |  |  | Non-Lead - Other | No | 2015-06-13 | 0 | Rectified Plan |  |  |  |  | Non-Lead - Other |  |  | Installation date is after the lead ban |  |  |  |  | Non-Lead
MTR_031133 | 17709 115TH PL SE | L12 Kincade Crossing, NE of property |  |  | Non-Lead - Plastic | No | 2017-10-05 | 1 | Rectified Plan |  |  |  |  | Non-Lead - Other |  |  | Installation date is after the lead ban |  |  |  |  | Non-Lead
MTR_031419 | 13763 SE 183RD ST | Fairwood Pointe, Lot 25 NW of property |  |  | Non-Lead - Other | No | 2019-05-02 | 1 | Installation date is after the lead ban |  |  |  |  | Non-Lead - Other |  |  | Installation date is after the lead ban |  |  |  |  | Non-Lead
MTR_030980 |  |  |  |  | Non-Lead - Other | No | 2023-04-10 | 1 | Rectified Plan |  |  |  |  | Non-Lead - Other |  |  | Statistical analysis |  |  |  |  | Non-Lead
MTR_031124 | 12830 SE 213TH ST | Willowcrest, Lot 7 SE of property |  |  | Non-Lead - Plastic | No | 2016-11-29 | 1 | Rectified Plan |  |  |  |  | Non-Lead - Other |  |  | Installation date is after the lead ban |  |  |  |  | Non-Lead
MTR_031576 | 11640 SE 196TH ST | 11640 SE 196TH ST, S of property |  |  | Non-Lead - Other | No |  | 0 | Installation date is after the lead ban |  |  |  |  | Non-Lead - Other |  |  | Installation date is after the lead ban |  |  |  |  | Non-Lead
MTR_030958 |  |  |  |  | Non-Lead - Plastic | No | 2023-03-02 | 1 | Rectified Plan |  |  |  |  | Non-Lead - Plastic |  |  | Statistical analysis |  |  |  |  | Non-Lead
MTR_031525 | 10741 SE 188TH ST | LOT 23 GREENLEAF |  |  | Non-Lead - Other | No | 2016-01-29 | 0 | Installation date is after the lead ban |  |  |  |  | Non-Lead - Other |  |  | Installation date is after the lead ban |  |  |  |  | Non-Lead
MTR_031588 | 11602 SE 163RD ST | L1 B2 CASCADE HILLS#1 |  |  | Non-Lead - Other | No | 2006-08-31 | 0 | Rectified Plan |  |  |  |  | Non-Lead - Other |  |  | Statistical analysis |  |  |  |  | Non-Lead
MTR_031206 | 19012 123RD AVE SE | Canyon Terrace, Lot 28 |  |  | Non-Lead - Other | No | 2015-06-13 | 0 | Rectified Plan |  |  |  |  | Non-Lead - Other |  |  | Installation date is after the lead ban |  |  |  |  | Non-Lead
MTR_030987 |  |  |  |  | Non-Lead - Plastic | No | 2023-05-16 | 1 | Rectified Plan |  |  |  |  | Non-Lead - Plastic |  |  | Statistical analysis |  |  |  |  | Non-Lead
MTR_031549 | 16219 SE 181ST ST | Lot 1, Ridgewood Lane |  |  | Non-Lead - Other | No | 2015-12-22 | 0 | Installation date is after the lead ban |  |  |  |  | Non-Lead - Other |  |  | Installation date is after the lead ban |  |  |  |  | Non-Lead
MTR_031157 | 19652 TALBOT RD S | L 3 Skagen Short Plat, SW of property |  |  | Non-Lead - Plastic | No | 2016-11-21 | 1 | Rectified Plan |  |  |  |  | Non-Lead - Other |  |  | Installation date is after the lead ban |  |  |  |  | Non-Lead
MTR_031599 | 19035 123RD CT SE | Canyon Terrace, Lot 17 |  |  | Non-Lead - Other | No | 2015-06-13 | 0 | Rectified Plan |  |  |  |  | Non-Lead - Other |  |  | Installation date is after the lead ban |  |  |  |  | Non-Lead
MTR_031484 | 20911 98TH PL S | HIllcrest & Hillcrest II, Lot 16 |  |  | Non-Lead - Plastic | No |  | 1 | Rectified Plan |  |  |  |  | Non-Lead - Other |  |  | Installation date is after the lead ban |  |  |  |  | Non-Lead
MTR_030981 | 20422 132ND AVE SE | SE of house |  |  | Non-Lead - Other | No |  | 1 | Installation date is after the lead ban |  |  |  |  | Non-Lead - Other |  |  | Installation date is after the lead ban |  |  |  |  | Non-Lead
MTR_031585 | 20018 91ST PL S | Brenna's Vista, Lot 1 SE of property |  |  | Non-Lead - Other | No | 2015-12-15 | 0 | Installation date is after the lead ban |  |  |  |  | Non-Lead - Other |  |  | Installation date is after the lead ban |  |  |  |  | Non-Lead
MTR_031609 | 20115 90TH PL S | Brenna's Vista, Lot 26 |  |  | Non-Lead - Other | No | 2015-12-15 | 0 | Installation date is after the lead ban |  |  |  |  | Non-Lead - Other |  |  | Installation date is after the lead ban |  |  |  |  | Non-Lead
MTR_031368 | 11016 SE 218TH PL | 11016 SE 218TH PL, S of property |  |  | Non-Lead - Other | No | 401404 | 0 | Installation date is after the lead ban |  |  |  |  | Non-Lead - Other |  |  | Installation date is after the lead ban |  |  |  |  | Non-Lead
MTR_031394 | 16827 123RD AVE SE | Cascade Vista, Lot 31 |  |  | Non-Lead - Copper | No | 2010-10-25 | 1 | Rectified Plan |  |  |  |  | Non-Lead - Other |  |  | Statistical analysis |  |  |  |  | Non-Lead
MTR_031001 | 19230 112TH AVE SE | Pine Meadows, Lot 40 |  |  | Non-Lead - Plastic | No | 2023-05-16 | 1 | Rectified Plan |  |  |  |  | Non-Lead - Plastic |  |  | Installation date is after the lead ban |  |  |  |  | Non-Lead
MTR_030934 |  |  |  |  | Non-Lead - Plastic | No | 2023-03-02 | 1 | Rectified Plan |  |  |  |  | Non-Lead - Plastic |  |  | Statistical analysis |  |  |  |  | Non-Lead
MTR_031089 | 21317 130TH AVE SE | NE of property |  |  | Non-Lead - Plastic | No | 2016-11-29 | 1 | Rectified Plan |  |  |  |  | Non-Lead - Other |  |  | Installation date is after the lead ban |  |  |  |  | Non-Lead
MTR_031410 | 23715 134TH PL SE | Silver Glen, Lot 8 NE of property |  |  | Non-Lead - Plastic | No | 2018-04-03 | 1 | Rectified Plan |  |  |  |  | Non-Lead - Other |  |  | Installation date is after the lead ban |  |  |  |  | Non-Lead
MTR_031208 | 10807 SE 170TH ST | King Co Threshold Housing, NW of property Lot 26, 10807 SE 170TH ST |  |  | Non-Lead - Other | No |  | 1 | Installation date is after the lead ban |  |  |  |  | Non-Lead - Other |  |  | Installation date is after the lead ban |  |  |  |  | Non-Lead
MTR_031595 | 19017 123RD AVE SE | Canyon Terrace, Lot 20 |  |  | Non-Lead - Other | No | 2015-06-13 | 0 | Rectified Plan |  |  |  |  | Non-Lead - Other |  |  | Installation date is after the lead ban |  |  |  |  | Non-Lead
MTR_031418 | 18212 137TH PL SE | Fairwood Pointe, Lot 25 NW of property |  |  | Non-Lead - Other | No | 2019-05-02 | 1 | Installation date is after the lead ban |  |  |  |  | Non-Lead - Other |  |  | Installation date is after the lead ban |  |  |  |  | Non-Lead
MTR_031342 | 17607 115TH PL SE | Kinkade Crossing, Lot 15 SW of property |  |  | Non-Lead - Plastic | No | 2017-10-05 | 1 | Rectified Plan |  |  |  |  | Non-Lead - Other |  |  | Installation date is after the lead ban |  |  |  |  | Non-Lead
MTR_031554 | 11330 SE 192ND ST | LOT 1 GURDEV SINGH SP AKA KULDIP TUMBER SP |  |  | Non-Lead - Other | No | 2009-09-29 | 0 | Installation date is after the lead ban |  |  |  |  | Non-Lead - Other |  |  | Installation date is after the lead ban |  |  |  |  | Non-Lead
MTR_031090 | 21313 130TH AVE SE | SE of property |  |  | Non-Lead - Plastic | No | 2016-11-29 | 1 | Rectified Plan |  |  |  |  | Non-Lead - Other |  |  | Installation date is after the lead ban |  |  |  |  | Non-Lead
MTR_031221 | 17349 E LAKE DESIRE DR SE | Located at terminus of SE 173rd Pl at East Lake Desire Dr SE |  |  | Non-Lead - Plastic | No | 2010-01-19 | 1 | Rectified Plan |  |  |  |  | Non-Lead - Other |  |  | Installation date is after the lead ban |  |  |  |  | Non-Lead
MTR_030930 |  |  |  |  | Non-Lead - Plastic | No | 2023-03-02 | 1 | Rectified Plan |  |  |  |  | Non-Lead - Plastic |  |  | Statistical analysis |  |  |  |  | Non-Lead
MTR_030965 |  |  |  |  | Non-Lead - Plastic | No | 2023-03-02 | 1 | Rectified Plan |  |  |  |  | Non-Lead - Plastic |  |  | Statistical analysis |  |  |  |  | Non-Lead
MTR_031270 | 20110 98TH AVE S | Bahamas Plat, Lot 8 SW of property |  |  | Non-Lead - Plastic | No | 2017-09-25 | 1 | Rectified Plan |  |  |  |  | Non-Lead - Other |  |  | Installation date is after the lead ban |  |  |  |  | Non-Lead
MTR_031228 | 17631 115TH PL SE | Kincade Crossing, Lot 12 SE of property |  |  | Non-Lead - Plastic | No | 2017-10-05 | 1 | Rectified Plan |  |  |  |  | Non-Lead - Other |  |  | Installation date is after the lead ban |  |  |  |  | Non-Lead
MTR_031396 | 13318 SE 176TH LN | Fairwood Groves, Lot 13 |  |  | Non-Lead - Other | No | 1998-02-27 | 0 | Installation date is after the lead ban |  |  |  |  | Non-Lead - Other |  |  | Installation date is after the lead ban |  |  |  |  | Non-Lead
MTR_031104 | 11606 SE 197TH PL |  |  |  | Non-Lead - Other | No | 2018-02-13 | 0.75 | Installation date is after the lead ban |  |  |  |  | Non-Lead - Other |  |  | Installation date is after the lead ban |  |  |  |  | Non-Lead
MTR_031422 | 18101 150TH CT SE | Carriagewood Div 2, Lot 19 NW of property |  |  | Non-Lead - Other | No | 1982-09-01 | 0 | Installation date is after the lead ban |  |  |  |  | Non-Lead - Other |  |  | Installation date is after the lead ban |  |  |  |  | Non-Lead
MTR_031449 | 10708 SE 186TH ST | L2 VISTA HILLS |  |  | Non-Lead - Other | Unknown | 401404 | 0 | Statistical analysis |  |  |  |  | Non-Lead - Other |  |  | Statistical analysis |  |  |  |  | Non-Lead
MTR_031155 | 14262 SE 179TH PL | SE of property |  |  | Non-Lead - Other | Unknown | 401404 | 0 | Statistical analysis |  |  |  |  | Non-Lead - Other |  |  | Statistical analysis |  |  |  |  | Non-Lead
MTR_031504 | 20015 95TH PL S | 20015 95TH PL S, E of property |  |  | Non-Lead - Other | No |  | 0 | Installation date is after the lead ban |  |  |  |  | Non-Lead - Other |  |  | Installation date is after the lead ban |  |  |  |  | Non-Lead
MTR_031073 |  |  |  |  | Non-Lead - Other | No | 2023-04-10 | 1 | Rectified Plan |  |  |  |  | Non-Lead - Other |  |  | Statistical analysis |  |  |  |  | Non-Lead
MTR_031239 | 11427 SE 222ND ST | Skyline Short Plant, Lot 4 NW of property |  |  | Non-Lead - Plastic | No | 2017-11-21 | 1 | Rectified Plan |  |  |  |  | Non-Lead - Other |  |  | Installation date is after the lead ban |  |  |  |  | Non-Lead
MTR_031561 | 20104 90TH PL S | Brenna's Vista, Lot 15 |  |  | Non-Lead - Other | No | 2015-12-15 | 0 | Installation date is after the lead ban |  |  |  |  | Non-Lead - Other |  |  | Installation date is after the lead ban |  |  |  |  | Non-Lead
MTR_031662 |  |  |  |  | Non-Lead - Plastic | No | 2023-10-25 | 1 | Rectified Plan |  |  |  |  | Non-Lead - Plastic |  |  | Statistical analysis |  |  |  |  | Non-Lead
MTR_031587 | 19640 TALBOT RD S | L 5 Skagen Short Plat, NE of property |  |  | Non-Lead - Plastic | No | 2016-11-21 | 1 | Rectified Plan |  |  |  |  | Non-Lead - Other |  |  | Installation date is after the lead ban |  |  |  |  | Non-Lead
MTR_031573 | 3406 MAIN AVE S | LOT 12 WINSPER 2 |  |  | Non-Lead - Other | No | 1998-02-25 | 0 | Installation date is after the lead ban |  |  |  |  | Non-Lead - Other |  |  | Installation date is after the lead ban |  |  |  |  | Non-Lead
MTR_031420 | 18216 137TH PL SE | Fairwood Pointe, Lot 26 NW of property |  |  | Non-Lead - Other | No | 2019-05-02 | 1 | Installation date is after the lead ban |  |  |  |  | Non-Lead - Other |  |  | Installation date is after the lead ban |  |  |  |  | Non-Lead
MTR_031511 | 10014 SE 204TH ST |  |  |  | Non-Lead - Other | No | 401404 | 0 | Installation date is after the lead ban |  |  |  |  | Non-Lead - Other |  |  | Installation date is after the lead ban |  |  |  |  | Non-Lead
MTR_031266 | 19720 117TH PL SE | Aston Crest, Lot 19 SW of property |  |  | Non-Lead - Other | No | 2018-02-13 | 0.75 | Installation date is after the lead ban |  |  |  |  | Non-Lead - Other |  |  | Installation date is after the lead ban |  |  |  |  | Non-Lead
MTR_031417 | 13739 SE 183RD ST | Fairwood Pointe, Lot 14 NW of property |  |  | Non-Lead - Other | No | 2019-05-02 | 1 | Installation date is after the lead ban |  |  |  |  | Non-Lead - Other |  |  | Installation date is after the lead ban |  |  |  |  | Non-Lead
MTR_030970 |  |  |  |  | Non-Lead - Plastic | No | 2023-03-02 | 1 | Rectified Plan |  |  |  |  | Non-Lead - Plastic |  |  | Statistical analysis |  |  |  |  | Non-Lead
MTR_031229 | 20317 97TH PL S | S 203rd St SP, Lot 3 SE of property |  |  | Non-Lead - Other | No | 2009-03-27 | 0 | Installation date is after the lead ban |  |  |  |  | Non-Lead - Other |  |  | Installation date is after the lead ban |  |  |  |  | Non-Lead
MTR_031363 | 10221 SE 208TH PL | SFG 8-Lot SP, Lot 5 |  |  | Non-Lead - Plastic | No | 2017-05-12 | 1 | Rectified Plan |  |  |  |  | Non-Lead - Other |  |  | Installation date is after the lead ban |  |  |  |  | Non-Lead
MTR_031408 | 23714 134TH AVE SE | Silver Glen, Lot 4 NW of property |  |  | Non-Lead - Plastic | No | 2018-04-03 | 1 | Rectified Plan |  |  |  |  | Non-Lead - Other |  |  | Installation date is after the lead ban |  |  |  |  | Non-Lead
MTR_031598 | 19029 123RD AVE SE | Canyon Terrace, Lot 18 |  |  | Non-Lead - Other | No | 2015-06-13 | 0 | Rectified Plan |  |  |  |  | Non-Lead - Other |  |  | Installation date is after the lead ban |  |  |  |  | Non-Lead
MTR_031373 | 18229 137TH PL SE | Fairwood Pointe, Lot 15 NE of property |  |  | Non-Lead - Other | No | 2019-05-02 | 1 | Installation date is after the lead ban |  |  |  |  | Non-Lead - Other |  |  | Installation date is after the lead ban |  |  |  |  | Non-Lead
MTR_031647 | 20428 SE 204TH WAY | NW of house |  |  | Non-Lead - Other | No |  | 1 | Installation date is after the lead ban |  |  |  |  | Non-Lead - Other |  |  | Installation date is after the lead ban |  |  |  |  | Non-Lead
MTR_031291 | 11839 SE 218TH PL | 11839 SE 218TH PL, NE of property |  |  | Non-Lead - Other | No | 401404 | 0 | Installation date is after the lead ban |  |  |  |  | Non-Lead - Other |  |  | Installation date is after the lead ban |  |  |  |  | Non-Lead
MTR_031313 | 11513 SE 222ND ST | Skyline Short Plat, Lot 8 |  |  | Non-Lead - Plastic | No | 2017-11-21 | 1 | Rectified Plan |  |  |  |  | Non-Lead - Other |  |  | Installation date is after the lead ban |  |  |  |  | Non-Lead
MTR_031024 |  |  |  |  | Non-Lead - Plastic | No | 2023-05-16 | 1 | Rectified Plan |  |  |  |  | Non-Lead - Plastic |  |  | Statistical analysis |  |  |  |  | Non-Lead
MTR_031656 |  |  |  |  | Non-Lead - Plastic | No | 2023-05-16 | 1 | Rectified Plan |  |  |  |  | Non-Lead - Plastic |  |  | Statistical analysis |  |  |  |  | Non-Lead
MTR_031178 | 19042 123RD AVE SE | Canyon Terrace, Lot 33 |  |  | Non-Lead - Other | No | 2015-06-13 | 0 | Rectified Plan |  |  |  |  | Non-Lead - Other |  |  | Installation date is after the lead ban |  |  |  |  | Non-Lead
MTR_031489 | 18928 123RD PL SE | Canyon Terrace, Lot 41 |  |  | Non-Lead - Other | No | 2015-06-13 | 0 | Rectified Plan |  |  |  |  | Non-Lead - Other |  |  | Installation date is after the lead ban |  |  |  |  | Non-Lead
MTR_031532 | 18912 124TH AVE SE | Canyon Terrace, Lot 69 |  |  | Non-Lead - Other | No | 2015-06-13 | 0 | Rectified Plan |  |  |  |  | Non-Lead - Other |  |  | Installation date is after the lead ban |  |  |  |  | Non-Lead
MTR_031405 | 13877 SE 183RD ST | Fairwood Pointe, Lot 5 NE of property |  |  | Non-Lead - Other | No | 2019-05-02 | 1 | Installation date is after the lead ban |  |  |  |  | Non-Lead - Other |  |  | Installation date is after the lead ban |  |  |  |  | Non-Lead
MTR_031144 | 12822 SE 213TH ST | L 5 Willowcrest, SE of property |  |  | Non-Lead - Plastic | No | 2016-11-29 | 1 | Rectified Plan |  |  |  |  | Non-Lead - Other |  |  | Installation date is after the lead ban |  |  |  |  | Non-Lead
MTR_031179 | 19029 124TH AVE SE | Canyon Terrace, Lot 34 |  |  | Non-Lead - Other | No | 2015-06-13 | 0 | Rectified Plan |  |  |  |  | Non-Lead - Other |  |  | Installation date is after the lead ban |  |  |  |  | Non-Lead
MTR_031176 | 13605 SE 208TH ST | NW corner of property |  |  | Non-Lead - Plastic | No | 2019-06-03 | 0.75 | Relative Placement |  |  |  |  | Non-Lead - Other |  |  | Statistical analysis |  |  |  |  | Non-Lead
MTR_031100 | 18109 169TH AVE SE | E of Property |  |  | Non-Lead - Other | No | 2003-03-14 | 4 | Rectified Plan |  |  |  |  | Non-Lead - Other |  |  | Installation date is after the lead ban |  |  |  |  | Non-Lead
MTR_031145 | 19431 121ST PL SE | Lot 12 Marbella, SW of property |  |  | Non-Lead - Other | No | 2017-03-20 | 0.75 | Installation date is after the lead ban |  |  |  |  | Non-Lead - Other |  |  | Installation date is after the lead ban |  |  |  |  | Non-Lead
MTR_031351 | 4768 SMITHERS AVE S | Wildwood View, Lot 13 |  |  | Non-Lead - Other | No | 2018-03-14 | 0.75 | Installation date is after the lead ban |  |  |  |  | Non-Lead - Other |  |  | Installation date is after the lead ban |  |  |  |  | Non-Lead
MTR_031243 | 4750 SMITHERS AVE S | Wildwood View II SP, Lot 16 |  |  | Non-Lead - Other | No | 2018-03-14 | 0.75 | Installation date is after the lead ban |  |  |  |  | Non-Lead - Other |  |  | Installation date is after the lead ban |  |  |  |  | Non-Lead
MTR_031347 | 19426 121ST PL SE | Marabella, Lot 4 NE of property |  |  | Non-Lead - Other | No | 2017-03-20 | 0.75 | Installation date is after the lead ban |  |  |  |  | Non-Lead - Other |  |  | Installation date is after the lead ban |  |  |  |  | Non-Lead
MTR_031130 | 19624 117TH PL SE | Aston Crest, Lot 25 nW of property |  |  | Non-Lead - Other | No | 2018-02-13 | 0.75 | Installation date is after the lead ban |  |  |  |  | Non-Lead - Other |  |  | Installation date is after the lead ban |  |  |  |  | Non-Lead
MTR_031325 | 11705 SE 197TH PL | Aston Crest, Lot 15 NE of property |  |  | Non-Lead - Other | No | 2018-02-13 | 0.75 | Installation date is after the lead ban |  |  |  |  | Non-Lead - Other |  |  | Installation date is after the lead ban |  |  |  |  | Non-Lead
MTR_031360 | 859 S 49TH ST | Wildwood View, Lot 7 |  |  | Non-Lead - Other | No | 2018-03-14 | 0.75 | Installation date is after the lead ban |  |  |  |  | Non-Lead - Other |  |  | Installation date is after the lead ban |  |  |  |  | Non-Lead
MTR_031007 |  |  |  |  | Non-Lead - Plastic | No | 2023-05-16 | 1 | Rectified Plan |  |  |  |  | Non-Lead - Plastic |  |  | Statistical analysis |  |  |  |  | Non-Lead
MTR_018476 | 20619 96TH AVE S | LOT 3 D.S. SHORT PLAT |  |  | Non-Lead - Other | No | 401404 | 0 | Installation date is after the lead ban |  |  |  |  | Non-Lead - Other |  |  | Installation date is after the lead ban |  |  |  |  | Non-Lead
MTR_031136 | 12826 SE 213TH ST | L 6 Willowcrest, SW of property |  |  | Non-Lead - Plastic | No | 2016-11-29 | 1 | Rectified Plan |  |  |  |  | Non-Lead - Other |  |  | Installation date is after the lead ban |  |  |  |  | Non-Lead
MTR_031490 | 18826 124TH AVE SE | Canyon Terrace, Lot 63 |  |  | Non-Lead - Other | No | 2015-06-13 | 0 | Rectified Plan |  |  |  |  | Non-Lead - Other |  |  | Installation date is after the lead ban |  |  |  |  | Non-Lead
MTR_031502 | 18910 123RD PL SE | Canyon Terrace, Lot 46 |  |  | Non-Lead - Other | No | 2015-06-13 | 0 | Rectified Plan |  |  |  |  | Non-Lead - Other |  |  | Installation date is after the lead ban |  |  |  |  | Non-Lead
MTR_031226 | 17626 115TH PL SE | Kincade Crossing, Lot 2 SW of property |  |  | Non-Lead - Plastic | No | 2017-10-05 | 1 | Rectified Plan |  |  |  |  | Non-Lead - Other |  |  | Installation date is after the lead ban |  |  |  |  | Non-Lead
MTR_031500 | 18922 123RD PL SE | Canyon Terrace, Lot 42 |  |  | Non-Lead - Other | No | 2015-06-13 | 0 | Rectified Plan |  |  |  |  | Non-Lead - Other |  |  | Installation date is after the lead ban |  |  |  |  | Non-Lead
MTR_031278 | 17719 E LAKE DESIRE DR SE | 17719 E LK DESIRE DR SE, NE of property |  |  | Non-Lead - Plastic | No | 2010-01-19 | 1 | Rectified Plan |  |  |  |  | Non-Lead - Other |  |  | Installation date is after the lead ban |  |  |  |  | Non-Lead
MTR_031299 | 20114 98TH AVE S | Bahamas Plat, Lot 9 SE of property |  |  | Non-Lead - Plastic | No | 2017-09-25 | 1 | Rectified Plan |  |  |  |  | Non-Lead - Other |  |  | Installation date is after the lead ban |  |  |  |  | Non-Lead
MTR_031263 | 19631 117TH PL SE | Aston Crest, Lot 6 NE of property |  |  | Non-Lead - Other | No | 2018-02-13 | 0.75 | Installation date is after the lead ban |  |  |  |  | Non-Lead - Other |  |  | Installation date is after the lead ban |  |  |  |  | Non-Lead
MTR_031223 | 11643 SE 217TH PL | Royal Crest Estates, Lot 12 NE of property |  |  | Non-Lead - Other | No | 2005-12-20 | 0 | Installation date is after the lead ban |  |  |  |  | Non-Lead - Other |  |  | Installation date is after the lead ban |  |  |  |  | Non-Lead
MTR_030972 | 10821 SE 204TH ST |  |  |  | Non-Lead - Other | No |  | 1.5 | Rectified Plan |  |  |  |  | Non-Lead - Other |  |  | Installation date is after the lead ban |  |  |  |  | Non-Lead
MTR_031657 |  |  |  |  | Non-Lead - Plastic | No | 2023-10-25 | 1 | Rectified Plan |  |  |  |  | Non-Lead - Plastic |  |  | Statistical analysis |  |  |  |  | Non-Lead
MTR_030968 |  |  |  |  | Non-Lead - Plastic | No | 2023-03-02 | 1 | Rectified Plan |  |  |  |  | Non-Lead - Plastic |  |  | Statistical analysis |  |  |  |  | Non-Lead
MTR_030944 |  |  |  |  | Non-Lead - Plastic | No | 2023-03-02 | 1 | Rectified Plan |  |  |  |  | Non-Lead - Plastic |  |  | Statistical analysis |  |  |  |  | Non-Lead
MTR_031251 | 16425 128TH AVE SE | 16425 128TH AVE SE, NE of property |  |  | Non-Lead - Other | No | 401404 | 1 | Installation date is after the lead ban |  |  |  |  | Non-Lead - Other |  |  | Installation date is after the lead ban |  |  |  |  | Non-Lead
MTR_031293 | 20021 91ST PL S | Brenna's Vista, Lot 8 NE of property |  |  | Non-Lead - Other | No | 2015-12-15 | 0 | Installation date is after the lead ban |  |  |  |  | Non-Lead - Other |  |  | Installation date is after the lead ban |  |  |  |  | Non-Lead
MTR_031338 | 4774 SMITHERS AVE S | Wildwood View II SP, Lot 12 |  |  | Non-Lead - Other | No | 2018-03-14 | 0.75 | Installation date is after the lead ban |  |  |  |  | Non-Lead - Other |  |  | Installation date is after the lead ban |  |  |  |  | Non-Lead
MTR_030954 |  |  |  |  | Non-Lead - Plastic | No | 2023-03-02 | 1 | Rectified Plan |  |  |  |  | Non-Lead - Plastic |  |  | Statistical analysis |  |  |  |  | Non-Lead
MTR_031258 | 11612 SE 197TH PL | Aston Crest, Lot 12 SW of property |  |  | Non-Lead - Other | No | 2018-02-13 | 0.75 | Installation date is after the lead ban |  |  |  |  | Non-Lead - Other |  |  | Installation date is after the lead ban |  |  |  |  | Non-Lead
MTR_031469 | 10829 SE 216TH ST | Roma Park, Lot 16 |  |  | Non-Lead - Plastic | No | 2020-07-09 | 1 | Rectified Plan |  |  |  |  | Non-Lead - Other |  |  | Installation date is after the lead ban |  |  |  |  | Non-Lead
MTR_031275 | 20005 91ST PL S | Brenna's Vista, Lot 5 SE of property |  |  | Non-Lead - Other | No | 2015-12-15 | 0 | Installation date is after the lead ban |  |  |  |  | Non-Lead - Other |  |  | Installation date is after the lead ban |  |  |  |  | Non-Lead
MTR_031283 | 9103 S 200TH PL | 9103 S 200TH PL, NE of property |  |  | Non-Lead - Other | No | 2015-12-15 | 0 | Installation date is after the lead ban |  |  |  |  | Non-Lead - Other |  |  | Installation date is after the lead ban |  |  |  |  | Non-Lead
MTR_030941 |  |  |  |  | Non-Lead - Plastic | No | 2023-03-02 | 1 | Rectified Plan |  |  |  |  | Non-Lead - Plastic |  |  | Statistical analysis |  |  |  |  | Non-Lead
MTR_030952 |  |  |  |  | Non-Lead - Plastic | No | 2023-03-02 | 1 | Rectified Plan |  |  |  |  | Non-Lead - Plastic |  |  | Statistical analysis |  |  |  |  | Non-Lead
MTR_031186 | 18814 124TH AVE SE | Canyon Terrace, Lot 61 |  |  | Non-Lead - Other | No | 2015-06-13 | 0 | Rectified Plan |  |  |  |  | Non-Lead - Other |  |  | Installation date is after the lead ban |  |  |  |  | Non-Lead
MTR_031488 | 18904 123RD PL SE | Canyon Terrace, Lot 45 |  |  | Non-Lead - Other | No | 2015-06-13 | 0 | Rectified Plan |  |  |  |  | Non-Lead - Other |  |  | Installation date is after the lead ban |  |  |  |  | Non-Lead
MTR_031290 | 20009 91ST PL S | Brenna's Vista, Lot 6 NE of property |  |  | Non-Lead - Other | No | 2015-12-15 | 0 | Installation date is after the lead ban |  |  |  |  | Non-Lead - Other |  |  | Installation date is after the lead ban |  |  |  |  | Non-Lead
MTR_031482 | 20921 98TH PL S | HIllcrest & Hillcrest II, Lot 14 |  |  | Non-Lead - Plastic | No |  | 1 | Rectified Plan |  |  |  |  | Non-Lead - Other |  |  | Installation date is after the lead ban |  |  |  |  | Non-Lead
MTR_031105 | 12143 SE 160TH ST |  |  |  | Non-Lead - Other | No | 2014-04-16 | 1 | Rectified Plan |  |  |  |  | Non-Lead - Other |  |  | Statistical analysis |  |  |  |  | Non-Lead
MTR_031273 | 10924 SE 218TH PL | 10924 SE 218TH PL, S of property |  |  | Non-Lead - Other | No | 401404 | 0 | Installation date is after the lead ban |  |  |  |  | Non-Lead - Other |  |  | Installation date is after the lead ban |  |  |  |  | Non-Lead
MTR_031395 | 11215 SE 182ND ST |  |  |  | Non-Lead - Other | Unknown | 401404 | 0 | Statistical analysis |  |  |  |  | Non-Lead - Other |  |  | Statistical analysis |  |  |  |  | Non-Lead
MTR_030960 |  |  |  |  | Non-Lead - Plastic | No | 2023-03-02 | 1 | Rectified Plan |  |  |  |  | Non-Lead - Plastic |  |  | Statistical analysis |  |  |  |  | Non-Lead
MTR_031169 | 20025 91ST PL S | Sophia Glen 92nd Ave S, NE of property |  |  | Non-Lead - Other | No | 2015-12-15 | 0 | Installation date is after the lead ban |  |  |  |  | Non-Lead - Other |  |  | Installation date is after the lead ban |  |  |  |  | Non-Lead
MTR_031594 | 20014 90TH PL S | Brenna's Vista, Lot 20 |  |  | Non-Lead - Other | No | 2015-12-15 | 0 | Installation date is after the lead ban |  |  |  |  | Non-Lead - Other |  |  | Installation date is after the lead ban |  |  |  |  | Non-Lead
MTR_031486 | 9624 S 209TH ST | HIllcrest & Hillcrest II, Lot 21 |  |  | Non-Lead - Other | No | 2020-10-02 | 1 | Installation date is after the lead ban |  |  |  |  | Non-Lead - Other |  |  | Installation date is after the lead ban |  |  |  |  | Non-Lead
MTR_031492 | 18802 124TH AVE SE | Canyon Terrace, Lot 59 |  |  | Non-Lead - Other | No | 2015-06-13 | 0 | Rectified Plan |  |  |  |  | Non-Lead - Other |  |  | Installation date is after the lead ban |  |  |  |  | Non-Lead
MTR_031446 | 10339 SE 225TH PL | Copper Hill, Lot 7 N of property |  |  | Non-Lead - Other | No | 2006-03-28 | 0 | Installation date is after the lead ban |  |  |  |  | Non-Lead - Other |  |  | Installation date is after the lead ban |  |  |  |  | Non-Lead
MTR_031166 | 13114 SE 230TH PL | Lot 7 132nd Ave SP, S of property |  |  | Non-Lead - Other | No | 2016-05-25 | 0 | Installation date is after the lead ban |  |  |  |  | Non-Lead - Other |  |  | Installation date is after the lead ban |  |  |  |  | Non-Lead
MTR_030969 |  |  |  |  | Non-Lead - Plastic | No | 2023-03-02 | 1 | Rectified Plan |  |  |  |  | Non-Lead - Plastic |  |  | Statistical analysis |  |  |  |  | Non-Lead
MTR_031310 | 18808 124TH AVE SE | Canyon Terrace, Lot 60 |  |  | Non-Lead - Other | No | 2015-06-13 | 0 | Rectified Plan |  |  |  |  | Non-Lead - Other |  |  | Installation date is after the lead ban |  |  |  |  | Non-Lead
MTR_030979 |  |  |  |  | Non-Lead - Other | No | 2023-04-10 | 1 | Rectified Plan |  |  |  |  | Non-Lead - Other |  |  | Statistical analysis |  |  |  |  | Non-Lead
MTR_031369 | 11429 SE 162ND ST | Cascade Greens, Lot 2 NE of property |  |  | Non-Lead - Other | No | 2018-04-11 | 0.75 | Installation date is after the lead ban |  |  |  |  | Non-Lead - Other |  |  | Installation date is after the lead ban |  |  |  |  | Non-Lead
MTR_031386 | 18202 137TH PL SE | Fairwood Pointe, Lot 23 |  |  | Non-Lead - Other | No | 2019-05-02 | 1 | Installation date is after the lead ban |  |  |  |  | Non-Lead - Other |  |  | Installation date is after the lead ban |  |  |  |  | Non-Lead
MTR_030967 |  |  |  |  | Non-Lead - Plastic | No | 2023-03-02 | 1 | Rectified Plan |  |  |  |  | Non-Lead - Plastic |  |  | Statistical analysis |  |  |  |  | Non-Lead
MTR_031032 | 17609 E LAKE DESIRE DR SE |  |  |  | Non-Lead - Other | No |  | 0 | Installation date is after the lead ban |  |  |  |  | Non-Lead - Other |  |  | Installation date is after the lead ban |  |  |  |  | Non-Lead
MTR_031649 |  |  |  |  | Non-Lead - Plastic | No | 2023-10-25 | 1 | Rectified Plan |  |  |  |  | Non-Lead - Plastic |  |  | Statistical analysis |  |  |  |  | Non-Lead
MTR_030953 |  |  |  |  | Non-Lead - Plastic | No | 2023-03-02 | 1 | Rectified Plan |  |  |  |  | Non-Lead - Plastic |  |  | Statistical analysis |  |  |  |  | Non-Lead
MTR_031319 | 923 S 49TH ST | Wildwood View II SP, Lot 3 NW of property |  |  | Non-Lead - Other | No | 2018-03-14 | 0.75 | Installation date is after the lead ban |  |  |  |  | Non-Lead - Other |  |  | Installation date is after the lead ban |  |  |  |  | Non-Lead
MTR_031357 | 853 S 49TH ST | Wildwood View, Lot 8 |  |  | Non-Lead - Other | No | 2018-03-14 | 0.75 | Installation date is after the lead ban |  |  |  |  | Non-Lead - Other |  |  | Installation date is after the lead ban |  |  |  |  | Non-Lead
MTR_031658 |  |  |  |  | Non-Lead - Plastic | No | 2023-10-25 | 1 | Rectified Plan |  |  |  |  | Non-Lead - Plastic |  |  | Statistical analysis |  |  |  |  | Non-Lead
MTR_030974 | 16200 116TH AVE SE |  |  |  | Non-Lead - Other | No |  | 0 | Installation date is after the lead ban |  |  |  |  | Non-Lead - Other |  |  | Installation date is after the lead ban |  |  |  |  | Non-Lead
MTR_031515 | 11029 SE 204TH ST | Vila Real, Ex Building across from lot 1 |  |  | Non-Lead - Other | No | 2007-05-03 | 0 | Rectified Plan |  |  |  |  | Non-Lead - Other |  |  | Statistical analysis |  |  |  |  | Non-Lead
MTR_030976 |  |  |  |  | Non-Lead - Other | No | 2023-04-10 | 1 | Rectified Plan |  |  |  |  | Non-Lead - Other |  |  | Statistical analysis |  |  |  |  | Non-Lead
MTR_031530 | 16618 111TH AVE SE | ULID No 62 Contract 3 Schedule A, Lot 5 |  |  | Non-Lead - Other | Unknown | 401404 | 0 | Statistical analysis |  |  |  |  | Non-Lead - Other |  |  | Statistical analysis |  |  |  |  | Non-Lead
MTR_031423 | 13833 SE 183RD ST | Fairwood Pointe, Lot 8 NE of property |  |  | Non-Lead - Other | No | 2019-05-02 | 1 | Installation date is after the lead ban |  |  |  |  | Non-Lead - Other |  |  | Installation date is after the lead ban |  |  |  |  | Non-Lead
MTR_031590 | 9107 S 200TH PL | Brenna's Vista, Lot 31 SW of property |  |  | Non-Lead - Other | No | 2015-12-15 | 0 | Installation date is after the lead ban |  |  |  |  | Non-Lead - Other |  |  | Installation date is after the lead ban |  |  |  |  | Non-Lead
MTR_031441 | 17607 133RD PL SE | Fairwood Grooves Condos, Lot 18 SE ofp property |  |  | Non-Lead - Other | No | 1998-02-27 | 0 | Installation date is after the lead ban |  |  |  |  | Non-Lead - Other |  |  | Installation date is after the lead ban |  |  |  |  | Non-Lead
MTR_031453 | 10834 SE 216TH ST | Roma Park, Lot 1 |  |  | Non-Lead - Plastic | No | 2020-07-09 | 1 | Rectified Plan |  |  |  |  | Non-Lead - Other |  |  | Installation date is after the lead ban |  |  |  |  | Non-Lead
MTR_031349 | 19506 121ST PL SE | Marabella, Lot 2 NW of property |  |  | Non-Lead - Other | No | 2017-03-20 | 0.75 | Installation date is after the lead ban |  |  |  |  | Non-Lead - Other |  |  | Installation date is after the lead ban |  |  |  |  | Non-Lead
MTR_031128 | 19407 121ST PL SE | SE of property on domestic service |  |  | Non-Lead - Other | No | 2017-03-20 | 0.75 | Installation date is after the lead ban |  |  |  |  | Non-Lead - Other |  |  | Installation date is after the lead ban |  |  |  |  | Non-Lead
MTR_031222 | 10809 SE 170TH ST | King Co Threshold Housing, NW of property Lot 26, 10809 SE 170TH ST |  |  | Non-Lead - Other | No |  | 1 | Installation date is after the lead ban |  |  |  |  | Non-Lead - Other |  |  | Installation date is after the lead ban |  |  |  |  | Non-Lead
MTR_031113 | 19630 117TH PL SE | Aston Crest, Lot 24 SW of property |  |  | Non-Lead - Other | No | 2018-02-13 | 0.75 | Installation date is after the lead ban |  |  |  |  | Non-Lead - Other |  |  | Installation date is after the lead ban |  |  |  |  | Non-Lead
MTR_031437 | 19804 138TH AVE SE | Stafford Hansel #11, Lot 10 |  |  | Non-Lead - Other | No | 401404 | 0 | Rectified Plan |  |  |  |  | Non-Lead - Other |  |  | Installation date is after the lead ban |  |  |  |  | Non-Lead
MTR_031096 | 21316 128TH PL SE |  |  |  | Non-Lead - Plastic | No | 2016-11-29 | 1 | Rectified Plan |  |  |  |  | Non-Lead - Other |  |  | Installation date is after the lead ban |  |  |  |  | Non-Lead
MTR_031014 |  |  |  |  | Non-Lead - Plastic | No | 2023-05-16 | 1 | Rectified Plan |  |  |  |  | Non-Lead - Plastic |  |  | Statistical analysis |  |  |  |  | Non-Lead
MTR_031429 | 19337 140TH AVE SE | 19337 140TH AVE SE, SE of property |  |  | Non-Lead - Other | No | 401404 | 0 | Rectified Plan |  |  |  |  | Non-Lead - Other |  |  | Installation date is after the lead ban |  |  |  |  | Non-Lead
MTR_031617 | 18300 121ST PL SE | LOT 8 BENSON TRAILS |  |  | Non-Lead - Other | Unknown |  | 0 | Statistical analysis |  |  |  |  | Non-Lead - Other |  |  | Statistical analysis |  |  |  |  | Non-Lead
MTR_031079 | 13008 SE 213TH ST |  |  |  | Non-Lead - Plastic | No | 2016-11-29 | 1 | Rectified Plan |  |  |  |  | Non-Lead - Other |  |  | Installation date is after the lead ban |  |  |  |  | Non-Lead
MTR_030950 |  |  |  |  | Non-Lead - Plastic | No | 2023-03-02 | 1 | Rectified Plan |  |  |  |  | Non-Lead - Plastic |  |  | Statistical analysis |  |  |  |  | Non-Lead
MTR_031499 | 19002 123RD PL SE | Canyon Terrace, Lot 39 |  |  | Non-Lead - Other | No | 2015-06-13 | 0 | Rectified Plan |  |  |  |  | Non-Lead - Other |  |  | Installation date is after the lead ban |  |  |  |  | Non-Lead
MTR_031466 | 10817 SE 216TH ST | Roma Park, Lot 13 |  |  | Non-Lead - Plastic | No | 2020-07-09 | 1 | Rectified Plan |  |  |  |  | Non-Lead - Other |  |  | Installation date is after the lead ban |  |  |  |  | Non-Lead
MTR_031652 |  |  |  |  | Non-Lead - Plastic | No | 2023-05-16 | 1 | Rectified Plan |  |  |  |  | Non-Lead - Plastic |  |  | Statistical analysis |  |  |  |  | Non-Lead
MTR_031120 | 12404 SE 201ST PL | SW of property on domestic service |  |  | Non-Lead - Other | No | 401404 | 0 | Installation date is after the lead ban |  |  |  |  | Non-Lead - Other |  |  | Installation date is after the lead ban |  |  |  |  | Non-Lead
MTR_031443 | 23708 134TH PL SE | Silver Glen, Lot 10 W of property |  |  | Non-Lead - Plastic | No | 2018-04-03 | 1 | Rectified Plan |  |  |  |  | Non-Lead - Other |  |  | Installation date is after the lead ban |  |  |  |  | Non-Lead
MTR_031619 | 9215 S 204TH ST | Copper Ridge at Chestnut, Lot 1 |  |  | Non-Lead - Other | No | 2014-02-18 | 0 | Installation date is after the lead ban |  |  |  |  | Non-Lead - Other |  |  | Installation date is after the lead ban |  |  |  |  | Non-Lead
MTR_031612 | 12615 SE 164TH ST | L3 BK5 CASCADE VISTA #7 |  |  | Non-Lead - Other | No | 2016-06-22 | 0.75 | Rectified Plan |  |  |  |  | Non-Lead - Other |  |  | Statistical analysis |  |  |  |  | Non-Lead
MTR_031367 | 10310 SE 225TH PL | LOT 13 COPPER HILL |  |  | Non-Lead - Other | No | 2006-03-28 | 0 | Installation date is after the lead ban |  |  |  |  | Non-Lead - Other |  |  | Installation date is after the lead ban |  |  |  |  | Non-Lead
MTR_031247 | 4741 SMITHERS AVE S | Wildwood View II SP, Lot 4 |  |  | Non-Lead - Other | No | 2018-03-14 | 0.75 | Installation date is after the lead ban |  |  |  |  | Non-Lead - Other |  |  | Installation date is after the lead ban |  |  |  |  | Non-Lead
MTR_030971 |  |  |  |  | Non-Lead - Plastic | No | 2023-03-02 | 1 | Rectified Plan |  |  |  |  | Non-Lead - Plastic |  |  | Statistical analysis |  |  |  |  | Non-Lead
MTR_030946 |  |  |  |  | Non-Lead - Plastic | No | 2023-03-02 | 1 | Rectified Plan |  |  |  |  | Non-Lead - Plastic |  |  | Statistical analysis |  |  |  |  | Non-Lead
MTR_031302 | 20110 91ST CT S | Brenna's Vista, Lot 38 SW of property |  |  | Non-Lead - Other | No | 2015-12-15 | 0 | Installation date is after the lead ban |  |  |  |  | Non-Lead - Other |  |  | Installation date is after the lead ban |  |  |  |  | Non-Lead
MTR_031397 | 13845 SE 183RD ST | Fairwood Pointe, Lot 7 |  |  | Non-Lead - Other | No | 2019-05-02 | 1 | Installation date is after the lead ban |  |  |  |  | Non-Lead - Other |  |  | Installation date is after the lead ban |  |  |  |  | Non-Lead
MTR_031454 | 10830 SE 216TH ST | Roma Park, Lot 2 |  |  | Non-Lead - Plastic | No | 2020-07-09 | 1 | Rectified Plan |  |  |  |  | Non-Lead - Other |  |  | Installation date is after the lead ban |  |  |  |  | Non-Lead
MTR_031503 | 4701 SMITHERS AVE S | Talbot Ridge, Lot 11 |  |  | Non-Lead - Other | No | 1966-05-24 | 0 | Installation date is after the lead ban |  |  |  |  | Non-Lead - Other |  |  | Installation date is after the lead ban |  |  |  |  | Non-Lead
MTR_031572 | 10742 SE 188TH ST | 10742 SE 188TH ST, S of property |  |  | Non-Lead - Other | No | 2016-01-29 | 0 | Installation date is after the lead ban |  |  |  |  | Non-Lead - Other |  |  | Installation date is after the lead ban |  |  |  |  | Non-Lead
MTR_031132 | 17717 115TH PL SE | L 8 Kincade Crossing, SE of property |  |  | Non-Lead - Plastic | No | 2017-10-05 | 1 | Rectified Plan |  |  |  |  | Non-Lead - Other |  |  | Installation date is after the lead ban |  |  |  |  | Non-Lead
MTR_031541 | 23711 134TH AVE SE | Lot 5, Bishop's Landing |  |  | Non-Lead - Other | No | 2014-07-10 | 0 | Installation date is after the lead ban |  |  |  |  | Non-Lead - Other |  |  | Installation date is after the lead ban |  |  |  |  | Non-Lead
MTR_031597 | 9804 S 200TH PL | Bahamas Plat, Lot 1 |  |  | Non-Lead - Plastic | No | 2017-09-25 | 1 | Rectified Plan |  |  |  |  | Non-Lead - Other |  |  | Installation date is after the lead ban |  |  |  |  | Non-Lead
MTR_031122 | 19414 121ST PL SE | NW of property on domestic service |  |  | Non-Lead - Other | No | 2017-03-20 | 0.75 | Installation date is after the lead ban |  |  |  |  | Non-Lead - Other |  |  | Installation date is after the lead ban |  |  |  |  | Non-Lead
MTR_031021 | 19228 112TH PL SE | Pine Meadows, Lot 29 |  |  | Non-Lead - Plastic | No | 2023-05-16 | 1 | Rectified Plan |  |  |  |  | Non-Lead - Plastic |  |  | Installation date is after the lead ban |  |  |  |  | Non-Lead
MTR_031596 | 9812 S 200TH PL | Bahamas Plat, Lot 3 |  |  | Non-Lead - Plastic | No | 2017-09-25 | 1 | Rectified Plan |  |  |  |  | Non-Lead - Other |  |  | Installation date is after the lead ban |  |  |  |  | Non-Lead
MTR_030973 | 10821 SE 204TH ST |  |  |  | Non-Lead - Other | No |  | 2 | Rectified Plan |  |  |  |  | Non-Lead - Other |  |  | Installation date is after the lead ban |  |  |  |  | Non-Lead
MTR_030999 |  |  |  |  | Non-Lead - Plastic | No | 2023-05-16 | 1 | Rectified Plan |  |  |  |  | Non-Lead - Plastic |  |  | Statistical analysis |  |  |  |  | Non-Lead
MTR_031517 | 12714 SE 171ST PL | Cascade Vista 3, Phase 2, Lot 82 |  |  | Non-Lead - Other | No | 2011-08-10 | 0 | Rectified Plan |  |  |  |  | Non-Lead - Other |  |  | Statistical analysis |  |  |  |  | Non-Lead
MTR_031023 |  |  |  |  | Non-Lead - Plastic | No | 2023-05-16 | 1 | Rectified Plan |  |  |  |  | Non-Lead - Plastic |  |  | Statistical analysis |  |  |  |  | Non-Lead
MTR_031539 | 11838 SE 189TH PL | LOT 2 RYLEE'S PLACE |  |  | Non-Lead - Other | No | 2016-03-21 | 0 | Rectified Plan |  |  |  |  | Non-Lead - Other |  |  | Installation date is after the lead ban |  |  |  |  | Non-Lead
MTR_031115 | 935 S 49TH ST | N of property on domestic service |  |  | Non-Lead - Other | No | 2018-03-14 | 0.75 | Installation date is after the lead ban |  |  |  |  | Non-Lead - Other |  |  | Installation date is after the lead ban |  |  |  |  | Non-Lead
MTR_030992 |  |  |  |  | Non-Lead - Plastic | No | 2023-10-25 | 1 | Rectified Plan |  |  |  |  | Non-Lead - Plastic |  |  | Statistical analysis |  |  |  |  | Non-Lead
MTR_031252 | 11519 SE 222ND ST | Skyline Short Plat, Lot 9 NW of property |  |  | Non-Lead - Plastic | No | 2017-11-21 | 1 | Rectified Plan |  |  |  |  | Non-Lead - Other |  |  | Installation date is after the lead ban |  |  |  |  | Non-Lead
MTR_031664 |  |  |  |  | Non-Lead - Plastic | No | 2023-10-25 | 1 | Rectified Plan |  |  |  |  | Non-Lead - Plastic |  |  | Statistical analysis |  |  |  |  | Non-Lead
MTR_031616 | 20308 97TH PL S | LOT 6 PAZOOKI SHORT PLAT |  |  | Non-Lead - Other | No | 2009-03-27 | 0 | Installation date is after the lead ban |  |  |  |  | Non-Lead - Other |  |  | Installation date is after the lead ban |  |  |  |  | Non-Lead
MTR_031103 | 12928 SE 213TH ST | SE of property |  |  | Non-Lead - Plastic | No | 2016-11-29 | 1 | Rectified Plan |  |  |  |  | Non-Lead - Other |  |  | Installation date is after the lead ban |  |  |  |  | Non-Lead
MTR_031481 | 12309 SE 191ST ST | Canyon Terrace, Lot 6 |  |  | Non-Lead - Other | No | 2015-06-13 | 0 | Rectified Plan |  |  |  |  | Non-Lead - Other |  |  | Installation date is after the lead ban |  |  |  |  | Non-Lead
MTR_031137 | 19706 TALBOT RD S | L 1 Skagen Short Plat, SW of property |  |  | Non-Lead - Plastic | No | 2016-11-21 | 1 | Rectified Plan |  |  |  |  | Non-Lead - Other |  |  | Installation date is after the lead ban |  |  |  |  | Non-Lead
MTR_031399 | 18809 132ND PL SE | Emerald Forest, Lot 13 |  |  | Non-Lead - Other | No | 2003-10-21 | 0 | Installation date is after the lead ban |  |  |  |  | Non-Lead - Other |  |  | Installation date is after the lead ban |  |  |  |  | Non-Lead
MTR_031618 | 12608 SE 240TH ST | 12608 SE 240TH ST, S of property |  |  | Non-Lead - Other | Unknown |  | 0 | Statistical analysis |  |  |  |  | Non-Lead - Other |  |  | Statistical analysis |  |  |  |  | Non-Lead
MTR_031329 | 19724 117TH PL SE | Aston Crest, Lot 18 NW of property |  |  | Non-Lead - Other | No | 2018-02-13 | 0.75 | Installation date is after the lead ban |  |  |  |  | Non-Lead - Other |  |  | Installation date is after the lead ban |  |  |  |  | Non-Lead
MTR_031544 | 11815 SE 189TH PL | LOT 12 RYLEE'S PLACE |  |  | Non-Lead - Other | No | 2016-03-21 | 0 | Rectified Plan |  |  |  |  | Non-Lead - Other |  |  | Installation date is after the lead ban |  |  |  |  | Non-Lead
MTR_031391 | 18206 137TH PL SE | Fairwood Pointe, Lot 24 |  |  | Non-Lead - Other | No | 2019-05-02 | 1 | Installation date is after the lead ban |  |  |  |  | Non-Lead - Other |  |  | Installation date is after the lead ban |  |  |  |  | Non-Lead
MTR_031661 |  |  |  |  | Non-Lead - Plastic | No | 2023-05-16 | 1 | Rectified Plan |  |  |  |  | Non-Lead - Plastic |  |  | Statistical analysis |  |  |  |  | Non-Lead
MTR_031613 | 19021 148TH AVE SE | 19021 148TH AVE SE, NE side of facility |  |  | Non-Lead - Plastic | No | 2017-10-01 | 2 | Rectified Plan |  |  |  |  | Non-Lead - Other |  |  | Statistical analysis |  |  |  |  | Non-Lead
MTR_031387 | 18217 137TH PL SE | Fairwood Pointe, Lot 18 |  |  | Non-Lead - Other | No | 2019-05-02 | 1 | Installation date is after the lead ban |  |  |  |  | Non-Lead - Other |  |  | Installation date is after the lead ban |  |  |  |  | Non-Lead
MTR_031300 | 20114 91ST CT S | Brenna's Vista, Lot 35 NW of property |  |  | Non-Lead - Other | No | 2015-12-15 | 0 | Installation date is after the lead ban |  |  |  |  | Non-Lead - Other |  |  | Installation date is after the lead ban |  |  |  |  | Non-Lead
MTR_031253 | 20818 103RD PL SE | Lot 6 SFG Short Plat, NW of property |  |  | Non-Lead - Plastic | No | 2017-05-12 | 1 | Rectified Plan |  |  |  |  | Non-Lead - Other |  |  | Installation date is after the lead ban |  |  |  |  | Non-Lead
MTR_031538 | 19611 140TH AVE SE | 19603 140TH AVE SE, NE of property |  |  | Non-Lead - Other | No | 401404 | 0 | Installation date is after the lead ban |  |  |  |  | Non-Lead - Other |  |  | Installation date is after the lead ban |  |  |  |  | Non-Lead
MTR_031320 | 11842 SE 191ST ST | 11842 SE 191ST ST, S of property on driveway |  |  | Non-Lead - Other | No |  | 0 | Installation date is after the lead ban |  |  |  |  | Non-Lead - Other |  |  | Installation date is after the lead ban |  |  |  |  | Non-Lead
MTR_030978 |  |  |  |  | Non-Lead - Other | No | 2023-04-10 | 1 | Rectified Plan |  |  |  |  | Non-Lead - Other |  |  | Statistical analysis |  |  |  |  | Non-Lead
MTR_031112 | 19611 117TH PL SE | NE of property |  |  | Non-Lead - Other | No | 2018-02-13 | 0.75 | Installation date is after the lead ban |  |  |  |  | Non-Lead - Other |  |  | Installation date is after the lead ban |  |  |  |  | Non-Lead
MTR_031289 | 18906 124TH AVE SE | Canyon Terrace, Lot 68 |  |  | Non-Lead - Other | No | 2015-06-13 | 0 | Rectified Plan |  |  |  |  | Non-Lead - Other |  |  | Installation date is after the lead ban |  |  |  |  | Non-Lead
MTR_031473 | 19230 99TH PL S | L3 BLK1 HI PARK TRACTS |  |  | Non-Lead - Other | No | 401404 | 0 | Installation date is after the lead ban |  |  |  |  | Non-Lead - Other |  |  | Installation date is after the lead ban |  |  |  |  | Non-Lead
MTR_031171 | 9114 S 200TH PL | Sophia Glen 92nd Ave S, SE of property |  |  | Non-Lead - Other | No | 2015-12-15 | 0 | Installation date is after the lead ban |  |  |  |  | Non-Lead - Other |  |  | Installation date is after the lead ban |  |  |  |  | Non-Lead
MTR_031238 | 4756 SMITHERS AVE S | Wildwood View II SP, Lot 15 |  |  | Non-Lead - Other | No | 2018-03-14 | 0.75 | Installation date is after the lead ban |  |  |  |  | Non-Lead - Other |  |  | Installation date is after the lead ban |  |  |  |  | Non-Lead
MTR_031580 | 17814 E LAKE DESIRE DR SE | 17814 E LK DESIRE DR SE, W of property |  |  | Non-Lead - Plastic | No | 2010-01-19 | 1 | Rectified Plan |  |  |  |  | Non-Lead - Other |  |  | Installation date is after the lead ban |  |  |  |  | Non-Lead
MTR_031411 | 10233 SE 217TH PL | Garrison Glen, Lot 20 NW of property |  |  | Non-Lead - Other | No | 2014-01-15 | 0 | Installation date is after the lead ban |  |  |  |  | Non-Lead - Other |  |  | Installation date is after the lead ban |  |  |  |  | Non-Lead
MTR_031267 | 19617 117TH PL SE | Aston Crest, Lot 19 SW of property |  |  | Non-Lead - Other | No | 2018-02-13 | 0.75 | Installation date is after the lead ban |  |  |  |  | Non-Lead - Other |  |  | Installation date is after the lead ban |  |  |  |  | Non-Lead
MTR_031491 | 12302 SE 191ST ST | Canyon Terrace, Lot 34 |  |  | Non-Lead - Other | No | 2015-06-13 | 0 | Rectified Plan |  |  |  |  | Non-Lead - Other |  |  | Installation date is after the lead ban |  |  |  |  | Non-Lead
MTR_031536 | 18088 W LAKE DESIRE DR SE | 18088 W LAKE DESIRE DR SE, W of property |  |  | Non-Lead - Plastic | No | 2010-01-20 | 1 | Rectified Plan |  |  |  |  | Non-Lead - Other |  |  | Installation date is after the lead ban |  |  |  |  | Non-Lead
MTR_031372 | 4765 SMITHERS AVE S | Wildwood View II SP, Lot 8 NE of property |  |  | Non-Lead - Other | No | 2018-03-14 | 0.75 | Installation date is after the lead ban |  |  |  |  | Non-Lead - Other |  |  | Installation date is after the lead ban |  |  |  |  | Non-Lead
MTR_031400 | 12026 SE 191ST PL | Kelsey's Crossing, Lot 5 |  |  | Non-Lead - Other | No | 2014-03-03 | 0 | Installation date is after the lead ban |  |  |  |  | Non-Lead - Other |  |  | Installation date is after the lead ban |  |  |  |  | Non-Lead
MTR_031315 | 917 S 49TH ST | Wildwood View, Lot 4 |  |  | Non-Lead - Other | No | 2018-03-14 | 0.75 | Installation date is after the lead ban |  |  |  |  | Non-Lead - Other |  |  | Installation date is after the lead ban |  |  |  |  | Non-Lead
MTR_031276 | 20008 91ST PL S | Brenna's Vista, Lot 3 NW of property |  |  | Non-Lead - Other | No | 2015-12-15 | 0 | Installation date is after the lead ban |  |  |  |  | Non-Lead - Other |  |  | Installation date is after the lead ban |  |  |  |  | Non-Lead
MTR_031306 | 19111 123RD AVE SE | Canyon Terrace, Lot 11 |  |  | Non-Lead - Other | No | 2015-06-13 | 0 | Rectified Plan |  |  |  |  | Non-Lead - Other |  |  | Installation date is after the lead ban |  |  |  |  | Non-Lead
MTR_031474 | 11615 SE 160TH ST | Cascade Vista 2, Lot 1 |  |  | Non-Lead - Other | No | 2014-04-16 | 0 | Rectified Plan |  |  |  |  | Non-Lead - Other |  |  | Statistical analysis |  |  |  |  | Non-Lead
MTR_031111 | 19623 117TH PL SE |  |  |  | Non-Lead - Other | No | 2018-02-13 | 0.75 | Installation date is after the lead ban |  |  |  |  | Non-Lead - Other |  |  | Installation date is after the lead ban |  |  |  |  | Non-Lead
MTR_031663 |  |  |  |  | Non-Lead - Plastic | No | 2023-05-16 | 1 | Rectified Plan |  |  |  |  | Non-Lead - Plastic |  |  | Statistical analysis |  |  |  |  | Non-Lead
MTR_031245 | 19513 121ST PL SE | Marabella, Lot 14 NE of property |  |  | Non-Lead - Other | No | 2017-03-20 | 0.75 | Installation date is after the lead ban |  |  |  |  | Non-Lead - Other |  |  | Installation date is after the lead ban |  |  |  |  | Non-Lead
MTR_031285 | 19006 123RD AVE SE | Canyon Terrace, Lot 27 SW of property |  |  | Non-Lead - Other | No | 2015-06-13 | 0 | Rectified Plan |  |  |  |  | Non-Lead - Other |  |  | Installation date is after the lead ban |  |  |  |  | Non-Lead
MTR_031665 |  |  |  |  | Non-Lead - Plastic | No | 2023-05-16 | 1 | Rectified Plan |  |  |  |  | Non-Lead - Plastic |  |  | Statistical analysis |  |  |  |  | Non-Lead
MTR_031364 | 17033 108TH AVE SE | Renton Special Care Community, Cottage A |  |  | Non-Lead - Other | No |  | 0 | Installation date is after the lead ban |  |  |  |  | Non-Lead - Other |  |  | Installation date is after the lead ban |  |  |  |  | Non-Lead
MTR_031225 | 19130 108TH LN SE | Unit 2 Cabiao Townhomes, S of Unit |  |  | Non-Lead - Other | No | 2009-01-05 | 0 | Installation date is after the lead ban |  |  |  |  | Non-Lead - Other |  |  | Installation date is after the lead ban |  |  |  |  | Non-Lead
MTR_031431 | 13803 SE 183RD ST | Fairwood Pointe, Lot 9 NE of property |  |  | Non-Lead - Other | No | 2019-05-02 | 1 | Installation date is after the lead ban |  |  |  |  | Non-Lead - Other |  |  | Installation date is after the lead ban |  |  |  |  | Non-Lead
MTR_031279 | 20103 148TH AVE SE | 20103 148TH AVE SE, SE of property |  |  | Non-Lead - Other | No |  | 0 | Installation date is after the lead ban |  |  |  |  | Non-Lead - Other |  |  | Installation date is after the lead ban |  |  |  |  | Non-Lead
MTR_031560 | 20018 90TH PL S | Brenna's Vista, Lot 19 |  |  | Non-Lead - Other | No | 2015-12-15 | 0 | Installation date is after the lead ban |  |  |  |  | Non-Lead - Other |  |  | Installation date is after the lead ban |  |  |  |  | Non-Lead
MTR_031194 | 19107 124TH AVE SE | Canyon Terrace, Lot 1 |  |  | Non-Lead - Other | No | 2015-06-13 | 0 | Rectified Plan |  |  |  |  | Non-Lead - Other |  |  | Installation date is after the lead ban |  |  |  |  | Non-Lead
MTR_031371 | 20808 103RD PL SE | SFG 8-Lot SP, Lot 8 |  |  | Non-Lead - Plastic | No | 2017-05-12 | 1 | Rectified Plan |  |  |  |  | Non-Lead - Other |  |  | Installation date is after the lead ban |  |  |  |  | Non-Lead
MTR_031316 | 13207 SE 237TH ST | Bishop's Landing, Lot 2 NW of property |  |  | Non-Lead - Other | No | 2014-07-10 | 0 | Installation date is after the lead ban |  |  |  |  | Non-Lead - Other |  |  | Installation date is after the lead ban |  |  |  |  | Non-Lead
MTR_031381 | 18205 137TH PL SE | Fairwood Pointe, Lot 21 |  |  | Non-Lead - Other | No | 2019-05-02 | 1 | Installation date is after the lead ban |  |  |  |  | Non-Lead - Other |  |  | Installation date is after the lead ban |  |  |  |  | Non-Lead
MTR_031148 | 17130 SE 181ST PL | Lot 1 Trovitsky Park Div 1, N of property |  |  | Non-Lead - Other | No | 2003-03-14 | 4 | Rectified Plan |  |  |  |  | Non-Lead - Other |  |  | Installation date is after the lead ban |  |  |  |  | Non-Lead
MTR_031292 | 20013 91ST PL S | Brenna's Vista, Lot 7 NE of property |  |  | Non-Lead - Other | No | 2015-12-15 | 0 | Installation date is after the lead ban |  |  |  |  | Non-Lead - Other |  |  | Installation date is after the lead ban |  |  |  |  | Non-Lead
MTR_030977 |  |  |  |  | Non-Lead - Other | No | 2023-04-10 | 1 | Rectified Plan |  |  |  |  | Non-Lead - Other |  |  | Statistical analysis |  |  |  |  | Non-Lead
MTR_031198 | 19105 123RD AVE SE | Canyon Terrace, Lot 12 |  |  | Non-Lead - Other | No | 2015-06-13 | 0 | Rectified Plan |  |  |  |  | Non-Lead - Other |  |  | Installation date is after the lead ban |  |  |  |  | Non-Lead
MTR_019338 | 9405 S 200TH ST | Blazenko Main Extension, NW of property |  |  | Non-Lead - Other | No | 2014-03-13 | 0 | Installation date is after the lead ban |  |  |  |  | Non-Lead - Other |  |  | Installation date is after the lead ban |  |  |  |  | Non-Lead
MTR_030935 |  |  |  |  | Non-Lead - Plastic | No | 2023-03-02 | 1 | Rectified Plan |  |  |  |  | Non-Lead - Plastic |  |  | Statistical analysis |  |  |  |  | Non-Lead
MTR_031083 |  |  |  |  | Non-Lead - Plastic | No | 2023-08-23 | 1 | Rectified Plan |  |  |  |  | Non-Lead - Plastic |  |  | Statistical analysis |  |  |  |  | Non-Lead
MTR_031192 | 19025 124TH AVE SE | Canyon Terrace, Lot 33 |  |  | Non-Lead - Other | No | 2015-06-13 | 0 | Rectified Plan |  |  |  |  | Non-Lead - Other |  |  | Installation date is after the lead ban |  |  |  |  | Non-Lead
MTR_031468 | 10825 SE 216TH ST | Roma Park, Lot 15 |  |  | Non-Lead - Plastic | No | 2020-07-09 | 1 | Rectified Plan |  |  |  |  | Non-Lead - Other |  |  | Installation date is after the lead ban |  |  |  |  | Non-Lead
MTR_031444 | 13775 SE 183RD ST | Fairwood Pointe, Lot 11 NW of propety |  |  | Non-Lead - Other | No | 2019-05-02 | 1 | Installation date is after the lead ban |  |  |  |  | Non-Lead - Other |  |  | Installation date is after the lead ban |  |  |  |  | Non-Lead
MTR_031296 | 13110 SE 230TH PL | Lot 8 132nd Ave SP, SE of property |  |  | Non-Lead - Other | No | 2016-05-25 | 0 | Installation date is after the lead ban |  |  |  |  | Non-Lead - Other |  |  | Installation date is after the lead ban |  |  |  |  | Non-Lead
MTR_031087 |  |  |  |  | Non-Lead - Plastic | No | 2023-08-23 | 1 | Rectified Plan |  |  |  |  | Non-Lead - Plastic |  |  | Statistical analysis |  |  |  |  | Non-Lead
MTR_031562 | 19032 120TH AVE SE | Canyon Terrace Subdivision, NW of property |  |  | Non-Lead - Other | No | 2015-06-13 | 0 | Rectified Plan |  |  |  |  | Non-Lead - Other |  |  | Statistical analysis |  |  |  |  | Non-Lead
MTR_031138 | 12816 SE 213TH ST | L 3 Willowcrest, SW of property |  |  | Non-Lead - Plastic | No | 2016-11-29 | 1 | Rectified Plan |  |  |  |  | Non-Lead - Other |  |  | Installation date is after the lead ban |  |  |  |  | Non-Lead
MTR_031366 | 4747 SMITHERS AVE S | Wildwood View II SP, Lot 5 SE of property |  |  | Non-Lead - Other | No | 2018-03-14 | 0.75 | Installation date is after the lead ban |  |  |  |  | Non-Lead - Other |  |  | Installation date is after the lead ban |  |  |  |  | Non-Lead
MTR_031323 | 13120 SE 230TH PL | Lot 6 132nd Ave SP |  |  | Non-Lead - Other | No | 2016-05-25 | 0 | Installation date is after the lead ban |  |  |  |  | Non-Lead - Other |  |  | Installation date is after the lead ban |  |  |  |  | Non-Lead
MTR_031548 | 10733 SE 165TH ST | Olympic View Terrace, Lot 3 |  |  | Non-Lead - Other | No | 2003-03-28 | 0 | Installation date is after the lead ban |  |  |  |  | Non-Lead - Other |  |  | Installation date is after the lead ban |  |  |  |  | Non-Lead
MTR_031390 | 18221 137TH PL SE | Fairwood Pointe, Lot 17 |  |  | Non-Lead - Other | No | 2019-05-02 | 1 | Installation date is after the lead ban |  |  |  |  | Non-Lead - Other |  |  | Installation date is after the lead ban |  |  |  |  | Non-Lead
MTR_031218 | 18820 124TH AVE SE | Canyon Terrace, Lot 62 |  |  | Non-Lead - Other | No | 2015-06-13 | 0 | Rectified Plan |  |  |  |  | Non-Lead - Other |  |  | Installation date is after the lead ban |  |  |  |  | Non-Lead
MTR_031154 | 15539 SE 184TH ST | NW of property |  |  | Non-Lead - Plastic | No | 1983-07-01 | 0 | Rectified Plan |  |  |  |  | Non-Lead - Other |  |  | Installation date is after the lead ban |  |  |  |  | Non-Lead
MTR_030948 |  |  |  |  | Non-Lead - Plastic | No | 2023-03-02 | 1 | Rectified Plan |  |  |  |  | Non-Lead - Plastic |  |  | Statistical analysis |  |  |  |  | Non-Lead
MTR_031205 | 20014 91ST PL S | Brenna's Vista, Lot 2 SW of property |  |  | Non-Lead - Other | No | 2015-12-15 | 0 | Installation date is after the lead ban |  |  |  |  | Non-Lead - Other |  |  | Installation date is after the lead ban |  |  |  |  | Non-Lead
MTR_031259 | 4732 SMITHERS AVE S | Wildwood View II SP, Lot 18 |  |  | Non-Lead - Other | No | 2018-03-14 | 0.75 | Installation date is after the lead ban |  |  |  |  | Non-Lead - Other |  |  | Installation date is after the lead ban |  |  |  |  | Non-Lead
MTR_031462 | 10802 SE 216TH ST | Roma Park, Lot 10 |  |  | Non-Lead - Plastic | No | 2020-07-09 | 1 | Rectified Plan |  |  |  |  | Non-Lead - Other |  |  | Installation date is after the lead ban |  |  |  |  | Non-Lead
MTR_031575 | 11431 SE 186TH PL | LOT 5 LAKESIDE FAIRWOOD |  |  | Non-Lead - Other | No | 2014-09-23 | 0 | Installation date is after the lead ban |  |  |  |  | Non-Lead - Other |  |  | Installation date is after the lead ban |  |  |  |  | Non-Lead
MTR_031452 | 18539 147TH CT SE | LOT 33 FAIRHAVEN #2 |  |  | Non-Lead - Other | No | 2001-07-27 | 0 | Installation date is after the lead ban |  |  |  |  | Non-Lead - Other |  |  | Installation date is after the lead ban |  |  |  |  | Non-Lead
MTR_031297 | 9809 S 200TH PL | Bahamas Plat, Lot 6 NE of property |  |  | Non-Lead - Plastic | No | 2017-09-25 | 1 | Rectified Plan |  |  |  |  | Non-Lead - Other |  |  | Installation date is after the lead ban |  |  |  |  | Non-Lead
MTR_031341 | 17602 115TH PL SE | Kinkade Crossing, Lot 16 SE of property |  |  | Non-Lead - Plastic | No | 2017-10-05 | 1 | Rectified Plan |  |  |  |  | Non-Lead - Other |  |  | Installation date is after the lead ban |  |  |  |  | Non-Lead
MTR_031654 |  |  |  |  | Non-Lead - Plastic | No | 2023-10-25 | 1 | Rectified Plan |  |  |  |  | Non-Lead - Plastic |  |  | Statistical analysis |  |  |  |  | Non-Lead
MTR_031304 | 20122 98TH AVE S | Bahamas Plat, Lot 11 SE of property |  |  | Non-Lead - Plastic | No | 2017-09-25 | 1 | Rectified Plan |  |  |  |  | Non-Lead - Other |  |  | Installation date is after the lead ban |  |  |  |  | Non-Lead
MTR_031384 | 11024 SE 218TH PL | Alder Heights, Lot 7 |  |  | Non-Lead - Other | No |  | 0 | Installation date is after the lead ban |  |  |  |  | Non-Lead - Other |  |  | Installation date is after the lead ban |  |  |  |  | Non-Lead
MTR_031188 | 19018 123RD AVE SE | Canyon Terrace, Lot 29 |  |  | Non-Lead - Other | No | 2015-06-13 | 0 | Rectified Plan |  |  |  |  | Non-Lead - Other |  |  | Installation date is after the lead ban |  |  |  |  | Non-Lead
MTR_031328 | 11728 SE 198TH ST | Spring Hill, Lot 4 SW of property |  |  | Non-Lead - Other | No | 2018-02-13 | 0.75 | Installation date is after the lead ban |  |  |  |  | Non-Lead - Other |  |  | Installation date is after the lead ban |  |  |  |  | Non-Lead
MTR_031269 | 19023 123RD AVE SE | Canyon Terrace, Lot 19 |  |  | Non-Lead - Other | No | 2015-06-13 | 0 | Rectified Plan |  |  |  |  | Non-Lead - Other |  |  | Installation date is after the lead ban |  |  |  |  | Non-Lead
MTR_031507 | 15602 SE 178TH ST | LOT 44 CANDLEWOOD RIDGE #2 |  |  | Non-Lead - Other | No | 1976-05-06 | 0 | Installation date is after the lead ban |  |  |  |  | Non-Lead - Other |  |  | Installation date is after the lead ban |  |  |  |  | Non-Lead
MTR_031506 | 10946 SE 164TH ST | 10946 SE 164TH ST, S of property |  |  | Non-Lead - Other | No |  | 0 | Installation date is after the lead ban |  |  |  |  | Non-Lead - Other |  |  | Installation date is after the lead ban |  |  |  |  | Non-Lead
MTR_031287 | 19047 123RD CT SE | Canyon Terrace, Lot 15 |  |  | Non-Lead - Other | No | 2015-06-13 | 0 | Rectified Plan |  |  |  |  | Non-Lead - Other |  |  | Installation date is after the lead ban |  |  |  |  | Non-Lead
MTR_031193 | 19053 123RD CT SE | Canyon Terrace, Lot 14 |  |  | Non-Lead - Other | No | 2015-06-13 | 0 | Rectified Plan |  |  |  |  | Non-Lead - Other |  |  | Installation date is after the lead ban |  |  |  |  | Non-Lead
MTR_031512 | 20304 97TH PL S | Pazooki Plat, Lot 7 |  |  | Non-Lead - Other | No | 2009-03-27 | 0 | Installation date is after the lead ban |  |  |  |  | Non-Lead - Other |  |  | Installation date is after the lead ban |  |  |  |  | Non-Lead
MTR_031455 | 10826 SE 216TH ST | Roma Park, Lot 3 |  |  | Non-Lead - Plastic | No | 2020-07-09 | 1 | Rectified Plan |  |  |  |  | Non-Lead - Other |  |  | Installation date is after the lead ban |  |  |  |  | Non-Lead
MTR_031022 |  |  |  |  | Non-Lead - Plastic | No | 2023-05-16 | 1 | Rectified Plan |  |  |  |  | Non-Lead - Plastic |  |  | Statistical analysis |  |  |  |  | Non-Lead
MTR_031094 | 12813 SE 213TH ST |  |  |  | Non-Lead - Plastic | No | 2016-11-29 | 1 | Rectified Plan |  |  |  |  | Non-Lead - Other |  |  | Installation date is after the lead ban |  |  |  |  | Non-Lead
MTR_031358 | 11516 SE 177TH PL | Kinkade Crossing, Lot 3 |  |  | Non-Lead - Plastic | No | 2017-10-05 | 1 | Rectified Plan |  |  |  |  | Non-Lead - Other |  |  | Installation date is after the lead ban |  |  |  |  | Non-Lead
MTR_031442 | 13851 SE 183RD ST | Fairwood Pointe, Lot 6 NW of property |  |  | Non-Lead - Other | No | 2019-05-02 | 1 | Installation date is after the lead ban |  |  |  |  | Non-Lead - Other |  |  | Installation date is after the lead ban |  |  |  |  | Non-Lead
MTR_031004 |  |  |  |  | Non-Lead - Plastic | No | 2023-05-16 | 1 | Rectified Plan |  |  |  |  | Non-Lead - Plastic |  |  | Statistical analysis |  |  |  |  | Non-Lead
MTR_031097 | 21315 128TH PL SE |  |  |  | Non-Lead - Plastic | No | 2016-11-29 | 1 | Rectified Plan |  |  |  |  | Non-Lead - Other |  |  | Installation date is after the lead ban |  |  |  |  | Non-Lead
MTR_030975 | 16200 116TH AVE SE |  |  |  | Non-Lead - Other | No |  | 0 | Installation date is after the lead ban |  |  |  |  | Non-Lead - Other |  |  | Installation date is after the lead ban |  |  |  |  | Non-Lead
MTR_031207 | 18815 123RD PL SE | Canyon Terrace, Lot 55 |  |  | Non-Lead - Other | No | 2015-06-13 | 0 | Rectified Plan |  |  |  |  | Non-Lead - Other |  |  | Installation date is after the lead ban |  |  |  |  | Non-Lead
MTR_031475 | 20454 137TH AVE SE | LOT 9 JERRYS PLACE |  |  | Non-Lead - Other | No | 2002-11-22 | 0 | Installation date is after the lead ban |  |  |  |  | Non-Lead - Other |  |  | Installation date is after the lead ban |  |  |  |  | Non-Lead
MTR_031220 | 18938 123RD AVE SE | Canyon Terrace, Lot 26 |  |  | Non-Lead - Other | No | 2015-06-13 | 0 | Rectified Plan |  |  |  |  | Non-Lead - Other |  |  | Installation date is after the lead ban |  |  |  |  | Non-Lead
MTR_031550 | 11323 SE 162ND ST | LOT 1 LUND SHORT PLAT |  |  | Non-Lead - Other | No | 401404 | 0 | Installation date is after the lead ban |  |  |  |  | Non-Lead - Other |  |  | Installation date is after the lead ban |  |  |  |  | Non-Lead
MTR_030964 |  |  |  |  | Non-Lead - Plastic | No | 2023-03-02 | 1 | Rectified Plan |  |  |  |  | Non-Lead - Plastic |  |  | Statistical analysis |  |  |  |  | Non-Lead
MTR_031494 | 18925 123RD AVE SE | Canyon Terrace, Lot 23 |  |  | Non-Lead - Other | No | 2015-06-13 | 0 | Rectified Plan |  |  |  |  | Non-Lead - Other |  |  | Installation date is after the lead ban |  |  |  |  | Non-Lead
MTR_031480 | 18854 123RD PL SE | Canyon Terrace, Lot 47 |  |  | Non-Lead - Other | No | 2015-06-13 | 0 | Rectified Plan |  |  |  |  | Non-Lead - Other |  |  | Installation date is after the lead ban |  |  |  |  | Non-Lead
MTR_031471 | 10872 SE 217TH ST | L6 B3 TWIN MAPLES |  |  | Non-Lead - Other | Unknown | 401404 | 0 | Statistical analysis |  |  |  |  | Non-Lead - Other |  |  | Statistical analysis |  |  |  |  | Non-Lead
MTR_031659 |  |  |  |  | Non-Lead - Plastic | No | 2023-10-25 | 1 | Rectified Plan |  |  |  |  | Non-Lead - Plastic |  |  | Statistical analysis |  |  |  |  | Non-Lead
MTR_031307 | 10615 SE 172ND ST | Avaya Ridge, West Building |  |  | Non-Lead - Other | No | 2018-11-12 | 2 | Installation date is after the lead ban |  |  |  |  | Non-Lead - Other |  |  | Installation date is after the lead ban |  |  |  |  | Non-Lead
MTR_031107 | 11509 SE 222ND ST |  |  |  | Non-Lead - Plastic | No | 2017-11-21 | 1 | Rectified Plan |  |  |  |  | Non-Lead - Other |  |  | Installation date is after the lead ban |  |  |  |  | Non-Lead
MTR_031177 | 9104 S 200TH PL | NE corner of property |  |  | Non-Lead - Other | No | 2015-12-15 | 0 | Installation date is after the lead ban |  |  |  |  | Non-Lead - Other |  |  | Installation date is after the lead ban |  |  |  |  | Non-Lead
MTR_031557 | 11807 SE 189TH PL | LOT 11 RYLEE'S PLACE |  |  | Non-Lead - Other | No | 2016-03-21 | 0 | Rectified Plan |  |  |  |  | Non-Lead - Other |  |  | Installation date is after the lead ban |  |  |  |  | Non-Lead
MTR_031483 | 20917 98TH PL S | HIllcrest & Hillcrest II, Lot 15 |  |  | Non-Lead - Plastic | No |  | 1 | Rectified Plan |  |  |  |  | Non-Lead - Other |  |  | Installation date is after the lead ban |  |  |  |  | Non-Lead
MTR_031172 | 20117 91ST CT S | Brenna's Vista, Lot 33 NE of property |  |  | Non-Lead - Other | No | 2015-12-15 | 0 | Installation date is after the lead ban |  |  |  |  | Non-Lead - Other |  |  | Installation date is after the lead ban |  |  |  |  | Non-Lead
MTR_031339 | 12612 SE 172ND ST | Cascade Vista, Lot 136 S of property |  |  | Non-Lead - Other | No | 2010-10-25 | 0 | Rectified Plan |  |  |  |  | Non-Lead - Other |  |  | Statistical analysis |  |  |  |  | Non-Lead
MTR_031623 | 19528 113TH PL SE | Panther Meadows, Lot 4 |  |  | Non-Lead - Other | No | 2004-07-26 | 0 | Installation date is after the lead ban |  |  |  |  | Non-Lead - Other |  |  | Installation date is after the lead ban |  |  |  |  | Non-Lead
MTR_031624 | 19366 113TH PL SE | Panther Meadows, Lot 76 |  |  | Non-Lead - Other | No | 2004-07-26 | 0 | Installation date is after the lead ban |  |  |  |  | Non-Lead - Other |  |  | Installation date is after the lead ban |  |  |  |  | Non-Lead
MTR_031628 | 12722 SE 173RD ST | La Fortuna Townhomes, Bldg 1 |  |  | Non-Lead - Other | No | 2007-05-29 | 0 | Installation date is after the lead ban |  |  |  |  | Non-Lead - Other |  |  | Installation date is after the lead ban |  |  |  |  | Non-Lead
MTR_031630 | 12744 SE 173RD ST | La Fortuna Townhomes, Bldg 2 |  |  | Non-Lead - Other | No | 2007-05-29 | 0 | Installation date is after the lead ban |  |  |  |  | Non-Lead - Other |  |  | Installation date is after the lead ban |  |  |  |  | Non-Lead
MTR_031631 | 12718 SE 173RD ST | La Fortuna Townhomes, Bldg 1 |  |  | Non-Lead - Other | No | 2007-05-29 | 0 | Installation date is after the lead ban |  |  |  |  | Non-Lead - Other |  |  | Installation date is after the lead ban |  |  |  |  | Non-Lead
MTR_031632 | 12740 SE 173RD ST | La Fortuna Townhomes, Bldg 2 |  |  | Non-Lead - Other | No | 2007-05-29 | 0 | Installation date is after the lead ban |  |  |  |  | Non-Lead - Other |  |  | Installation date is after the lead ban |  |  |  |  | Non-Lead
MTR_031634 | 12710 SE 173RD ST | La Fortuna Townhomes, Bldg 1 |  |  | Non-Lead - Other | No | 2007-05-29 | 0 | Installation date is after the lead ban |  |  |  |  | Non-Lead - Other |  |  | Installation date is after the lead ban |  |  |  |  | Non-Lead
MTR_031635 | 12752 SE 173RD ST | La Fortuna Townhomes, Bldg 2 |  |  | Non-Lead - Other | No | 2007-05-29 | 0 | Installation date is after the lead ban |  |  |  |  | Non-Lead - Other |  |  | Installation date is after the lead ban |  |  |  |  | Non-Lead
MTR_031636 | 12714 SE 173RD ST | LA Fortuna Townhomes, Bldg 1 |  |  | Non-Lead - Other | No | 2007-05-29 | 0 | Installation date is after the lead ban |  |  |  |  | Non-Lead - Other |  |  | Installation date is after the lead ban |  |  |  |  | Non-Lead
MTR_031637 | 12748 SE 173RD ST | La Fortuna Townhomes, Bldg 2 |  |  | Non-Lead - Other | No | 2007-05-29 | 0 | Installation date is after the lead ban |  |  |  |  | Non-Lead - Other |  |  | Installation date is after the lead ban |  |  |  |  | Non-Lead
MTR_031638 | 10608 SE 186TH ST | Vista Ridge, Lot 2 |  |  | Non-Lead - Other | No | 1995-09-21 | 0 | Installation date is after the lead ban |  |  |  |  | Non-Lead - Other |  |  | Installation date is after the lead ban |  |  |  |  | Non-Lead
MTR_031639 | 16804 120TH AVE SE | Cascade Vista, Lot 1 |  |  | Non-Lead - Other | No | 2002-05-02 | 0 | Rectified Plan |  |  |  |  | Non-Lead - Other |  |  | Statistical analysis |  |  |  |  | Non-Lead
MTR_031633 | 19925 116TH AVE SE | Spring Hill West |  |  | Non-Lead - Other | No | 2004-03-09 | 0 | Installation date is after the lead ban |  |  |  |  | Non-Lead - Other |  |  | Installation date is after the lead ban |  |  |  |  | Non-Lead
MTR_031640 | 10858 SE 218TH ST | Lot 2, Dilbag Singh |  |  | Non-Lead - Other | No | 2015-10-19 | 0 | Installation date is after the lead ban |  |  |  |  | Non-Lead - Other |  |  | Installation date is after the lead ban |  |  |  |  | Non-Lead
MTR_031641 | 10860 SE 218TH ST | Lot 3, Dilbag Singh |  |  | Non-Lead - Other | No | 2015-10-19 | 0 | Installation date is after the lead ban |  |  |  |  | Non-Lead - Other |  |  | Installation date is after the lead ban |  |  |  |  | Non-Lead
MTR_031642 | 18802 116TH AVE SE | 18802 116TH AVE SE, NW of property |  |  | Non-Lead - Other | Unknown |  | 0 | Statistical analysis |  |  |  |  | Non-Lead - Other |  |  | Statistical analysis |  |  |  |  | Non-Lead
MTR_031643 | 18802 116TH AVE SE | 18802 116TH AVE SE, W of property |  |  | Non-Lead - Other | Unknown |  | 0 | Statistical analysis |  |  |  |  | Non-Lead - Other |  |  | Statistical analysis |  |  |  |  | Non-Lead
MTR_031644 | 21915 99TH PL S | UNEEDEN ORCHARD TRACTS |  |  | Non-Lead - Other | No | 2001-08-23 | 0 | Installation date is after the lead ban |  |  |  |  | Non-Lead - Other |  |  | Installation date is after the lead ban |  |  |  |  | Non-Lead
MTR_031645 | 22430 100TH AVE SE | 22430 100TH AVE SE, NW of property |  |  | Non-Lead - Other | Unknown |  | 0 | Statistical analysis |  |  |  |  | Non-Lead - Other |  |  | Statistical analysis |  |  |  |  | Non-Lead
MTR_031646 | 20244 108TH AVE S | 20244 108TH AVE S |  |  | Non-Lead - Other | Unknown |  | 0 | Statistical analysis |  |  |  |  | Non-Lead - Other |  |  | Statistical analysis |  |  |  |  | Non-Lead
MTR_031244 | 20807 103RD PL SE | Lot 1 SFG Short Plat, SE of property |  |  | Non-Lead - Plastic | No | 2017-05-12 | 1 | Rectified Plan |  |  |  |  | Non-Lead - Other |  |  | Installation date is after the lead ban |  |  |  |  | Non-Lead
MTR_031666 | 11435 SE 222ND ST | Skyline Short Plant, Lot 6 NE of property |  |  | Non-Lead - Plastic | No | 2017-11-21 | 1 | Rectified Plan |  |  |  |  | Non-Lead - Other |  |  | Installation date is after the lead ban |  |  |  |  | Non-Lead
MTR_031667 | 20615 93RD PL S | 20615 93RD PL S, Bldg 11 Unit 32 |  |  | Non-Lead - Other | No | 2014-02-18 | 0 | Installation date is after the lead ban |  |  |  |  | Non-Lead - Other |  |  | Installation date is after the lead ban |  |  |  |  | Non-Lead
MTR_031668 | 20615 93RD PL S | 20615 93RD PL S, Bldg 11 Unit 33 |  |  | Non-Lead - Other | No | 2014-02-18 | 0 | Installation date is after the lead ban |  |  |  |  | Non-Lead - Other |  |  | Installation date is after the lead ban |  |  |  |  | Non-Lead
MTR_031669 | 20615 93RD PL S | 20615 93RD PL S, Bldg 11 Unit 34 |  |  | Non-Lead - Other | No | 2014-02-18 | 0 | Installation date is after the lead ban |  |  |  |  | Non-Lead - Other |  |  | Installation date is after the lead ban |  |  |  |  | Non-Lead
MTR_031670 | 20615 93RD PL S | 20615 93RD PL S, Bldg 11 Unit 35 |  |  | Non-Lead - Other | No | 2014-02-18 | 0 | Installation date is after the lead ban |  |  |  |  | Non-Lead - Other |  |  | Installation date is after the lead ban |  |  |  |  | Non-Lead
MTR_031671 | 20703 93RD PL S | 20703 93RD PL S, Bldg 12 Unit 36 |  |  | Non-Lead - Other | No | 2014-02-18 | 0 | Installation date is after the lead ban |  |  |  |  | Non-Lead - Other |  |  | Installation date is after the lead ban |  |  |  |  | Non-Lead
MTR_031672 | 20703 93RD PL S | 20703 93RD PL S, Bldg 12 Unit 37 |  |  | Non-Lead - Other | No | 2014-02-18 | 0 | Installation date is after the lead ban |  |  |  |  | Non-Lead - Other |  |  | Installation date is after the lead ban |  |  |  |  | Non-Lead
MTR_031673 | 20703 93RD PL S | 20703 93RD PL S, Bldg 12 Unit 38 |  |  | Non-Lead - Other | No | 2014-02-18 | 0 | Installation date is after the lead ban |  |  |  |  | Non-Lead - Other |  |  | Installation date is after the lead ban |  |  |  |  | Non-Lead
MTR_031674 | 20703 93RD PL S | 20703 93RD PL S, Bldg 12 Unit 39 |  |  | Non-Lead - Other | No | 2017-02-18 | 1 | Installation date is after the lead ban |  |  |  |  | Non-Lead - Other |  |  | Installation date is after the lead ban |  |  |  |  | Non-Lead
MTR_031675 | 10036 SE 224TH ST | 10036 SE 224TH ST |  |  | Non-Lead - Other | No | 2000-12-08 | 0 | Installation date is after the lead ban |  |  |  |  | Non-Lead - Other |  |  | Installation date is after the lead ban |  |  |  |  | Non-Lead
MTR_031676 | 11437 SE 186TH PL | LOT 4 LAKESIDE FAIRWOOD |  |  | Non-Lead - Other | No | 2014-09-23 | 0 | Installation date is after the lead ban |  |  |  |  | Non-Lead - Other |  |  | Installation date is after the lead ban |  |  |  |  | Non-Lead
MTR_031677 | 12228 SE PETROVITSKY RD | UNIT 1A SUNRIDGE TOWNHOMES |  |  | Non-Lead - Other | No | 2018-02-12 | 1 | Installation date is after the lead ban |  |  |  |  | Non-Lead - Other |  |  | Installation date is after the lead ban |  |  |  |  | Non-Lead
MTR_031678 | 12228 SE PETROVITSKY RD | UNIT 1B SUNRIDGE TOWNHOMES |  |  | Non-Lead - Other | No | 2018-02-12 | 1 | Installation date is after the lead ban |  |  |  |  | Non-Lead - Other |  |  | Installation date is after the lead ban |  |  |  |  | Non-Lead
MTR_031679 | 12228 SE PETROVITSKY RD | UNIT 1C SUNRIDGE TOWNHOMES |  |  | Non-Lead - Other | No | 2018-02-12 | 1 | Installation date is after the lead ban |  |  |  |  | Non-Lead - Other |  |  | Installation date is after the lead ban |  |  |  |  | Non-Lead
MTR_031680 | 12228 SE PETROVITSKY RD | UNIT 1D SUNRIDGE TOWNHOMES |  |  | Non-Lead - Other | No | 2018-02-12 | 1 | Installation date is after the lead ban |  |  |  |  | Non-Lead - Other |  |  | Installation date is after the lead ban |  |  |  |  | Non-Lead
MTR_031681 | 12228 SE PETROVITSKY RD | UNIT 2A SUNRIDGE TOWNHOMES |  |  | Non-Lead - Other | No | 2018-02-12 | 1 | Installation date is after the lead ban |  |  |  |  | Non-Lead - Other |  |  | Installation date is after the lead ban |  |  |  |  | Non-Lead
MTR_031682 | 12228 SE PETROVITSKY RD | UNIT 2B SUNRIDGE TOWNHOMES |  |  | Non-Lead - Other | No | 2018-02-12 | 1 | Installation date is after the lead ban |  |  |  |  | Non-Lead - Other |  |  | Installation date is after the lead ban |  |  |  |  | Non-Lead
MTR_031683 | 12228 SE PETROVITSKY RD | UNIT 2C SUNRIDGE TOWNHOMES |  |  | Non-Lead - Other | No | 2018-02-12 | 1 | Installation date is after the lead ban |  |  |  |  | Non-Lead - Other |  |  | Installation date is after the lead ban |  |  |  |  | Non-Lead
MTR_031684 | 12228 SE PETROVITSKY RD | UNIT 2D SUNRIDGE TOWNHOMES |  |  | Non-Lead - Other | No | 2018-02-12 | 1 | Installation date is after the lead ban |  |  |  |  | Non-Lead - Other |  |  | Installation date is after the lead ban |  |  |  |  | Non-Lead
MTR_031685 | 12228 SE PETROVITSKY RD | UNIT 2E SUNRIDGE TOWNHOMES |  |  | Non-Lead - Other | No | 2018-02-12 | 1 | Installation date is after the lead ban |  |  |  |  | Non-Lead - Other |  |  | Installation date is after the lead ban |  |  |  |  | Non-Lead
MTR_031686 | 12228 SE PETROVITSKY RD | IRRIGATION SERVICE E SIDE OF UNIT 1D |  |  | Non-Lead - Other | No | 2018-02-12 | 1 | Installation date is after the lead ban |  |  |  |  | Non-Lead - Other |  |  | Installation date is after the lead ban |  |  |  |  | Non-Lead
MTR_031687 |  | TR B EMERALD FOREST |  |  | Non-Lead - Other | No | 2003-10-21 | 0 | Installation date is after the lead ban |  |  |  |  | Non-Lead - Other |  |  | Statistical analysis |  |  |  |  | Non-Lead
MTR_031688 | 17545 110TH LN SE | 17545 110TH LN SE; NE of property, E side of 110th Ln SE |  |  | Non-Lead - Other | No | 401404 | 1.5 | Installation date is after the lead ban |  |  |  |  | Non-Lead - Other |  |  | Installation date is after the lead ban |  |  |  |  | Non-Lead
MTR_031689 | 17545 110TH LN SE | 17545 110TH LN SE; NE of property, E side of 110th Ln SE |  |  | Non-Lead - Other | No | 401404 | 1.5 | Installation date is after the lead ban |  |  |  |  | Non-Lead - Other |  |  | Installation date is after the lead ban |  |  |  |  | Non-Lead
MTR_031690 | 120TH PL SE Kent 98031 | Tract D Hansen Short Plats 1 & 2 |  |  | Non-Lead - Other | No | 2014-02-13 | 0 | Rectified Plan |  |  |  |  | Non-Lead - Other |  |  | Statistical analysis |  |  |  |  | Non-Lead
MTR_031691 | 20807 103RD PL SE | Lot 1 SFG Short Plat, NW of property |  |  | Non-Lead - Other | No | 401404 | 0 | Installation date is after the lead ban |  |  |  |  | Non-Lead - Other |  |  | Installation date is after the lead ban |  |  |  |  | Non-Lead
MTR_031692 | SE 197th & 117th Pl SE | Aston Crest, Tract A, Park, SE of park |  |  | Non-Lead - Other | No | 2018-02-13 | 0.75 | Rectified Plan |  |  |  |  | Non-Lead - Other |  |  | Statistical analysis |  |  |  |  | Non-Lead
MTR_031693 | 121 XX SE 195TH PL | Tract Y, Marbella, Playground area |  |  | Non-Lead - Other | No | 2017-03-20 | 0.75 | Installation date is after the lead ban |  |  |  |  | Non-Lead - Other |  |  | Statistical analysis |  |  |  |  | Non-Lead
MTR_031694 | 127 XX 173RD AVE SE | FIRE METER BUILDING 6 LA FORTUNA TOWNHOMES |  |  | Non-Lead - Other | No | 2007-05-29 | 2 | Installation date is after the lead ban |  |  |  |  | Non-Lead - Other |  |  | Statistical analysis |  |  |  |  | Non-Lead
MTR_031695 | 130 XX 213TH AVE SE | Tract G, Willowcrest, by hydrant |  |  | Non-Lead - Plastic | No | 2016-11-29 | 1 | Rectified Plan |  |  |  |  | Non-Lead - Plastic |  |  | Statistical analysis |  |  |  |  | Non-Lead
MTR_031696 | 188 XX 120TH AVE SE | RYLEE'S PLACE-NE CORNER OF LOT 16 |  |  | Non-Lead - Other | No | 2016-03-21 | 0 | Rectified Plan |  |  |  |  | Non-Lead - Other |  |  | Statistical analysis |  |  |  |  | Non-Lead
MTR_031317 | 929 S 49TH ST | Wildwood View II SP, Lot 2 NE of property |  |  | Non-Lead - Other | No | 2018-03-14 | 0.75 | Installation date is after the lead ban |  |  |  |  | Non-Lead - Other |  |  | Installation date is after the lead ban |  |  |  |  | Non-Lead
MTR_031074 |  |  |  |  | Non-Lead - Plastic | No | 2023-05-16 | 1 | Rectified Plan |  |  |  |  | Non-Lead - Plastic |  |  | Statistical analysis |  |  |  |  | Non-Lead
MTR_031255 | 10830 SE 204TH ST | South Building by Hydrant |  |  | Non-Lead - Other | No | 2019-02-21 | 0 | Installation date is after the lead ban |  |  |  |  | Non-Lead - Other |  |  | Installation date is after the lead ban |  |  |  |  | Non-Lead
MTR_031031 |  |  |  |  | Non-Lead - Plastic | No | 2023-05-16 | 1 | Rectified Plan |  |  |  |  | Non-Lead - Plastic |  |  | Statistical analysis |  |  |  |  | Non-Lead
MTR_031216 | 17222 127TH PL SE | La Fortina, Bldg 2 |  |  | Non-Lead - Other | No | 2007-05-29 | 0 | Installation date is after the lead ban |  |  |  |  | Non-Lead - Other |  |  | Installation date is after the lead ban |  |  |  |  | Non-Lead
MTR_031625 | 17214 127TH PL SE | La Fortuna Townhomes, Bldg 3 |  |  | Non-Lead - Other | No | 2007-05-29 | 0 | Installation date is after the lead ban |  |  |  |  | Non-Lead - Other |  |  | Installation date is after the lead ban |  |  |  |  | Non-Lead
MTR_031626 | 17222 127TH PL SE | La Fortuna Townhomes, Bldg 3 |  |  | Non-Lead - Other | No | 2007-05-29 | 0 | Installation date is after the lead ban |  |  |  |  | Non-Lead - Other |  |  | Installation date is after the lead ban |  |  |  |  | Non-Lead
MTR_031627 | 17218 127TH PL SE | La Fortuna Townhomes, Bldg 3 |  |  | Non-Lead - Other | No | 2007-05-29 | 0 | Installation date is after the lead ban |  |  |  |  | Non-Lead - Other |  |  | Installation date is after the lead ban |  |  |  |  | Non-Lead
MTR_031629 | 17210 127TH PL SE | La Fortuna Townhomes, Bldg 3 |  |  | Non-Lead - Other | No | 2007-05-29 | 0 | Installation date is after the lead ban |  |  |  |  | Non-Lead - Other |  |  | Installation date is after the lead ban |  |  |  |  | Non-Lead
MTR_031698 | 137 XX SE 185TH WAY | 137 XX SE 185TH WAY, Addison Park Div 1, Tract D |  |  | Non-Lead - Other | No | 2019-02-21 | 0 | Installation date is after the lead ban |  |  |  |  | Non-Lead - Other |  |  | Statistical analysis |  |  |  |  | Non-Lead
MTR_031697 | 193 XX 122ND PL SE | 193 XX 122ND PL SE, SW of park |  |  | Non-Lead - Other | Unknown |  | 0 | Statistical analysis |  |  |  |  | Non-Lead - Other |  |  | Statistical analysis |  |  |  |  | Non-Lead
MTR_031699 | 222 XX 116TH AVE SE | 222 XX 116TH AVE SE, Skyline Short Plat, Tract B |  |  | Non-Lead - Plastic | No | 2017-11-21 | 1 | Rectified Plan |  |  |  |  | Non-Lead - Plastic |  |  | Statistical analysis |  |  |  |  | Non-Lead
MTR_031700 | 208XX 98TH PL S | 208XX 98TH PL S, TRACT C, HILLCREST |  |  | Non-Lead - Other | No | 2020-10-02 | 1 | Installation date is after the lead ban |  |  |  |  | Non-Lead - Other |  |  | Statistical analysis |  |  |  |  | Non-Lead
MTR_031701 | 122XX SE 188TH ST | 122XX SE 188TH ST, TRACT I, CANYON TERRACE |  |  | Non-Lead - Other | Unknown |  | 0 | Statistical analysis |  |  |  |  | Non-Lead - Other |  |  | Statistical analysis |  |  |  |  | Non-Lead
MTR_031702 | 188 XX 120TH AVE SE | 188 XX 120TH AVE SE, TRACT A |  |  | Non-Lead - Other | Unknown |  | 0 | Statistical analysis |  |  |  |  | Non-Lead - Other |  |  | Statistical analysis |  |  |  |  | Non-Lead
MTR_031703 | 13113 SE 164TH ST | 13113 SE 164TH ST, Pump Station No 2, PS 2 Site |  |  | Non-Lead - Other | No | 2007-10-01 | 0 | Rectified Plan |  |  |  |  | Non-Lead - Other |  |  | Statistical analysis |  |  |  |  | Non-Lead
MTR_031704 | 17834 E LAKE DESIRE DR SE | 17834 E LK DESIRE DR SE |  |  | Non-Lead - Plastic | No | 2010-01-19 | 1 | Rectified Plan |  |  |  |  | Non-Lead - Other |  |  | Installation date is after the lead ban |  |  |  |  | Non-Lead
MTR_031705 | 138XX SE 183RD ST | 138XX SE 183RD ST, FAIRWOOD POINTE TRACT C |  |  | Non-Lead - Other | No | 2019-05-02 | 1 | Installation date is after the lead ban |  |  |  |  | Non-Lead - Other |  |  | Statistical analysis |  |  |  |  | Non-Lead
MTR_031706 | 138XX SE 183RD ST | 138XX SE 183RD ST, FAIRWOOD POINTE TRACT D |  |  | Non-Lead - Plastic | No | 2019-05-02 | 1 | Rectified Plan |  |  |  |  | Non-Lead - Plastic |  |  | Statistical analysis |  |  |  |  | Non-Lead
MTR_031707 | 168XX 113TH LN SE | 168XX 113TH LN SE, IRRIGATION METER |  |  | Non-Lead - Other | Unknown | 401404 | 0.75 | Statistical analysis |  |  |  |  | Non-Lead - Other |  |  | Statistical analysis |  |  |  |  | Non-Lead